## Summary
Example Solar
Active case: 4 ¦ Tariff: 2.21 UScts / kWh ¦ Min DSCR: 1.150
| Power Plant Energy Charge | 8.2526 | 1.9649 | UScts / kWh | Project IRR |  |  | 5.276% | % p.a.
| Interconnection Facilty Energy Charge |  | 0.24509 | UScts / kWh | EIRR
| Energy Charge |  | 2.21 | UScts / kWh
| Debt sizing method |  | DSCR | method
| Yield for debt sizing |  | P90 | # | Debt outstanding |  | ü | 0 | 1= yes; 0 = no |  | No model errors
| Target leverage |  | 75% | % | Minimum 12m DSCR - P90 |  | ü | 1.15 | ratio |  | Model solved
| Leverage at COD |  | 56.82% | % | Average DSCR - P90 |  |  | 1.2062 | ratio
[5 empty] | Minimum LLCR - P50 |  | ü | 1.3303 | ratio
| Generation |  |  |  | Average cost of debt |  |  | 5.799% | % p.a.
| Year 1 P50 generation |  | 594.248 | GWh
| Year 1 P90 generation |  | 573.28 | GWh
| Load factor |  | 30.83% | % |  | DC/AC Ratio |  | 1.25
[6 empty] | MWp |  | 343.75
| Weighted average loan - actual repayments including cashsweep |  | 11.9267 | years |  | Capacity Factor MWp |  | 24.67%
| Total Balloon amount |  | 12.7707 | $m |  | Annual O&M in First Year |  | 1247.029
| Total debt amount |  | 102.1657 | $m |  | O&M per kWy |  | 3.6277
| Balloon amount as a % of the total debt |  | 12.5% | % |  | Capital Expenditure - EPC |  | 127.7676 |  |  |  | 0.46461
| Total bullet repayment outstanding at debt maturity |  | 0 | USD 000s |  | Capital Expenditure - Total |  | 154.5311
| Final cashsweep payment tail (x years from maturity) |  | 5.2521 | years |  | Capital Expenditure/kWp - EPC |  | 371.6875
[6 empty] | Capital Expenditure/kWp - Total |  | 449.5451
Milestone dates |  |  |  |  | Sources of funds |  |  | $m | % | Uses of funds |  | $m | $ / W | %
Financial close date |  |  | 2023-03-31 | date | Sponsor share capital |  |  | 19.5008 | 9.947% | EPC costs exc VAT |  | 127.7676 | 0.58076 | 65.17%
Scheduled COD |  |  | 2025-07-01 | date | Equity Bridge loan |  |  | 0 | 0% | Contingency costs (EPC and Interconnection facility) |  | 0.69384 | 0.0031538 | 0.3539%
PPA tenor |  |  | 30 | years | Shareholder loan drawdown |  |  | 58.1342 | 29.65% | Interconnection facilty costs |  | 11 | 0.05 | 5.611%
[5 empty] | Standby Equity drawdown |  |  | 0 | 0% | EPC premium |  | 0 | 0 | 0%
[5 empty] | Cash received for EGR |  |  | 16.2372 | 8.283% | Development and other construction period costs excl VAT and WHT |  | 6.0797 | 0.027635 | 3.101%
Key inputs / outputs |  |  | 275 |  | Equity sources |  |  | 93.8722 | 47.88% | Development fee |  | 8.99 | 0.040864 | 4.586%
Generation capacity |  |  | 220 | Mwac | [5 empty] | Total EPC incl. development costs |  | 154.5311 | 0.70241 | 78.83%
O&M per MW pa - Real |  |  | 5.7965 | USD 000s p.a. / MW | ADB |  | ü | 26.5052 | 13.52%
Local portion of O&M costs |  |  | 0% | % | EBRD |  | ü | 34.7983 | 17.75% | EBL interest and fees |  | 0 | 0 | 0%
% of equity as shareholder loan |  |  | 75% | % | AIIB |  | ü | 20.4311 | 10.42% | ADB Loan interest & fees |  | 3.295 | 0.014977 | 1.681%
Interest rate on shareholder loan |  |  | 5% | % | EIB |  | ü | 20.4311 | 10.42% | EBRD Loan interest & fees |  | 4.326 | 0.019664 | 2.207%
[10 empty] | AIIB loan interest & fees |  | 2.5399 | 0.011545 | 1.296%
[5 empty] | Debt sources |  |  | 102.1657 | 52.12% | EIB loan interest & fees |  | 2.3879 | 0.010854 | 1.218%
[10 empty] | Standby debt and equity fees |  | 0 | 0 | 0%
[5 empty] | Total sources before VAT |  |  | 196.0379 | 100% | Agency fees |  | 0.15764 | 0.00071656 | 0.08041%
[10 empty] | Tax paid during construction |  | 0 | 0 | 0%
[10 empty] | Advisory fees |  | 2.847 | 0.012941 | 1.452%
[5 empty] | Surplus cash utilised during construction |  |  | 0 | 0% | MMRA pre-funding |  | 0 | 0 | 0%
[10 empty] | DSRA pre-funding |  | 8.0508 | 0.036595 | 4.107%
[10 empty] | PCG costs |  | 0.25628 | 0.0011649 | 0.1307%
[10 empty] | Surplus cash transferred to cash balance |  | 15.0318 | 0.068327 | 7.668%
[10 empty] | Performance bond / development security LC fee - M |  | 0.135 | 0.00061364 | 0.06886%
[10 empty] | VAT shortfall |  | 0 | 0 | 0%
[10 empty] | VAT facility |  | 0 | 0 | 0%
[10 empty] | Total Financing costs |  | 39.0274 | 0.1774 | 19.91%
[10 empty] | EBL repayment |  | 0 | 0 | 0%
[10 empty] | True up amount |  | 0 | 0 | 0%
[10 empty] | Early generation costs |  | 1.2054 | 0.0054791 | 0.6149%
[10 empty] | Land tax |  | 1.274 | 0.005791 | 0.6499%
[10 empty] | Working capital pre-funding |  | 0 | 0 | 0%
[5 empty] | Sources of funds |  |  | 196.0379 | 100% | Uses of funds |  | 196.0379 | 0.89108 | 100%
LOAN LIFE COVER RATIO | [7 empty] | CFADS VS DEBT SERVICE
P90 vs P50 CFADS (SEMI-ANNUAL) | [7 empty] | SHAREHOLDER LOAN & DIVIDEND CASHFLOWS
Solve Model

## FS
FS
|  | Model period start date | 0 | Error chks | time axis 2021-07-01 to 2064-01-01
|  | Model period end date | 0 | Track chgs | time axis 2021-12-31 to 2064-06-30
|  | Timeline label | 1 | Alerts |  |  | Dev | Dev | Dev | FC/Const. | Const | Const | Const | Const | Ops - PPA | Ops - PPA | Ops - PPA | Ops - PPA | Ops - PPA | Ops - PPA | Ops - PPA | Ops - PPA | Ops - PPA | Ops - PPA | Ops - PPA | Ops - PPA | Ops - PPA | Ops - PPA | Ops - PPA | Ops - PPA | Ops - PPA | Ops - PPA | Ops - PPA | Ops - PPA | Ops - PPA | Ops - PPA | Ops - PPA | Ops - PPA | Ops - PPA | Ops - PPA | Ops - PPA | Ops - PPA | Ops - PPA | Ops - PPA | Ops - PPA | Ops - PPA | Ops - PPA | Ops - PPA | Ops - PPA | Ops - PPA | Ops - PPA | Ops - PPA | Ops - PPA | Ops - PPA | Ops - PPA | Ops - PPA | Ops - PPA | Ops - PPA | Ops - PPA | Ops - PPA | Ops - PPA | Ops - PPA | Ops - PPA | Ops - PPA | Ops - PPA | Ops - PPA | Ops - PPA | Ops - PPA | Ops - PPA | Ops - PPA | Ops - PPA | Ops - PPA | Ops - PPA | Ops - PPA | Post-Ops | Post-Ops | Post-Ops | Post-Ops | Post-Ops | Post-Ops | Post-Ops | Post-Ops | Post-Ops | Post-Ops | Post-Ops | Post-Ops | Post-Ops | Post-Ops | Post-Ops | Post-Ops | Post-Ops | Post-Ops
|  | Model column counter | Constant | Unit | Total |  | 1 | 2 | 3 | 4 | 5 | 6 | 7 | 8 | 9 | 10 | 11 | 12 | 13 | 14 | 15 | 16 | 17 | 18 | 19 | 20 | 21 | 22 | 23 | 24 | 25 | 26 | 27 | 28 | 29 | 30 | 31 | 32 | 33 | 34 | 35 | 36 | 37 | 38 | 39 | 40 | 41 | 42 | 43 | 44 | 45 | 46 | 47 | 48 | 49 | 50 | 51 | 52 | 53 | 54 | 55 | 56 | 57 | 58 | 59 | 60 | 61 | 62 | 63 | 64 | 65 | 66 | 67 | 68 | 69 | 70 | 71 | 72 | 73 | 74 | 75 | 76 | 77 | 78 | 79 | 80 | 81 | 82 | 83 | 84 | 85 | 86
INCOME STATEMENT
|  | Operating revenue | 0 | USD 000s | 402203.6526 | 0 | 0 | 0 | 0 | 119761.3299 | 41006.4408 | 9040.8088 | 4776.652 | 4678.2256 | 4565.7762 | 4504.5468 | 4397.7144 | 4332.6631 | 4564.3078 | 4504.0282 | 4464.4933 | 4402.121 | 4361.7307 | 4297.1859 | 4360.879 | 4296.783 | 4289.2872 | 4223.8172 | 4158.2513 | 4089.8748 | 4054.0535 | 4632.0104 | 4681.6144 | 4620.2898 | 4513.7047 | 4448.6713 | 4428.7909 | 4362.1807 | 5089.4309 | 5040.4433 | 4223.9841 | 4153.3079 | 4122.8136 | 4050.131 | 4012.5661 | 3937.639 | 3893.3025 | 3815.8954 | 3772.4402 | 3692.5091 | 3650.1418 | 3567.6477 | 3581.818 | 3498.1478 | 3384.4519 | 3296.2798 | 3235.2667 | 3143.8313 | 3076.3675 | 2981.4159 | 2970.7323 | 2873.6349 | 2770.5441 | 2668.8628 | 2695.5402 | 2592.4956 | 2523.6517 | 2416.7475 | 2344.3922 | 2233.4373 | 2157.384 | 2042.178 | 1997.3753 | 1878.6123 | -8.8736e-11 | -9.1022e-11 | -9.3366e-11 | -9.5771e-11 | -9.8238e-11 | -1.0077e-10 | -1.0336e-10 | -1.0603e-10 | -1.0876e-10 | -1.1156e-10 | -1.1443e-10 | -1.1738e-10 | -1.204e-10 | -1.235e-10 | -1.2668e-10 | -1.2995e-10 | -1.3329e-10 | -1.3673e-10
|  | Construction costs under IFRIC 12 | 0 | USD 000s | -159043.4534 | 0 | 0 | 0 | 0 | -117413.0686 | -37178.2227 | -4331.9206 | -82.65 | -37.5915 | 0 | 0 | 0 | 0 | 0 | 0 | 0 | 0 | 0 | 0 | 0 | 0 | 0 | 0 | 0 | 0 | 0 | 0 | 0 | 0 | 0 | 0 | 0 | 0 | 0 | 0 | 0 | 0 | 0 | 0 | 0 | 0 | 0 | 0 | 0 | 0 | 0 | 0 | 0 | 0 | 0 | 0 | 0 | 0 | 0 | 0 | 0 | 0 | 0 | 0 | 0 | 0 | 0 | 0 | 0 | 0 | 0 | 0 | 0 | 0 | 0 | 0 | 0 | 0 | 0 | 0 | 0 | 0 | 0 | 0 | 0 | 0 | 0 | 0 | 0 | 0 | 0 | 0
|  | Lifecycle costs under IFRIC 12 | 0 | USD 000s | 0 | 0 | 0 | 0 | 0 | 0 | 0 | 0 | 0 | 0 | 0 | 0 | 0 | 0 | 0 | 0 | 0 | 0 | 0 | 0 | 0 | 0 | 0 | 0 | 0 | 0 | 0 | 0 | 0 | 0 | 0 | 0 | 0 | 0 | 0 | 0 | 0 | 0 | 0 | 0 | 0 | 0 | 0 | 0 | 0 | 0 | 0 | 0 | 0 | 0 | 0 | 0 | 0 | 0 | 0 | 0 | 0 | 0 | 0 | 0 | 0 | 0 | 0 | 0 | 0 | 0 | 0 | 0 | 0 | 0 | 0 | 0 | 0 | 0 | 0 | 0 | 0 | 0 | 0 | 0 | 0 | 0 | 0 | 0 | 0 | 0 | 0 | 0
|  | Early contract period cash outflow - funded under IFRIC | 0 | USD 000s | 0 | 0 | 0 | 0 | 0 | 0 | 0 | 0 | 0 | 0 | 0 | 0 | 0 | 0 | 0 | 0 | 0 | 0 | 0 | 0 | 0 | 0 | 0 | 0 | 0 | 0 | 0 | 0 | 0 | 0 | 0 | 0 | 0 | 0 | 0 | 0 | 0 | 0 | 0 | 0 | 0 | 0 | 0 | 0 | 0 | 0 | 0 | 0 | 0 | 0 | 0 | 0 | 0 | 0 | 0 | 0 | 0 | 0 | 0 | 0 | 0 | 0 | 0 | 0 | 0 | 0 | 0 | 0 | 0 | 0 | 0 | 0 | 0 | 0 | 0 | 0 | 0 | 0 | 0 | 0 | 0 | 0 | 0 | 0 | 0 | 0 | 0 | 0
|  | Operating costs accrued | 0 | USD 000s | -76841.7102 | 0 | 0 | 0 | 0 | 0 | 0 | -452.025 | -452.025 | -452.025 | -422.1286 | -419.0007 | -362.5757 | -359.6305 | -624.9096 | -622.1194 | -628.3504 | -625.7087 | -633.3222 | -630.8228 | -738.424 | -736.0608 | -776.544 | -774.3111 | -761.7448 | -759.6368 | -777.9469 | -1384.9273 | -1470.0431 | -1461.2617 | -1399.7078 | -1391.1816 | -1414.8911 | -1406.6126 | -2133.6433 | -2125.6054 | -1386.4348 | -1378.6304 | -1398.602 | -1391.0244 | -1406.5405 | -1399.183 | -1410.7474 | -1403.6037 | -1418.6229 | -1411.6867 | -1430.391 | -1423.6564 | -1498.143 | -1491.604 | -1447.3824 | -1441.0334 | -1450.8312 | -1444.6667 | -1451.7611 | -1445.7757 | -1509.7769 | -1503.9654 | -1483.4665 | -1477.8238 | -1583.7835 | -1578.3048 | -1596.077 | -1590.7574 | -1609.1362 | -1603.9712 | -1622.961 | -1617.9461 | -1670.5513 | -1665.6821 | 0 | 0 | 0 | 0 | 0 | 0 | 0 | 0 | 0 | 0 | 0 | 0 | 0 | 0 | 0 | 0 | 0 | 0
|  | EBITDA |  | USD 000s | 166318.4889 |  | 0 | 0 | 0 | 2348.2614 | 3828.2181 | 4256.8632 | 4241.977 | 4188.6091 | 4143.6476 | 4085.5461 | 4035.1387 | 3973.0325 | 3939.3982 | 3881.9087 | 3836.1429 | 3776.4123 | 3728.4084 | 3666.3631 | 3622.455 | 3560.7223 | 3512.7432 | 3449.5061 | 3396.5065 | 3330.2379 | 3276.1066 | 3247.0831 | 3211.5713 | 3159.028 | 3113.9969 | 3057.4897 | 3013.8998 | 2955.568 | 2955.7876 | 2914.8379 | 2837.5492 | 2774.6775 | 2724.2115 | 2659.1067 | 2606.0256 | 2538.456 | 2482.555 | 2412.2917 | 2353.8173 | 2280.8224 | 2219.7508 | 2143.9914 | 2083.675 | 2006.5438 | 1937.0695 | 1855.2464 | 1784.4355 | 1699.1647 | 1624.6064 | 1535.6402 | 1460.9554 | 1369.6695 | 1287.0776 | 1191.039 | 1111.7567 | 1014.1908 | 927.5747 | 825.9901 | 735.2559 | 629.4661 | 534.423 | 424.232 | 326.824 | 212.9302 | -8.8736e-11 | -9.1022e-11 | -9.3366e-11 | -9.5771e-11 | -9.8238e-11 | -1.0077e-10 | -1.0336e-10 | -1.0603e-10 | -1.0876e-10 | -1.1156e-10 | -1.1443e-10 | -1.1738e-10 | -1.204e-10 | -1.235e-10 | -1.2668e-10 | -1.2995e-10 | -1.3329e-10 | -1.3673e-10
|  | Non current assets depreciation | 0 | USD 000s | 0 | 0 | 0 | 0 | 0 | 0 | 0 | 0 | 0 | 0 | 0 | 0 | 0 | 0 | 0 | 0 | 0 | 0 | 0 | 0 | 0 | 0 | 0 | 0 | 0 | 0 | 0 | 0 | 0 | 0 | 0 | 0 | 0 | 0 | 0 | 0 | 0 | 0 | 0 | 0 | 0 | 0 | 0 | 0 | 0 | 0 | 0 | 0 | 0 | 0 | 0 | 0 | 0 | 0 | 0 | 0 | 0 | 0 | 0 | 0 | 0 | 0 | 0 | 0 | 0 | 0 | 0 | 0 | 0 | 0 | 0 | 0 | 0 | 0 | 0 | 0 | 0 | 0 | 0 | 0 | 0 | 0 | 0 | 0 | 0 | 0 | 0 | 0
|  | Capitalised finance costs amortisation | 0 | USD 000s | 0 | 0 | 0 | 0 | 0 | 0 | 0 | 0 | 0 | 0 | 0 | 0 | 0 | 0 | 0 | 0 | 0 | 0 | 0 | 0 | 0 | 0 | 0 | 0 | 0 | 0 | 0 | 0 | 0 | 0 | 0 | 0 | 0 | 0 | 0 | 0 | 0 | 0 | 0 | 0 | 0 | 0 | 0 | 0 | 0 | 0 | 0 | 0 | 0 | 0 | 0 | 0 | 0 | 0 | 0 | 0 | 0 | 0 | 0 | 0 | 0 | 0 | 0 | 0 | 0 | 0 | 0 | 0 | 0 | 0 | 0 | 0 | 0 | 0 | 0 | 0 | 0 | 0 | 0 | 0 | 0 | 0 | 0 | 0 | 0 | 0 | 0 | 0
|  | EBIT |  | USD 000s | 166318.4889 |  | 0 | 0 | 0 | 2348.2614 | 3828.2181 | 4256.8632 | 4241.977 | 4188.6091 | 4143.6476 | 4085.5461 | 4035.1387 | 3973.0325 | 3939.3982 | 3881.9087 | 3836.1429 | 3776.4123 | 3728.4084 | 3666.3631 | 3622.455 | 3560.7223 | 3512.7432 | 3449.5061 | 3396.5065 | 3330.2379 | 3276.1066 | 3247.0831 | 3211.5713 | 3159.028 | 3113.9969 | 3057.4897 | 3013.8998 | 2955.568 | 2955.7876 | 2914.8379 | 2837.5492 | 2774.6775 | 2724.2115 | 2659.1067 | 2606.0256 | 2538.456 | 2482.555 | 2412.2917 | 2353.8173 | 2280.8224 | 2219.7508 | 2143.9914 | 2083.675 | 2006.5438 | 1937.0695 | 1855.2464 | 1784.4355 | 1699.1647 | 1624.6064 | 1535.6402 | 1460.9554 | 1369.6695 | 1287.0776 | 1191.039 | 1111.7567 | 1014.1908 | 927.5747 | 825.9901 | 735.2559 | 629.4661 | 534.423 | 424.232 | 326.824 | 212.9302 | -8.8736e-11 | -9.1022e-11 | -9.3366e-11 | -9.5771e-11 | -9.8238e-11 | -1.0077e-10 | -1.0336e-10 | -1.0603e-10 | -1.0876e-10 | -1.1156e-10 | -1.1443e-10 | -1.1738e-10 | -1.204e-10 | -1.235e-10 | -1.2668e-10 | -1.2995e-10 | -1.3329e-10 | -1.3673e-10
|  | Effective interest on ADB Loan | 0 | USD 000s | -21990.1495 | 0 | 0 | 0 | 0 | 0 | -362.8813 | -709.8021 | -771.3992 | -796.9368 | -900.3053 | -904.9207 | -890.1037 | -872.2106 | -855.8734 | -838.9976 | -823.7621 | -802.4548 | -782.7931 | -760.2977 | -739.3699 | -716.332 | -694.9911 | -668.4023 | -643.402 | -615.0965 | -588.2153 | -558.1939 | -535.2538 | -509.8351 | -486.0551 | -458.6424 | -432.5452 | -403.406 | -375.6495 | -350.3067 | -327.5273 | -299.1312 | -275.6696 | -249.5893 | -224.5659 | -196.8258 | -170.0475 | -140.4791 | -111.8131 | -80.3099 | -49.639 | -16.1166 | -1.0843e-12 | -1.1238e-12 | -1.1648e-12 | -1.2073e-12 | -1.2513e-12 | -1.297e-12 | -1.3443e-12 | -1.3933e-12 | -1.4441e-12 | -1.4968e-12 | -1.5514e-12 | -1.608e-12 | -1.6666e-12 | -1.7274e-12 | -1.7904e-12 | -1.8557e-12 | -1.9234e-12 | -1.9935e-12 | -2.0662e-12 | -2.1416e-12 | -2.2197e-12 | -2.3006e-12 | -2.3846e-12 | -2.4715e-12 | -2.5617e-12 | -2.6551e-12 | -2.7519e-12 | -2.8523e-12 | -2.9563e-12 | -3.0642e-12 | -3.1759e-12 | -3.2917e-12 | -3.4118e-12 | -3.5362e-12 | -3.6652e-12 | -3.7989e-12 | -3.9374e-12 | -4.081e-12 | -4.2299e-12 | -4.3842e-12
|  | Effective interest on EBRD | 0 | USD 000s | -27339.2614 | 0 | 0 | 0 | 0 | 0 | -453.7512 | -892.9047 | -972.1565 | -1005.5836 | -1131.3998 | -1135.2677 | -1115.6452 | -1092.31 | -1070.855 | -1048.7507 | -1028.6249 | -1001.178 | -975.7318 | -946.8832 | -919.9465 | -890.4851 | -863.0949 | -829.4018 | -797.6635 | -761.9785 | -728.0595 | -690.4022 | -661.3371 | -629.3204 | -599.3239 | -564.9906 | -532.2981 | -495.9923 | -461.4181 | -429.8149 | -401.3569 | -366.1787 | -337.0174 | -304.7552 | -273.8331 | -239.7015 | -206.8059 | -170.6235 | -135.6169 | -97.2793 | -60.0459 | -19.4778 | 3.4251e-09 | 3.5397e-09 | 3.6582e-09 | 3.7807e-09 | 3.9073e-09 | 4.0381e-09 | 4.1732e-09 | 4.3129e-09 | 4.4573e-09 | 4.6065e-09 | 4.7608e-09 | 4.9201e-09 | 5.0848e-09 | 5.2551e-09 | 5.431e-09 | 5.6128e-09 | 5.8007e-09 | 5.9949e-09 | 6.1956e-09 | 6.403e-09 | 6.6173e-09 | 6.8388e-09 | 7.0678e-09 | 7.3044e-09 | 7.5489e-09 | 7.8016e-09 | 8.0628e-09 | 8.3327e-09 | 8.6117e-09 | 8.9e-09 | 9.1979e-09 | 9.5058e-09 | 9.824e-09 | 1.0153e-08 | 1.0493e-08 | 1.0844e-08 | 1.1207e-08 | 1.1582e-08 | 1.197e-08 | 1.2371e-08
|  | Effective interest on AIIB | 0 | USD 000s | -16051.6733 | 0 | 0 | 0 | 0 | 0 | -266.4105 | -524.2502 | -570.7813 | -590.4073 | -664.2776 | -666.5486 | -655.0276 | -641.3269 | -628.73 | -615.7519 | -603.9355 | -587.8206 | -572.8804 | -555.9426 | -540.1273 | -522.8296 | -506.748 | -486.9658 | -468.3314 | -447.3797 | -427.4648 | -405.3552 | -388.2902 | -369.4922 | -351.8804 | -331.7224 | -312.5276 | -291.2115 | -270.9119 | -252.3568 | -235.6483 | -214.9941 | -197.8727 | -178.9306 | -160.7753 | -140.7357 | -121.4217 | -100.178 | -79.6246 | -57.1155 | -35.2547 | -11.436 | 2.0094e-09 | 2.0767e-09 | 2.1462e-09 | 2.2181e-09 | 2.2923e-09 | 2.3691e-09 | 2.4484e-09 | 2.5304e-09 | 2.6151e-09 | 2.7026e-09 | 2.7931e-09 | 2.8866e-09 | 2.9832e-09 | 3.0831e-09 | 3.1863e-09 | 3.293e-09 | 3.4032e-09 | 3.5171e-09 | 3.6349e-09 | 3.7565e-09 | 3.8823e-09 | 4.0123e-09 | 4.1466e-09 | 4.2854e-09 | 4.4289e-09 | 4.5771e-09 | 4.7304e-09 | 4.8887e-09 | 5.0524e-09 | 5.2215e-09 | 5.3963e-09 | 5.577e-09 | 5.7636e-09 | 5.9566e-09 | 6.156e-09 | 6.3621e-09 | 6.5751e-09 | 6.7952e-09 | 7.0227e-09 | 7.2578e-09
|  | Effective interest on EIB | 0 | USD 000s | -14895.5044 | 0 | 0 | 0 | 0 | 0 | -247.8847 | -488.1658 | -531.511 | -549.8093 | -618.5541 | -619.0797 | -608.4681 | -596.0323 | -584.3107 | -572.3224 | -561.238 | -546.3242 | -532.2463 | -516.5088 | -501.6635 | -485.5922 | -470.4622 | -452.1032 | -434.6123 | -415.1447 | -396.4753 | -375.9832 | -359.9449 | -342.5328 | -325.975 | -307.2602 | -289.2978 | -269.5479 | -250.5385 | -233.2988 | -217.5883 | -198.454 | -182.4391 | -164.9199 | -148.0184 | -129.5269 | -111.5979 | -92.0683 | -73.0175 | -52.3827 | -32.2054 | -10.3979 | 3.1135e-10 | 3.2105e-10 | 3.3105e-10 | 3.4136e-10 | 3.5199e-10 | 3.6295e-10 | 3.7426e-10 | 3.8592e-10 | 3.9793e-10 | 4.1033e-10 | 4.2311e-10 | 4.3629e-10 | 4.4987e-10 | 4.6388e-10 | 4.7833e-10 | 4.9323e-10 | 5.0859e-10 | 5.2443e-10 | 5.4076e-10 | 5.5761e-10 | 5.7497e-10 | 5.9288e-10 | 6.1135e-10 | 6.3039e-10 | 6.5002e-10 | 6.7026e-10 | 6.9114e-10 | 7.1266e-10 | 7.3486e-10 | 7.5775e-10 | 7.8135e-10 | 8.0568e-10 | 8.3077e-10 | 8.5665e-10 | 8.8333e-10 | 9.1084e-10 | 9.3921e-10 | 9.6846e-10 | 9.9862e-10 | 1.0297e-09
|  | GB Refi facility upfront fee paid | 0 | USD 000s | 0 | 0 | 0 | 0 | 0 | 0 | 0 | 0 | 0 | 0 | 0 | 0 | 0 | 0 | 0 | 0 | 0 | 0 | 0 | 0 | 0 | 0 | 0 | 0 | 0 | 0 | 0 | 0 | 0 | 0 | 0 | 0 | 0 | 0 | 0 | 0 | 0 | 0 | 0 | 0 | 0 | 0 | 0 | 0 | 0 | 0 | 0 | 0 | 0 | 0 | 0 | 0 | 0 | 0 | 0 | 0 | 0 | 0 | 0 | 0 | 0 | 0 | 0 | 0 | 0 | 0 | 0 | 0 | 0 | 0 | 0 | 0 | 0 | 0 | 0 | 0 | 0 | 0 | 0 | 0 | 0 | 0 | 0 | 0 | 0 | 0 | 0 | 0
|  | GB Refi debt interest | 0 | USD 000s | 0 | 0 | 0 | 0 | 0 | 0 | 0 | 0 | 0 | 0 | 0 | 0 | 0 | 0 | 0 | 0 | 0 | 0 | 0 | 0 | 0 | 0 | 0 | 0 | 0 | 0 | 0 | 0 | 0 | 0 | 0 | 0 | 0 | 0 | 0 | 0 | 0 | 0 | 0 | 0 | 0 | 0 | 0 | 0 | 0 | 0 | 0 | 0 | 0 | 0 | 0 | 0 | 0 | 0 | 0 | 0 | 0 | 0 | 0 | 0 | 0 | 0 | 0 | 0 | 0 | 0 | 0 | 0 | 0 | 0 | 0 | 0 | 0 | 0 | 0 | 0 | 0 | 0 | 0 | 0 | 0 | 0 | 0 | 0 | 0 | 0 | 0 | 0
|  | Effective interest on EBL incl. rolled-up | 0 | USD 000s | 0 | 0 | 0 | 0 | 0 | 0 | 0 | 0 | 0 | 0 | 0 | 0 | 0 | 0 | 0 | 0 | 0 | 0 | 0 | 0 | 0 | 0 | 0 | 0 | 0 | 0 | 0 | 0 | 0 | 0 | 0 | 0 | 0 | 0 | 0 | 0 | 0 | 0 | 0 | 0 | 0 | 0 | 0 | 0 | 0 | 0 | 0 | 0 | 0 | 0 | 0 | 0 | 0 | 0 | 0 | 0 | 0 | 0 | 0 | 0 | 0 | 0 | 0 | 0 | 0 | 0 | 0 | 0 | 0 | 0 | 0 | 0 | 0 | 0 | 0 | 0 | 0 | 0 | 0 | 0 | 0 | 0 | 0 | 0 | 0 | 0 | 0 | 0
|  | Withholding tax on equity bridge | 0 | USD 000s | 0 | 0 | 0 | 0 | 0 | 0 | 0 | 0 | 0 | 0 | 0 | 0 | 0 | 0 | 0 | 0 | 0 | 0 | 0 | 0 | 0 | 0 | 0 | 0 | 0 | 0 | 0 | 0 | 0 | 0 | 0 | 0 | 0 | 0 | 0 | 0 | 0 | 0 | 0 | 0 | 0 | 0 | 0 | 0 | 0 | 0 | 0 | 0 | 0 | 0 | 0 | 0 | 0 | 0 | 0 | 0 | 0 | 0 | 0 | 0 | 0 | 0 | 0 | 0 | 0 | 0 | 0 | 0 | 0 | 0 | 0 | 0 | 0 | 0 | 0 | 0 | 0 | 0 | 0 | 0 | 0 | 0 | 0 | 0 | 0 | 0 | 0 | 0
|  | Shareholder loan interest and fee | 0 | USD 000s | -60738.9838 | 0 | 0 | 0 | 0 | -576.6499 | -1483.1457 | -1520.6127 | -1559.0263 | -1598.4102 | -1621.8011 | -977.2679 | -977.6849 | -976.5667 | -976.7552 | -976.4217 | -977.4631 | -986.5161 | -996.4783 | -1005.7191 | -1015.8713 | -1025.4321 | -1035.9384 | -1052.6759 | -1070.2178 | -1087.6178 | -1105.833 | -1123.9234 | -1143.1496 | -1162.3048 | -1182.3367 | -1202.2473 | -1223.0334 | -1243.7462 | -1265.3685 | -1287.2264 | -1310.0988 | -1324.0663 | -1326.3792 | -1327.2957 | -1329.6809 | -1330.7304 | -1333.313 | -1334.5075 | -1337.2358 | -1338.5864 | -1341.3973 | -1342.6718 | -1301.4021 | -1208.8093 | -1122.3184 | -1024.9554 | -932.9495 | -831.0904 | -734.6776 | -628.2666 | -527.1624 | -417.1609 | -312.5892 | -197.281 | -86.9164 | 0 | 0 | 0 | 0 | 0 | 0 | 0 | 0 | 0 | 0 | 0 | 0 | 0 | 0 | 0 | 0 | 0 | 0 | 0 | 0 | 0 | 0 | 0 | 0 | 0 | 0 | 0
|  | Total agent bank fee - operations | 0 | USD 000s | -1140 | 0 | 0 | 0 | 0 | 0 | 0 | 0 | 0 | 0 | -60 | 0 | -60 | 0 | -60 | 0 | -60 | 0 | -60 | 0 | -60 | 0 | -60 | 0 | -60 | 0 | -60 | 0 | -60 | 0 | -60 | 0 | -60 | 0 | -60 | 0 | -60 | 0 | -60 | 0 | -60 | 0 | -60 | 0 | -60 | 0 | -60 | 0 | 0 | 0 | 0 | 0 | 0 | 0 | 0 | 0 | 0 | 0 | 0 | 0 | 0 | 0 | 0 | 0 | 0 | 0 | 0 | 0 | 0 | 0 | 0 | 0 | 0 | 0 | 0 | 0 | 0 | 0 | 0 | 0 | 0 | 0 | 0 | 0 | 0 | 0 | 0 | 0
|  | DSRA LC fee | 0 | USD 000s | -461.3039 | 0 | 0 | 0 | 0 | 0 | 0 | 0 | 0 | 0 | -15.8371 | -15.6396 | -15.546 | -14.931 | -15.1383 | -14.935 | -15.0406 | -14.738 | -14.8094 | -14.3774 | -14.4944 | -14.14 | -14.2986 | -14.0802 | -14.1325 | -12.9963 | -12.2168 | -11.8349 | -12.005 | -11.811 | -11.9118 | -11.6748 | -10.903 | -9.6979 | -10.4531 | -11.1837 | -11.4677 | -11.2418 | -11.3968 | -11.2475 | -11.3456 | -11.1371 | -11.2925 | -11.0789 | -11.2254 | -8.3508 | -2.6935 | 0 | 0 | 0 | 0 | 0 | 0 | 0 | 0 | 0 | 0 | 0 | 0 | 0 | 0 | 0 | 0 | 0 | 0 | 0 | 0 | 0 | 0 | 0 | 0 | 0 | 0 | 0 | 0 | 0 | 0 | 0 | 0 | 0 | 0 | 0 | 0 | 0 | 0 | 0 | 0 | 0
|  | Profit before tax |  | USD 000s | 23701.6126 |  | 0 | 0 | 0 | 1771.6114 | 1014.1446 | 121.1276 | -162.8972 | -352.5381 | -868.5274 | -233.1781 | -287.3369 | -220.3449 | -252.2645 | -185.2706 | -233.9214 | -162.6194 | -206.5309 | -133.3657 | -169.0178 | -94.0887 | -132.7899 | -54.1232 | -91.8528 | -9.9756 | -42.1582 | 81.3903 | 51.5907 | 133.7317 | 96.514 | 180.9521 | 153.2947 | 241.9663 | 261.4479 | 350.6507 | 273.862 | 360.6114 | 333.4367 | 422.3684 | 397.8064 | 489.7985 | 468.0766 | 563.3565 | 545.2839 | 646.7979 | 638.5151 | 743.8912 | 782.2728 | 797.7345 | 814.7511 | 830.291 | 851.486 | 868.0742 | 889.9289 | 907.3736 | 933.793 | 952.5085 | 974.4884 | 993.758 | 1024.8402 | 1014.1908 | 927.5747 | 825.9901 | 735.2559 | 629.4661 | 534.423 | 424.232 | 326.824 | 212.9302 | 1.1735e-08 | 1.2127e-08 | 1.2532e-08 | 1.2951e-08 | 1.3383e-08 | 1.383e-08 | 1.4293e-08 | 1.477e-08 | 1.5264e-08 | 1.5774e-08 | 1.6301e-08 | 1.6845e-08 | 1.7408e-08 | 1.799e-08 | 1.8591e-08 | 1.9212e-08 | 1.9854e-08 | 2.0517e-08
|  | Corporate tax expense | 0 | USD 000s | -5860.7638 | 0 | 0 | 0 | 0 | 0 | 0 | 0 | 0 | 0 | 0 | 0 | 0 | 0 | 0 | 0 | 0 | 0 | 0 | 0 | 0 | 0 | 0 | 0 | 0 | 0 | 0 | 0 | 0 | 0 | 0 | 0 | 0 | 0 | 0 | 0 | 0 | 0 | 0 | 0 | 0 | 0 | 0 | 0 | 0 | 0 | 0 | 0 | 0 | 0 | 0 | 0 | 0 | 0 | 0 | 0 | 0 | 0 | 0 | 0 | -179.7018 | -177.0721 | -700.854 | -690.5976 | -696.5867 | -686.3927 | -692.1822 | -682.0527 | -682.6571 | -672.667 | 0 | 0 | 0 | 0 | 0 | 0 | 0 | 0 | 0 | 0 | 0 | 0 | 0 | 0 | 0 | 0 | 0 | 0
|  | Profit after tax |  | USD 000s | 17840.8487 |  | 0 | 0 | 0 | 1771.6114 | 1014.1446 | 121.1276 | -162.8972 | -352.5381 | -868.5274 | -233.1781 | -287.3369 | -220.3449 | -252.2645 | -185.2706 | -233.9214 | -162.6194 | -206.5309 | -133.3657 | -169.0178 | -94.0887 | -132.7899 | -54.1232 | -91.8528 | -9.9756 | -42.1582 | 81.3903 | 51.5907 | 133.7317 | 96.514 | 180.9521 | 153.2947 | 241.9663 | 261.4479 | 350.6507 | 273.862 | 360.6114 | 333.4367 | 422.3684 | 397.8064 | 489.7985 | 468.0766 | 563.3565 | 545.2839 | 646.7979 | 638.5151 | 743.8912 | 782.2728 | 797.7345 | 814.7511 | 830.291 | 851.486 | 868.0742 | 889.9289 | 907.3736 | 933.793 | 952.5085 | 974.4884 | 993.758 | 845.1384 | 837.1188 | 226.7207 | 135.3925 | 38.6692 | -56.9266 | -157.7592 | -257.8207 | -355.8331 | -459.7368 | 1.1735e-08 | 1.2127e-08 | 1.2532e-08 | 1.2951e-08 | 1.3383e-08 | 1.383e-08 | 1.4293e-08 | 1.477e-08 | 1.5264e-08 | 1.5774e-08 | 1.6301e-08 | 1.6845e-08 | 1.7408e-08 | 1.799e-08 | 1.8591e-08 | 1.9212e-08 | 1.9854e-08 | 2.0517e-08
CASHFLOW WATERFALL
|  | EBITDA - adj | 0 | USD 000s | 325361.9424 | 0 | 0 | 0 | 0 | 0 | 0 | 5867.1893 | 6361.6415 | 5867.1893 | 6391.5379 | 5900.2136 | 6438.9712 | 5948.3437 | 6164.3801 | 5674.487 | 6148.5102 | 5659.3705 | 6131.0059 | 5642.6335 | 6013.2572 | 5525.6663 | 5962.2838 | 5475.4952 | 5964.0575 | 5478.0894 | 5934.7268 | 4840.623 | 5229.3988 | 4752.017 | 5286.3647 | 4809.6979 | 5257.7318 | 4781.7932 | 4525.3693 | 4050.1779 | 5258.8415 | 4784.4134 | 5232.7775 | 4759.1311 | 5210.839 | 4737.9884 | 5192.4945 | 4720.456 | 5170.3323 | 4699.1231 | 5144.1055 | 4673.744 | 5061.7802 | 4592.2806 | 5097.8184 | 4629.1971 | 5079.5097 | 4611.7823 | 5063.6051 | 4596.7853 | 4990.4541 | 4524.5587 | 5001.5262 | 4536.5677 | 4885.9135 | 4421.9011 | 4858.1639 | 4395.1139 | 4829.4993 | 4367.4272 | 4799.9202 | 4338.8413 | 4736.4494 | 4276.3773 | 0 | 0 | 0 | 0 | 0 | 0 | 0 | 0 | 0 | 0 | 0 | 0 | 0 | 0 | 0 | 0 | 0 | 0
|  | Decrease / (increase) in working capital | 0 | USD 000s | 0 | 0 | 0 | 0 | 0 | 0 | 0 | 0 | 0 | 0 | -1660.901 | 123.6131 | -118.0522 | 123.3932 | -99.6558 | 123.1708 | -119.1247 | 122.9453 | -118.5876 | 122.718 | -93.3933 | 122.4885 | -109.9494 | 122.2553 | -122.9923 | 122.019 | -115.0668 | 121.7809 | -96.4111 | 121.5408 | -132.895 | 121.2983 | -111.4061 | 121.0543 | 64.6202 | 120.8073 | -301.7386 | 120.5581 | -111.7495 | 120.306 | -112.67 | 120.052 | -113.453 | 119.7955 | -112.3781 | 119.5364 | -111.2361 | 119.2741 | -88.5397 | 119.0097 | -126.5352 | 118.7426 | -112.8078 | 118.473 | -113.2635 | 118.2013 | -98.8024 | 117.9267 | -119.7038 | 117.6503 | -110.516 | 117.3728 | -110.1322 | 117.0924 | -109.747 | 116.8093 | -109.3578 | 116.5235 | -108.9702 | 1419.0074 | 0 | 0 | 0 | 0 | 0 | 0 | 0 | 0 | 0 | 0 | 0 | 0 | 0 | 0 | 0 | 0 | 0 | 0
|  | Working capital reserve releases | 0 | USD 000s | 0 | 0 | 0 | 0 | 0 | 0 | 0 | 0 | 0 | 0 | 0 | 0 | 0 | 0 | 0 | 0 | 0 | 0 | 0 | 0 | 0 | 0 | 0 | 0 | 0 | 0 | 0 | 0 | 0 | 0 | 0 | 0 | 0 | 0 | 0 | 0 | 0 | 0 | 0 | 0 | 0 | 0 | 0 | 0 | 0 | 0 | 0 | 0 | 0 | 0 | 0 | 0 | 0 | 0 | 0 | 0 | 0 | 0 | 0 | 0 | 0 | 0 | 0 | 0 | 0 | 0 | 0 | 0 | 0 | 0 | 0 | 0 | 0 | 0 | 0 | 0 | 0 | 0 | 0 | 0 | 0 | 0 | 0 | 0 | 0 | 0 | 0 | 0
|  | Net movement in working capital during construction | 0 | USD 000s | -3064.1839 | 0 | 0 | 0 | 0 | 0 | 0 | -3064.1839 | 2193.5037 | -2193.5037 | 0 | 0 | 0 | 0 | 0 | 0 | 0 | 0 | 0 | 0 | 0 | 0 | 0 | 0 | 0 | 0 | 0 | 0 | 0 | 0 | 0 | 0 | 0 | 0 | 0 | 0 | 0 | 0 | 0 | 0 | 0 | 0 | 0 | 0 | 0 | 0 | 0 | 0 | 0 | 0 | 0 | 0 | 0 | 0 | 0 | 0 | 0 | 0 | 0 | 0 | 0 | 0 | 0 | 0 | 0 | 0 | 0 | 0 | 0 | 0 | 0 | 0 | 0 | 0 | 0 | 0 | 0 | 0 | 0 | 0 | 0 | 0 | 0 | 0 | 0 | 0 | 0 | 0
|  | EGR cash received during operations | 0 | USD 000s | 3214.8589 | 0 | 0 | 0 | 0 | 0 | 0 | 0 | 0 | 0 | 3214.8589 | 0 | 0 | 0 | 0 | 0 | 0 | 0 | 0 | 0 | 0 | 0 | 0 | 0 | 0 | 0 | 0 | 0 | 0 | 0 | 0 | 0 | 0 | 0 | 0 | 0 | 0 | 0 | 0 | 0 | 0 | 0 | 0 | 0 | 0 | 0 | 0 | 0 | 0 | 0 | 0 | 0 | 0 | 0 | 0 | 0 | 0 | 0 | 0 | 0 | 0 | 0 | 0 | 0 | 0 | 0 | 0 | 0 | 0 | 0 | 0 | 0 | 0 | 0 | 0 | 0 | 0 | 0 | 0 | 0 | 0 | 0 | 0 | 0 | 0 | 0 | 0 | 0
|  | Cash paid for early generation costs during operations | 0 | USD 000s | -150.675 | 0 | 0 | 0 | 0 | 0 | 0 | 0 | 0 | 0 | -150.675 | 0 | 0 | 0 | 0 | 0 | 0 | 0 | 0 | 0 | 0 | 0 | 0 | 0 | 0 | 0 | 0 | 0 | 0 | 0 | 0 | 0 | 0 | 0 | 0 | 0 | 0 | 0 | 0 | 0 | 0 | 0 | 0 | 0 | 0 | 0 | 0 | 0 | 0 | 0 | 0 | 0 | 0 | 0 | 0 | 0 | 0 | 0 | 0 | 0 | 0 | 0 | 0 | 0 | 0 | 0 | 0 | 0 | 0 | 0 | 0 | 0 | 0 | 0 | 0 | 0 | 0 | 0 | 0 | 0 | 0 | 0 | 0 | 0 | 0 | 0 | 0 | 0
|  | Net VAT (paid) / received excl. financing cost | 0 | USD 000s | 25930.6307 | 0 | 0 | 0 | 0 | -13542.047 | -4334.6829 | -176.2259 | 1020.2994 | 440.8423 | 965.6264 | 752.7318 | 780.397 | 750.1417 | 771.2106 | 738.8278 | 766.9322 | 736.9669 | 764.905 | 734.957 | 753.8524 | 720.9638 | 745.8469 | 715.0289 | 744.6355 | 715.4677 | 742.2495 | 712.2164 | 732.3107 | 700.1253 | 733.3827 | 705.6627 | 731.2131 | 701.0023 | 663.2125 | 611.9674 | 706.0964 | 698.9042 | 724.667 | 694.7668 | 720.8912 | 691.1929 | 717.6298 | 688.1177 | 714.1984 | 684.6506 | 710.3513 | 680.7609 | 698.3223 | 666.1036 | 697.3751 | 669.812 | 696.1737 | 667.0603 | 693.6184 | 664.6576 | 686.0423 | 655.4449 | 684.3871 | 656.3975 | 682.0652 | 653.0729 | 678.6358 | 649.6984 | 675.1562 | 646.2745 | 671.6262 | 642.8007 | 668.0471 | 795.6115 | 0 | 0 | 0 | 0 | 0 | 0 | 0 | 0 | 0 | 0 | 0 | 0 | 0 | 0 | 0 | 0 | 0 | 0
|  | VAT facility drawdown during construction s.a. | 0 | USD 000s | 18343.1427 | 0 | 0 | 0 | 0 | 17277.8014 | 638.3104 | 427.0309 | 0 | 0 | 0 | 0 | 0 | 0 | 0 | 0 | 0 | 0 | 0 | 0 | 0 | 0 | 0 | 0 | 0 | 0 | 0 | 0 | 0 | 0 | 0 | 0 | 0 | 0 | 0 | 0 | 0 | 0 | 0 | 0 | 0 | 0 | 0 | 0 | 0 | 0 | 0 | 0 | 0 | 0 | 0 | 0 | 0 | 0 | 0 | 0 | 0 | 0 | 0 | 0 | 0 | 0 | 0 | 0 | 0 | 0 | 0 | 0 | 0 | 0 | 0 | 0 | 0 | 0 | 0 | 0 | 0 | 0 | 0 | 0 | 0 | 0 | 0 | 0 | 0 | 0 | 0 | 0
|  | VAT received / (paid to) government | 0 | USD 000s | -25930.6307 | 0 | 0 | 0 | 0 | 0 | 13542.047 | 4334.6829 | -191.4762 | -757.079 | -704.0627 | -797.2325 | -737.8982 | -794.5633 | -735.3345 | -783.1693 | -724.0473 | -781.2272 | -722.2134 | -779.1355 | -720.2308 | -765.0596 | -706.2651 | -759.0408 | -700.3583 | -759.3946 | -700.8254 | -756.0575 | -697.6027 | -743.88 | -685.5405 | -749.3301 | -691.1069 | -744.5818 | -686.4758 | -655.4581 | -597.4705 | -742.3051 | -684.4372 | -738.0769 | -680.33 | -734.4116 | -676.7867 | -731.2441 | -673.7423 | -727.6837 | -670.3063 | -723.6996 | -666.448 | -708.9471 | -651.8224 | -712.5593 | -655.5629 | -709.7106 | -652.8436 | -707.2101 | -650.4734 | -697.8986 | -641.2937 | -698.7516 | -642.2794 | -695.3271 | -638.9882 | -691.8517 | -635.6473 | -688.3259 | -632.2574 | -684.7492 | -628.8179 | -1306.4542 | 0 | 0 | 0 | 0 | 0 | 0 | 0 | 0 | 0 | 0 | 0 | 0 | 0 | 0 | 0 | 0 | 0 | 0
|  | VAT facility repayment | 0 | USD 000s | -18343.1427 | 0 | 0 | 0 | 0 | 0 | -13542.047 | -4334.6829 | -466.4128 | 0 | 0 | 0 | 0 | 0 | 0 | 0 | 0 | 0 | 0 | 0 | 0 | 0 | 0 | 0 | 0 | 0 | 0 | 0 | 0 | 0 | 0 | 0 | 0 | 0 | 0 | 0 | 0 | 0 | 0 | 0 | 0 | 0 | 0 | 0 | 0 | 0 | 0 | 0 | 0 | 0 | 0 | 0 | 0 | 0 | 0 | 0 | 0 | 0 | 0 | 0 | 0 | 0 | 0 | 0 | 0 | 0 | 0 | 0 | 0 | 0 | 0 | 0 | 0 | 0 | 0 | 0 | 0 | 0 | 0 | 0 | 0 | 0 | 0 | 0 | 0 | 0 | 0 | 0
|  | Corporate tax paid | 0 | USD 000s | -5860.7638 | 0 | 0 | 0 | 0 | 0 | 0 | 0 | 0 | 0 | 0 | 0 | 0 | 0 | 0 | 0 | 0 | 0 | 0 | 0 | 0 | 0 | 0 | 0 | 0 | 0 | 0 | 0 | 0 | 0 | 0 | 0 | 0 | 0 | 0 | 0 | 0 | 0 | 0 | 0 | 0 | 0 | 0 | 0 | 0 | 0 | 0 | 0 | 0 | 0 | 0 | 0 | 0 | 0 | 0 | 0 | 0 | 0 | 0 | 0 | -179.7018 | -177.0721 | -700.854 | -690.5976 | -696.5867 | -686.3927 | -692.1822 | -682.0527 | -682.6571 | -672.667 | 0 | 0 | 0 | 0 | 0 | 0 | 0 | 0 | 0 | 0 | 0 | 0 | 0 | 0 | 0 | 0 | 0 | 0
|  | Operating cash flow |  | USD 000s | 319501.1785 |  | 0 | 0 | 0 | 3735.7543 | -3696.3724 | 3053.8104 | 8917.5557 | 3357.4489 | 8056.3845 | 5979.3259 | 6363.4178 | 6027.3153 | 6100.6004 | 5753.3164 | 6072.2704 | 5738.0555 | 6055.1099 | 5721.173 | 5953.4854 | 5604.0589 | 5891.9161 | 5553.7387 | 5885.3424 | 5556.1816 | 5861.0841 | 4918.5627 | 5167.6957 | 4829.8031 | 5201.3119 | 4887.3288 | 5186.4319 | 4859.2679 | 4566.7263 | 4127.4946 | 5065.7288 | 4861.5706 | 5161.2579 | 4836.127 | 5138.7302 | 4814.8217 | 5119.8845 | 4797.1252 | 5098.4104 | 4775.6264 | 5072.9144 | 4750.0793 | 5005.1149 | 4668.4468 | 5016.8359 | 4705.1924 | 5007.3127 | 4687.605 | 4991.1165 | 4672.4342 | 4927.2206 | 4600.0319 | 4924.9157 | 4611.8639 | 4635.4814 | 4319.9476 | 4086.8253 | 3779.4554 | 4062.6745 | 3755.7924 | 4037.7491 | 3731.3636 | 3984.0515 | 4511.875 | 0 | 0 | 0 | 0 | 0 | 0 | 0 | 0 | 0 | 0 | 0 | 0 | 0 | 0 | 0 | 0 | 0 | 0
|  | Project costs excluding VAT s.a. | 0 | USD 000s | -159043.4534 | 0 | 0 | 0 | 0 | -117413.0686 | -37178.2227 | -4331.9206 | -82.65 | -37.5915 | 0 | 0 | 0 | 0 | 0 | 0 | 0 | 0 | 0 | 0 | 0 | 0 | 0 | 0 | 0 | 0 | 0 | 0 | 0 | 0 | 0 | 0 | 0 | 0 | 0 | 0 | 0 | 0 | 0 | 0 | 0 | 0 | 0 | 0 | 0 | 0 | 0 | 0 | 0 | 0 | 0 | 0 | 0 | 0 | 0 | 0 | 0 | 0 | 0 | 0 | 0 | 0 | 0 | 0 | 0 | 0 | 0 | 0 | 0 | 0 | 0 | 0 | 0 | 0 | 0 | 0 | 0 | 0 | 0 | 0 | 0 | 0 | 0 | 0 | 0 | 0 | 0 | 0
|  | Financial expenses during construction s.a. | 0 | USD 000s | -12706.413 | 0 | 0 | 0 | 0 | -1385.5506 | -2624.1503 | -2802.2648 | -2937.2272 | -2957.2201 | 0 | 0 | 0 | 0 | 0 | 0 | 0 | 0 | 0 | 0 | 0 | 0 | 0 | 0 | 0 | 0 | 0 | 0 | 0 | 0 | 0 | 0 | 0 | 0 | 0 | 0 | 0 | 0 | 0 | 0 | 0 | 0 | 0 | 0 | 0 | 0 | 0 | 0 | 0 | 0 | 0 | 0 | 0 | 0 | 0 | 0 | 0 | 0 | 0 | 0 | 0 | 0 | 0 | 0 | 0 | 0 | 0 | 0 | 0 | 0 | 0 | 0 | 0 | 0 | 0 | 0 | 0 | 0 | 0 | 0 | 0 | 0 | 0 | 0 | 0 | 0 | 0 | 0
|  | Lifecycle costs - total indexed | 0 | USD 000s | 0 | 0 | 0 | 0 | 0 | 0 | 0 | 0 | 0 | 0 | 0 | 0 | 0 | 0 | 0 | 0 | 0 | 0 | 0 | 0 | 0 | 0 | 0 | 0 | 0 | 0 | 0 | 0 | 0 | 0 | 0 | 0 | 0 | 0 | 0 | 0 | 0 | 0 | 0 | 0 | 0 | 0 | 0 | 0 | 0 | 0 | 0 | 0 | 0 | 0 | 0 | 0 | 0 | 0 | 0 | 0 | 0 | 0 | 0 | 0 | 0 | 0 | 0 | 0 | 0 | 0 | 0 | 0 | 0 | 0 | 0 | 0 | 0 | 0 | 0 | 0 | 0 | 0 | 0 | 0 | 0 | 0 | 0 | 0 | 0 | 0 | 0 | 0
|  | Non refundable VAT during construction s.a. | 0 | USD 000s | 0 | 0 | 0 | 0 | 0 | 0 | 0 | 0 | 0 | 0 | 0 | 0 | 0 | 0 | 0 | 0 | 0 | 0 | 0 | 0 | 0 | 0 | 0 | 0 | 0 | 0 | 0 | 0 | 0 | 0 | 0 | 0 | 0 | 0 | 0 | 0 | 0 | 0 | 0 | 0 | 0 | 0 | 0 | 0 | 0 | 0 | 0 | 0 | 0 | 0 | 0 | 0 | 0 | 0 | 0 | 0 | 0 | 0 | 0 | 0 | 0 | 0 | 0 | 0 | 0 | 0 | 0 | 0 | 0 | 0 | 0 | 0 | 0 | 0 | 0 | 0 | 0 | 0 | 0 | 0 | 0 | 0 | 0 | 0 | 0 | 0 | 0 | 0
|  | MMRA pre-funding s.a. | 0 | USD 000s | 0 | 0 | 0 | 0 | 0 | 0 | 0 | 0 | 0 | 0 | 0 | 0 | 0 | 0 | 0 | 0 | 0 | 0 | 0 | 0 | 0 | 0 | 0 | 0 | 0 | 0 | 0 | 0 | 0 | 0 | 0 | 0 | 0 | 0 | 0 | 0 | 0 | 0 | 0 | 0 | 0 | 0 | 0 | 0 | 0 | 0 | 0 | 0 | 0 | 0 | 0 | 0 | 0 | 0 | 0 | 0 | 0 | 0 | 0 | 0 | 0 | 0 | 0 | 0 | 0 | 0 | 0 | 0 | 0 | 0 | 0 | 0 | 0 | 0 | 0 | 0 | 0 | 0 | 0 | 0 | 0 | 0 | 0 | 0 | 0 | 0 | 0 | 0
|  | DSRA pre-funding s.a. | 0 | USD 000s | -8050.8315 | 0 | 0 | 0 | 0 | 0 | 0 | 0 | 0 | -8050.8315 | 0 | 0 | 0 | 0 | 0 | 0 | 0 | 0 | 0 | 0 | 0 | 0 | 0 | 0 | 0 | 0 | 0 | 0 | 0 | 0 | 0 | 0 | 0 | 0 | 0 | 0 | 0 | 0 | 0 | 0 | 0 | 0 | 0 | 0 | 0 | 0 | 0 | 0 | 0 | 0 | 0 | 0 | 0 | 0 | 0 | 0 | 0 | 0 | 0 | 0 | 0 | 0 | 0 | 0 | 0 | 0 | 0 | 0 | 0 | 0 | 0 | 0 | 0 | 0 | 0 | 0 | 0 | 0 | 0 | 0 | 0 | 0 | 0 | 0 | 0 | 0 | 0 | 0
|  | Working capital pre-funding | 0 | USD 000s | 0 | 0 | 0 | 0 | 0 | 0 | 0 | 0 | 0 | 0 | 0 | 0 | 0 | 0 | 0 | 0 | 0 | 0 | 0 | 0 | 0 | 0 | 0 | 0 | 0 | 0 | 0 | 0 | 0 | 0 | 0 | 0 | 0 | 0 | 0 | 0 | 0 | 0 | 0 | 0 | 0 | 0 | 0 | 0 | 0 | 0 | 0 | 0 | 0 | 0 | 0 | 0 | 0 | 0 | 0 | 0 | 0 | 0 | 0 | 0 | 0 | 0 | 0 | 0 | 0 | 0 | 0 | 0 | 0 | 0 | 0 | 0 | 0 | 0 | 0 | 0 | 0 | 0 | 0 | 0 | 0 | 0 | 0 | 0 | 0 | 0 | 0 | 0
|  | Share capital drawdown s.a. | 0 | USD 000s | 19500.7935 | 0 | 0 | 0 | 0 | 19500.7935 | 0 | 0 | 0 | 0 | 0 | 0 | 0 | 0 | 0 | 0 | 0 | 0 | 0 | 0 | 0 | 0 | 0 | 0 | 0 | 0 | 0 | 0 | 0 | 0 | 0 | 0 | 0 | 0 | 0 | 0 | 0 | 0 | 0 | 0 | 0 | 0 | 0 | 0 | 0 | 0 | 0 | 0 | 0 | 0 | 0 | 0 | 0 | 0 | 0 | 0 | 0 | 0 | 0 | 0 | 0 | 0 | 0 | 0 | 0 | 0 | 0 | 0 | 0 | 0 | 0 | 0 | 0 | 0 | 0 | 0 | 0 | 0 | 0 | 0 | 0 | 0 | 0 | 0 | 0 | 0 | 0 | 0
|  | Standby equity drawdown s.a. | 0 | USD 000s | 0 | 0 | 0 | 0 | 0 | 0 | 0 | 0 | 0 | 0 | 0 | 0 | 0 | 0 | 0 | 0 | 0 | 0 | 0 | 0 | 0 | 0 | 0 | 0 | 0 | 0 | 0 | 0 | 0 | 0 | 0 | 0 | 0 | 0 | 0 | 0 | 0 | 0 | 0 | 0 | 0 | 0 | 0 | 0 | 0 | 0 | 0 | 0 | 0 | 0 | 0 | 0 | 0 | 0 | 0 | 0 | 0 | 0 | 0 | 0 | 0 | 0 | 0 | 0 | 0 | 0 | 0 | 0 | 0 | 0 | 0 | 0 | 0 | 0 | 0 | 0 | 0 | 0 | 0 | 0 | 0 | 0 | 0 | 0 | 0 | 0 | 0 | 0
|  | Equity bridge drawdown s.a. | 0 | USD 000s | 0 | 0 | 0 | 0 | 0 | 0 | 0 | 0 | 0 | 0 | 0 | 0 | 0 | 0 | 0 | 0 | 0 | 0 | 0 | 0 | 0 | 0 | 0 | 0 | 0 | 0 | 0 | 0 | 0 | 0 | 0 | 0 | 0 | 0 | 0 | 0 | 0 | 0 | 0 | 0 | 0 | 0 | 0 | 0 | 0 | 0 | 0 | 0 | 0 | 0 | 0 | 0 | 0 | 0 | 0 | 0 | 0 | 0 | 0 | 0 | 0 | 0 | 0 | 0 | 0 | 0 | 0 | 0 | 0 | 0 | 0 | 0 | 0 | 0 | 0 | 0 | 0 | 0 | 0 | 0 | 0 | 0 | 0 | 0 | 0 | 0 | 0 | 0
|  | Equity bridge interest and fees paid | 0 | USD 000s | 0 | 0 | 0 | 0 | 0 | 0 | 0 | 0 | 0 | 0 | 0 | 0 | 0 | 0 | 0 | 0 | 0 | 0 | 0 | 0 | 0 | 0 | 0 | 0 | 0 | 0 | 0 | 0 | 0 | 0 | 0 | 0 | 0 | 0 | 0 | 0 | 0 | 0 | 0 | 0 | 0 | 0 | 0 | 0 | 0 | 0 | 0 | 0 | 0 | 0 | 0 | 0 | 0 | 0 | 0 | 0 | 0 | 0 | 0 | 0 | 0 | 0 | 0 | 0 | 0 | 0 | 0 | 0 | 0 | 0 | 0 | 0 | 0 | 0 | 0 | 0 | 0 | 0 | 0 | 0 | 0 | 0 | 0 | 0 | 0 | 0 | 0 | 0
|  | Equity bridge repayment | 0 | USD 000s | 0 | 0 | 0 | 0 | 0 | 0 | 0 | 0 | 0 | 0 | 0 | 0 | 0 | 0 | 0 | 0 | 0 | 0 | 0 | 0 | 0 | 0 | 0 | 0 | 0 | 0 | 0 | 0 | 0 | 0 | 0 | 0 | 0 | 0 | 0 | 0 | 0 | 0 | 0 | 0 | 0 | 0 | 0 | 0 | 0 | 0 | 0 | 0 | 0 | 0 | 0 | 0 | 0 | 0 | 0 | 0 | 0 | 0 | 0 | 0 | 0 | 0 | 0 | 0 | 0 | 0 | 0 | 0 | 0 | 0 | 0 | 0 | 0 | 0 | 0 | 0 | 0 | 0 | 0 | 0 | 0 | 0 | 0 | 0 | 0 | 0 | 0 | 0
|  | Additions to shareholder loan during construction s.a. | 0 | USD 000s | 58134.1987 | 0 | 0 | 0 | 0 | 58134.1987 | 0 | 0 | 0 | 0 | 0 | 0 | 0 | 0 | 0 | 0 | 0 | 0 | 0 | 0 | 0 | 0 | 0 | 0 | 0 | 0 | 0 | 0 | 0 | 0 | 0 | 0 | 0 | 0 | 0 | 0 | 0 | 0 | 0 | 0 | 0 | 0 | 0 | 0 | 0 | 0 | 0 | 0 | 0 | 0 | 0 | 0 | 0 | 0 | 0 | 0 | 0 | 0 | 0 | 0 | 0 | 0 | 0 | 0 | 0 | 0 | 0 | 0 | 0 | 0 | 0 | 0 | 0 | 0 | 0 | 0 | 0 | 0 | 0 | 0 | 0 | 0 | 0 | 0 | 0 | 0 | 0 | 0
|  | Repayment of equity bridge from share capital | 0 | USD 000s | 0 | 0 | 0 | 0 | 0 | 0 | 0 | 0 | 0 | 0 | 0 | 0 | 0 | 0 | 0 | 0 | 0 | 0 | 0 | 0 | 0 | 0 | 0 | 0 | 0 | 0 | 0 | 0 | 0 | 0 | 0 | 0 | 0 | 0 | 0 | 0 | 0 | 0 | 0 | 0 | 0 | 0 | 0 | 0 | 0 | 0 | 0 | 0 | 0 | 0 | 0 | 0 | 0 | 0 | 0 | 0 | 0 | 0 | 0 | 0 | 0 | 0 | 0 | 0 | 0 | 0 | 0 | 0 | 0 | 0 | 0 | 0 | 0 | 0 | 0 | 0 | 0 | 0 | 0 | 0 | 0 | 0 | 0 | 0 | 0 | 0 | 0 | 0
|  | Repayment of equity bridge from shareholder loan | 0 | USD 000s | 0 | 0 | 0 | 0 | 0 | 0 | 0 | 0 | 0 | 0 | 0 | 0 | 0 | 0 | 0 | 0 | 0 | 0 | 0 | 0 | 0 | 0 | 0 | 0 | 0 | 0 | 0 | 0 | 0 | 0 | 0 | 0 | 0 | 0 | 0 | 0 | 0 | 0 | 0 | 0 | 0 | 0 | 0 | 0 | 0 | 0 | 0 | 0 | 0 | 0 | 0 | 0 | 0 | 0 | 0 | 0 | 0 | 0 | 0 | 0 | 0 | 0 | 0 | 0 | 0 | 0 | 0 | 0 | 0 | 0 | 0 | 0 | 0 | 0 | 0 | 0 | 0 | 0 | 0 | 0 | 0 | 0 | 0 | 0 | 0 | 0 | 0 | 0
|  | ADB Loan drawdown s.a. | 0 | USD 000s | 26505.2054 | 0 | 0 | 0 | 0 | 10679.2234 | 10326.0686 | 1850.8466 | 783.4573 | 2865.6096 | 0 | 0 | 0 | 0 | 0 | 0 | 0 | 0 | 0 | 0 | 0 | 0 | 0 | 0 | 0 | 0 | 0 | 0 | 0 | 0 | 0 | 0 | 0 | 0 | 0 | 0 | 0 | 0 | 0 | 0 | 0 | 0 | 0 | 0 | 0 | 0 | 0 | 0 | 0 | 0 | 0 | 0 | 0 | 0 | 0 | 0 | 0 | 0 | 0 | 0 | 0 | 0 | 0 | 0 | 0 | 0 | 0 | 0 | 0 | 0 | 0 | 0 | 0 | 0 | 0 | 0 | 0 | 0 | 0 | 0 | 0 | 0 | 0 | 0 | 0 | 0 | 0 | 0
|  | EBRD drawdown s.a. | 0 | USD 000s | 34798.3079 | 0 | 0 | 0 | 0 | 14020.6008 | 13556.9488 | 2429.9502 | 1028.5899 | 3762.2181 | 0 | 0 | 0 | 0 | 0 | 0 | 0 | 0 | 0 | 0 | 0 | 0 | 0 | 0 | 0 | 0 | 0 | 0 | 0 | 0 | 0 | 0 | 0 | 0 | 0 | 0 | 0 | 0 | 0 | 0 | 0 | 0 | 0 | 0 | 0 | 0 | 0 | 0 | 0 | 0 | 0 | 0 | 0 | 0 | 0 | 0 | 0 | 0 | 0 | 0 | 0 | 0 | 0 | 0 | 0 | 0 | 0 | 0 | 0 | 0 | 0 | 0 | 0 | 0 | 0 | 0 | 0 | 0 | 0 | 0 | 0 | 0 | 0 | 0 | 0 | 0 | 0 | 0
|  | AIIB drawdown s.a. | 0 | USD 000s | 20431.0959 | 0 | 0 | 0 | 0 | 8231.9014 | 7959.6778 | 1426.6943 | 603.915 | 2208.9074 | 0 | 0 | 0 | 0 | 0 | 0 | 0 | 0 | 0 | 0 | 0 | 0 | 0 | 0 | 0 | 0 | 0 | 0 | 0 | 0 | 0 | 0 | 0 | 0 | 0 | 0 | 0 | 0 | 0 | 0 | 0 | 0 | 0 | 0 | 0 | 0 | 0 | 0 | 0 | 0 | 0 | 0 | 0 | 0 | 0 | 0 | 0 | 0 | 0 | 0 | 0 | 0 | 0 | 0 | 0 | 0 | 0 | 0 | 0 | 0 | 0 | 0 | 0 | 0 | 0 | 0 | 0 | 0 | 0 | 0 | 0 | 0 | 0 | 0 | 0 | 0 | 0 | 0
|  | EIB drawdown s.a. | 0 | USD 000s | 20431.0959 | 0 | 0 | 0 | 0 | 8231.9014 | 7959.6778 | 1426.6943 | 603.915 | 2208.9074 | 0 | 0 | 0 | 0 | 0 | 0 | 0 | 0 | 0 | 0 | 0 | 0 | 0 | 0 | 0 | 0 | 0 | 0 | 0 | 0 | 0 | 0 | 0 | 0 | 0 | 0 | 0 | 0 | 0 | 0 | 0 | 0 | 0 | 0 | 0 | 0 | 0 | 0 | 0 | 0 | 0 | 0 | 0 | 0 | 0 | 0 | 0 | 0 | 0 | 0 | 0 | 0 | 0 | 0 | 0 | 0 | 0 | 0 | 0 | 0 | 0 | 0 | 0 | 0 | 0 | 0 | 0 | 0 | 0 | 0 | 0 | 0 | 0 | 0 | 0 | 0 | 0 | 0
|  | Cash flow available for MMRA |  | USD 000s | 319501.1779 |  | 0 | 0 | 0 | 3735.7543 | -3696.3724 | 3053.8104 | 8917.5557 | 3357.4482 | 8056.3845 | 5979.3259 | 6363.4178 | 6027.3153 | 6100.6004 | 5753.3164 | 6072.2704 | 5738.0555 | 6055.1099 | 5721.173 | 5953.4854 | 5604.0589 | 5891.9161 | 5553.7387 | 5885.3424 | 5556.1816 | 5861.0841 | 4918.5627 | 5167.6957 | 4829.8031 | 5201.3119 | 4887.3288 | 5186.4319 | 4859.2679 | 4566.7263 | 4127.4946 | 5065.7288 | 4861.5706 | 5161.2579 | 4836.127 | 5138.7302 | 4814.8217 | 5119.8845 | 4797.1252 | 5098.4104 | 4775.6264 | 5072.9144 | 4750.0793 | 5005.1149 | 4668.4468 | 5016.8359 | 4705.1924 | 5007.3127 | 4687.605 | 4991.1165 | 4672.4342 | 4927.2206 | 4600.0319 | 4924.9157 | 4611.8639 | 4635.4814 | 4319.9476 | 4086.8253 | 3779.4554 | 4062.6745 | 3755.7924 | 4037.7491 | 3731.3636 | 3984.0515 | 4511.875 | 0 | 0 | 0 | 0 | 0 | 0 | 0 | 0 | 0 | 0 | 0 | 0 | 0 | 0 | 0 | 0 | 0 | 0
|  | MMRA deposit | 0 | USD 000s | 0 | 0 | 0 | 0 | 0 | 0 | 0 | 0 | 0 | 0 | 0 | 0 | 0 | 0 | 0 | 0 | 0 | 0 | 0 | 0 | 0 | 0 | 0 | 0 | 0 | 0 | 0 | 0 | 0 | 0 | 0 | 0 | 0 | 0 | 0 | 0 | 0 | 0 | 0 | 0 | 0 | 0 | 0 | 0 | 0 | 0 | 0 | 0 | 0 | 0 | 0 | 0 | 0 | 0 | 0 | 0 | 0 | 0 | 0 | 0 | 0 | 0 | 0 | 0 | 0 | 0 | 0 | 0 | 0 | 0 | 0 | 0 | 0 | 0 | 0 | 0 | 0 | 0 | 0 | 0 | 0 | 0 | 0 | 0 | 0 | 0 | 0 | 0
|  | MMRA release | 0 | USD 000s | 0 | 0 | 0 | 0 | 0 | 0 | 0 | 0 | 0 | 0 | 0 | 0 | 0 | 0 | 0 | 0 | 0 | 0 | 0 | 0 | 0 | 0 | 0 | 0 | 0 | 0 | 0 | 0 | 0 | 0 | 0 | 0 | 0 | 0 | 0 | 0 | 0 | 0 | 0 | 0 | 0 | 0 | 0 | 0 | 0 | 0 | 0 | 0 | 0 | 0 | 0 | 0 | 0 | 0 | 0 | 0 | 0 | 0 | 0 | 0 | 0 | 0 | 0 | 0 | 0 | 0 | 0 | 0 | 0 | 0 | 0 | 0 | 0 | 0 | 0 | 0 | 0 | 0 | 0 | 0 | 0 | 0 | 0 | 0 | 0 | 0 | 0 | 0
|  | Cash flow available for debt service |  | USD 000s | 319501.1779 |  | 0 | 0 | 0 | 3735.7543 | -3696.3724 | 3053.8104 | 8917.5557 | 3357.4482 | 8056.3845 | 5979.3259 | 6363.4178 | 6027.3153 | 6100.6004 | 5753.3164 | 6072.2704 | 5738.0555 | 6055.1099 | 5721.173 | 5953.4854 | 5604.0589 | 5891.9161 | 5553.7387 | 5885.3424 | 5556.1816 | 5861.0841 | 4918.5627 | 5167.6957 | 4829.8031 | 5201.3119 | 4887.3288 | 5186.4319 | 4859.2679 | 4566.7263 | 4127.4946 | 5065.7288 | 4861.5706 | 5161.2579 | 4836.127 | 5138.7302 | 4814.8217 | 5119.8845 | 4797.1252 | 5098.4104 | 4775.6264 | 5072.9144 | 4750.0793 | 5005.1149 | 4668.4468 | 5016.8359 | 4705.1924 | 5007.3127 | 4687.605 | 4991.1165 | 4672.4342 | 4927.2206 | 4600.0319 | 4924.9157 | 4611.8639 | 4635.4814 | 4319.9476 | 4086.8253 | 3779.4554 | 4062.6745 | 3755.7924 | 4037.7491 | 3731.3636 | 3984.0515 | 4511.875 | 0 | 0 | 0 | 0 | 0 | 0 | 0 | 0 | 0 | 0 | 0 | 0 | 0 | 0 | 0 | 0 | 0 | 0
|  | Total agent bank fee - operations | 0 | USD 000s | -1140 | 0 | 0 | 0 | 0 | 0 | 0 | 0 | 0 | 0 | -60 | 0 | -60 | 0 | -60 | 0 | -60 | 0 | -60 | 0 | -60 | 0 | -60 | 0 | -60 | 0 | -60 | 0 | -60 | 0 | -60 | 0 | -60 | 0 | -60 | 0 | -60 | 0 | -60 | 0 | -60 | 0 | -60 | 0 | -60 | 0 | -60 | 0 | 0 | 0 | 0 | 0 | 0 | 0 | 0 | 0 | 0 | 0 | 0 | 0 | 0 | 0 | 0 | 0 | 0 | 0 | 0 | 0 | 0 | 0 | 0 | 0 | 0 | 0 | 0 | 0 | 0 | 0 | 0 | 0 | 0 | 0 | 0 | 0 | 0 | 0 | 0 | 0
|  | GB Refi facility drawdown | 0 | USD 000s | 0 | 0 | 0 | 0 | 0 | 0 | 0 | 0 | 0 | 0 | 0 | 0 | 0 | 0 | 0 | 0 | 0 | 0 | 0 | 0 | 0 | 0 | 0 | 0 | 0 | 0 | 0 | 0 | 0 | 0 | 0 | 0 | 0 | 0 | 0 | 0 | 0 | 0 | 0 | 0 | 0 | 0 | 0 | 0 | 0 | 0 | 0 | 0 | 0 | 0 | 0 | 0 | 0 | 0 | 0 | 0 | 0 | 0 | 0 | 0 | 0 | 0 | 0 | 0 | 0 | 0 | 0 | 0 | 0 | 0 | 0 | 0 | 0 | 0 | 0 | 0 | 0 | 0 | 0 | 0 | 0 | 0 | 0 | 0 | 0 | 0 | 0 | 0
|  | GB Refi facility upfront fee paid | 0 | USD 000s | 0 | 0 | 0 | 0 | 0 | 0 | 0 | 0 | 0 | 0 | 0 | 0 | 0 | 0 | 0 | 0 | 0 | 0 | 0 | 0 | 0 | 0 | 0 | 0 | 0 | 0 | 0 | 0 | 0 | 0 | 0 | 0 | 0 | 0 | 0 | 0 | 0 | 0 | 0 | 0 | 0 | 0 | 0 | 0 | 0 | 0 | 0 | 0 | 0 | 0 | 0 | 0 | 0 | 0 | 0 | 0 | 0 | 0 | 0 | 0 | 0 | 0 | 0 | 0 | 0 | 0 | 0 | 0 | 0 | 0 | 0 | 0 | 0 | 0 | 0 | 0 | 0 | 0 | 0 | 0 | 0 | 0 | 0 | 0 | 0 | 0 | 0 | 0
|  | ADB Loan interest | 0 | USD 000s | -17528.7721 | 0 | 0 | 0 | 0 | 0 | 0 | 0 | 0 | 0 | -635.7729 | -823.7588 | -822.1292 | -792.2279 | -790.5347 | -767.2339 | -762.2642 | -730.8726 | -724.5112 | -692.3425 | -683.9844 | -652.2597 | -643.4851 | -612.5397 | -596.2064 | -560.686 | -544.5543 | -508.2333 | -494.7936 | -463.305 | -448.5557 | -418.4804 | -398.5551 | -365.4133 | -345.5194 | -316.7325 | -300.4603 | -269.6458 | -252.1152 | -225.4834 | -204.737 | -176.2946 | -154.5358 | -125.4383 | -101.3235 | -71.5487 | -44.9485 | -7.2893 | 0 | 0 | 0 | 0 | 0 | 0 | 0 | 0 | 0 | 0 | 0 | 0 | 0 | 0 | 0 | 0 | 0 | 0 | 0 | 0 | 0 | 0 | 0 | 0 | 0 | 0 | 0 | 0 | 0 | 0 | 0 | 0 | 0 | 0 | 0 | 0 | 0 | 0 | 0 | 0
|  | EBRD Loan interest | 0 | USD 000s | -23013.276 | 0 | 0 | 0 | 0 | 0 | 0 | 0 | 0 | 0 | -834.6972 | -1081.5012 | -1079.3617 | -1040.1047 | -1037.8817 | -1007.2904 | -1000.7658 | -959.5523 | -951.2005 | -908.9667 | -897.9934 | -856.3425 | -844.8224 | -804.1946 | -782.7509 | -736.1167 | -714.9376 | -667.2522 | -649.6075 | -608.2666 | -588.9024 | -549.4169 | -523.2573 | -479.7459 | -453.6276 | -415.8336 | -394.4701 | -354.0142 | -330.9985 | -296.034 | -268.7963 | -231.4547 | -202.8879 | -164.6862 | -133.0262 | -93.9353 | -59.0123 | -9.5701 | 0 | 0 | 0 | 0 | 0 | 0 | 0 | 0 | 0 | 0 | 0 | 0 | 0 | 0 | 0 | 0 | 0 | 0 | 0 | 0 | 0 | 0 | 0 | 0 | 0 | 0 | 0 | 0 | 0 | 0 | 0 | 0 | 0 | 0 | 0 | 0 | 0 | 0 | 0 | 0
|  | AIIB loan interest | 0 | USD 000s | -13511.7618 | 0 | 0 | 0 | 0 | 0 | 0 | 0 | 0 | 0 | -490.0749 | -634.9807 | -633.7246 | -610.6757 | -609.3705 | -591.4094 | -587.5786 | -563.381 | -558.4774 | -533.6807 | -527.238 | -502.7835 | -496.0197 | -472.166 | -459.5757 | -432.1955 | -419.7606 | -391.7631 | -381.4034 | -357.1309 | -345.7617 | -322.5786 | -307.2195 | -281.6727 | -266.3379 | -244.148 | -231.6048 | -207.852 | -194.3388 | -173.8101 | -157.8181 | -135.8938 | -119.1214 | -96.692 | -78.1036 | -55.1521 | -34.6478 | -5.6189 | 0 | 0 | 0 | 0 | 0 | 0 | 0 | 0 | 0 | 0 | 0 | 0 | 0 | 0 | 0 | 0 | 0 | 0 | 0 | 0 | 0 | 0 | 0 | 0 | 0 | 0 | 0 | 0 | 0 | 0 | 0 | 0 | 0 | 0 | 0 | 0 | 0 | 0 | 0 | 0
|  | EIB interest | 0 | USD 000s | -12507.6535 | 0 | 0 | 0 | 0 | 0 | 0 | 0 | 0 | 0 | -454.5759 | -587.9513 | -586.8793 | -565.8101 | -564.6971 | -548.2049 | -544.6824 | -522.3675 | -517.7153 | -494.7699 | -488.7108 | -466.0921 | -459.7205 | -437.6632 | -425.8648 | -400.4886 | -388.8107 | -362.9006 | -353.1255 | -330.6723 | -319.9476 | -298.4642 | -284.0896 | -260.4559 | -246.0889 | -225.4793 | -213.6436 | -191.6696 | -179.0078 | -160.0439 | -145.1566 | -124.9488 | -109.3798 | -88.7778 | -71.5534 | -50.5294 | -31.6152 | -5.0993 | 0 | 0 | 0 | 0 | 0 | 0 | 0 | 0 | 0 | 0 | 0 | 0 | 0 | 0 | 0 | 0 | 0 | 0 | 0 | 0 | 0 | 0 | 0 | 0 | 0 | 0 | 0 | 0 | 0 | 0 | 0 | 0 | 0 | 0 | 0 | 0 | 0 | 0 | 0 | 0
|  | ADB Loan scheduled repayment | 0 | USD 000s | -23192.0545 | 0 | 0 | 0 | 0 | 0 | 0 | 0 | 0 | 0 | -137.986 | -487.4176 | -558.5733 | -527.9209 | -528.0463 | -489.4935 | -549.0268 | -517.9957 | -575.8528 | -546.5035 | -586.5785 | -552.9439 | -606.1881 | -571.8443 | -639.8129 | -612.3557 | -673.8609 | -508.114 | -554.5804 | -520.9059 | -595.4638 | -565.9518 | -629.0479 | -599.738 | -528.5693 | -470.6928 | -674.0931 | -672.7611 | -738.6335 | -710.2031 | -780.4178 | -754.7445 | -826.2289 | -801.0138 | -874.2546 | -849.7044 | -923.8177 | -450.7175 | 0 | 0 | 0 | 0 | 0 | 0 | 0 | 0 | 0 | 0 | 0 | 0 | 0 | 0 | 0 | 0 | 0 | 0 | 0 | 0 | 0 | 0 | 0 | 0 | 0 | 0 | 0 | 0 | 0 | 0 | 0 | 0 | 0 | 0 | 0 | 0 | 0 | 0 | 0 | 0
|  | ADB - repayment from Refi facility | 0 | USD 000s | 0 | 0 | 0 | 0 | 0 | 0 | 0 | 0 | 0 | 0 | 0 | 0 | 0 | 0 | 0 | 0 | 0 | 0 | 0 | 0 | 0 | 0 | 0 | 0 | 0 | 0 | 0 | 0 | 0 | 0 | 0 | 0 | 0 | 0 | 0 | 0 | 0 | 0 | 0 | 0 | 0 | 0 | 0 | 0 | 0 | 0 | 0 | 0 | 0 | 0 | 0 | 0 | 0 | 0 | 0 | 0 | 0 | 0 | 0 | 0 | 0 | 0 | 0 | 0 | 0 | 0 | 0 | 0 | 0 | 0 | 0 | 0 | 0 | 0 | 0 | 0 | 0 | 0 | 0 | 0 | 0 | 0 | 0 | 0 | 0 | 0 | 0 | 0
|  | EBRD Loan scheduled repayment | 0 | USD 000s | -30448.519 | 0 | 0 | 0 | 0 | 0 | 0 | 0 | 0 | 0 | -181.1598 | -639.9236 | -733.343 | -693.0998 | -693.2645 | -642.6491 | -720.8096 | -680.0692 | -756.0289 | -717.4967 | -770.1106 | -725.9523 | -795.8557 | -750.7663 | -840.0012 | -803.9531 | -884.7024 | -667.0956 | -728.1008 | -683.89 | -781.7759 | -743.03 | -825.868 | -787.3875 | -693.9511 | -617.9659 | -885.0073 | -883.2585 | -969.7414 | -932.4155 | -1024.5994 | -990.8934 | -1084.7442 | -1051.6397 | -1147.7965 | -1115.5648 | -1212.8671 | -591.7407 | 0 | 0 | 0 | 0 | 0 | 0 | 0 | 0 | 0 | 0 | 0 | 0 | 0 | 0 | 0 | 0 | 0 | 0 | 0 | 0 | 0 | 0 | 0 | 0 | 0 | 0 | 0 | 0 | 0 | 0 | 0 | 0 | 0 | 0 | 0 | 0 | 0 | 0 | 0 | 0
|  | EBRD - repayment from Refi facility | 0 | USD 000s | 0 | 0 | 0 | 0 | 0 | 0 | 0 | 0 | 0 | 0 | 0 | 0 | 0 | 0 | 0 | 0 | 0 | 0 | 0 | 0 | 0 | 0 | 0 | 0 | 0 | 0 | 0 | 0 | 0 | 0 | 0 | 0 | 0 | 0 | 0 | 0 | 0 | 0 | 0 | 0 | 0 | 0 | 0 | 0 | 0 | 0 | 0 | 0 | 0 | 0 | 0 | 0 | 0 | 0 | 0 | 0 | 0 | 0 | 0 | 0 | 0 | 0 | 0 | 0 | 0 | 0 | 0 | 0 | 0 | 0 | 0 | 0 | 0 | 0 | 0 | 0 | 0 | 0 | 0 | 0 | 0 | 0 | 0 | 0 | 0 | 0 | 0 | 0
|  | AIIB scheduled repayment | 0 | USD 000s | -17877.2086 | 0 | 0 | 0 | 0 | 0 | 0 | 0 | 0 | 0 | -106.3642 | -375.7177 | -430.5669 | -406.939 | -407.0357 | -377.3179 | -423.2082 | -399.2884 | -443.8865 | -421.2631 | -452.1543 | -426.2276 | -467.27 | -440.7967 | -493.1891 | -472.0242 | -519.4344 | -391.6712 | -427.4891 | -401.5316 | -459.0033 | -436.2545 | -484.8911 | -462.298 | -407.4388 | -362.8257 | -519.6135 | -518.5867 | -569.3633 | -547.4482 | -601.572 | -581.7823 | -636.8848 | -617.4481 | -673.9046 | -654.9804 | -712.1094 | -347.4281 | 0 | 0 | 0 | 0 | 0 | 0 | 0 | 0 | 0 | 0 | 0 | 0 | 0 | 0 | 0 | 0 | 0 | 0 | 0 | 0 | 0 | 0 | 0 | 0 | 0 | 0 | 0 | 0 | 0 | 0 | 0 | 0 | 0 | 0 | 0 | 0 | 0 | 0 | 0 | 0
|  | AIIB - repayment from Refi facility | 0 | USD 000s | 0 | 0 | 0 | 0 | 0 | 0 | 0 | 0 | 0 | 0 | 0 | 0 | 0 | 0 | 0 | 0 | 0 | 0 | 0 | 0 | 0 | 0 | 0 | 0 | 0 | 0 | 0 | 0 | 0 | 0 | 0 | 0 | 0 | 0 | 0 | 0 | 0 | 0 | 0 | 0 | 0 | 0 | 0 | 0 | 0 | 0 | 0 | 0 | 0 | 0 | 0 | 0 | 0 | 0 | 0 | 0 | 0 | 0 | 0 | 0 | 0 | 0 | 0 | 0 | 0 | 0 | 0 | 0 | 0 | 0 | 0 | 0 | 0 | 0 | 0 | 0 | 0 | 0 | 0 | 0 | 0 | 0 | 0 | 0 | 0 | 0 | 0 | 0
|  | EIB scheduled repayment | 0 | USD 000s | -17877.2089 | 0 | 0 | 0 | 0 | 0 | 0 | 0 | 0 | 0 | -147.1039 | -371.8459 | -420.8806 | -406.5788 | -404.5357 | -380.0184 | -420.8806 | -404.5357 | -443.3548 | -424.9668 | -451.5272 | -431.0961 | -465.829 | -445.3979 | -492.3894 | -476.0445 | -516.9067 | -396.3633 | -424.9668 | -406.5788 | -457.6565 | -439.2686 | -482.1739 | -465.829 | -406.5788 | -367.7597 | -516.9067 | -520.9929 | -565.9414 | -547.5534 | -596.588 | -580.2431 | -629.2778 | -614.976 | -664.0106 | -649.7088 | -700.7866 | -339.1562 | 0 | 0 | 0 | 0 | 0 | 0 | 0 | 0 | 0 | 0 | 0 | 0 | 0 | 0 | 0 | 0 | 0 | 0 | 0 | 0 | 0 | 0 | 0 | 0 | 0 | 0 | 0 | 0 | 0 | 0 | 0 | 0 | 0 | 0 | 0 | 0 | 0 | 0 | 0 | 0
|  | EIB - repayment from Refi facility | 0 | USD 000s | 0 | 0 | 0 | 0 | 0 | 0 | 0 | 0 | 0 | 0 | 0 | 0 | 0 | 0 | 0 | 0 | 0 | 0 | 0 | 0 | 0 | 0 | 0 | 0 | 0 | 0 | 0 | 0 | 0 | 0 | 0 | 0 | 0 | 0 | 0 | 0 | 0 | 0 | 0 | 0 | 0 | 0 | 0 | 0 | 0 | 0 | 0 | 0 | 0 | 0 | 0 | 0 | 0 | 0 | 0 | 0 | 0 | 0 | 0 | 0 | 0 | 0 | 0 | 0 | 0 | 0 | 0 | 0 | 0 | 0 | 0 | 0 | 0 | 0 | 0 | 0 | 0 | 0 | 0 | 0 | 0 | 0 | 0 | 0 | 0 | 0 | 0 | 0
|  | GB Refi debt interest | 0 | USD 000s | 0 | 0 | 0 | 0 | 0 | 0 | 0 | 0 | 0 | 0 | 0 | 0 | 0 | 0 | 0 | 0 | 0 | 0 | 0 | 0 | 0 | 0 | 0 | 0 | 0 | 0 | 0 | 0 | 0 | 0 | 0 | 0 | 0 | 0 | 0 | 0 | 0 | 0 | 0 | 0 | 0 | 0 | 0 | 0 | 0 | 0 | 0 | 0 | 0 | 0 | 0 | 0 | 0 | 0 | 0 | 0 | 0 | 0 | 0 | 0 | 0 | 0 | 0 | 0 | 0 | 0 | 0 | 0 | 0 | 0 | 0 | 0 | 0 | 0 | 0 | 0 | 0 | 0 | 0 | 0 | 0 | 0 | 0 | 0 | 0 | 0 | 0 | 0
|  | GB Refi debt sculpted repayment | 0 | USD 000s | 0 | 0 | 0 | 0 | 0 | 0 | 0 | 0 | 0 | 0 | 0 | 0 | 0 | 0 | 0 | 0 | 0 | 0 | 0 | 0 | 0 | 0 | 0 | 0 | 0 | 0 | 0 | 0 | 0 | 0 | 0 | 0 | 0 | 0 | 0 | 0 | 0 | 0 | 0 | 0 | 0 | 0 | 0 | 0 | 0 | 0 | 0 | 0 | 0 | 0 | 0 | 0 | 0 | 0 | 0 | 0 | 0 | 0 | 0 | 0 | 0 | 0 | 0 | 0 | 0 | 0 | 0 | 0 | 0 | 0 | 0 | 0 | 0 | 0 | 0 | 0 | 0 | 0 | 0 | 0 | 0 | 0 | 0 | 0 | 0 | 0 | 0 | 0
|  | Cash flow available for DSRA |  | USD 000s | 162404.7235 |  | 0 | 0 | 0 | 3735.7543 | -3696.3724 | 3053.8104 | 8917.5557 | 3357.4482 | 5008.6498 | 976.2291 | 1037.9592 | 983.9585 | 1005.2342 | 949.6988 | 1003.0542 | 959.9931 | 1024.0826 | 981.1831 | 1035.1882 | 990.3611 | 1052.7257 | 1018.37 | 1095.5521 | 1062.3173 | 1138.1165 | 1025.1695 | 1093.6286 | 1057.5219 | 1144.2451 | 1113.8839 | 1191.3295 | 1156.7277 | 1158.6144 | 1106.0569 | 1269.9294 | 1242.7898 | 1301.1179 | 1243.1354 | 1299.045 | 1238.5665 | 1296.8241 | 1236.4533 | 1294.4374 | 1234.5023 | 1293.1098 | 2993.4593 | 5005.1149 | 4668.4468 | 5016.8359 | 4705.1924 | 5007.3127 | 4687.605 | 4991.1165 | 4672.4342 | 4927.2206 | 4600.0319 | 4924.9157 | 4611.8639 | 4635.4814 | 4319.9476 | 4086.8253 | 3779.4554 | 4062.6745 | 3755.7924 | 4037.7491 | 3731.3636 | 3984.0515 | 4511.875 | 0 | 0 | 0 | 0 | 0 | 0 | 0 | 0 | 0 | 0 | 0 | 0 | 0 | 0 | 0 | 0 | 0 | 0
|  | ADB Cashsweep repayment | 0 | USD 000s | -3313.1507 | 0 | 0 | 0 | 0 | 0 | 0 | 0 | 0 | 0 | 0 | 0 | 0 | 0 | 0 | 0 | -96.6833 | -92.6763 | -99.2149 | -95.2567 | -100.4674 | -96.2602 | -174.3365 | -169.4853 | -183.4714 | -179.0902 | -192.9356 | -170.8269 | -182.8185 | -177.6293 | -193.6461 | -189.7511 | -203.8903 | -199.2906 | -196.4192 | -187.4519 | -131.5489 | 0 | 0 | 0 | 0 | 0 | 0 | 0 | 0 | 0 | 0 | 0 | 0 | 0 | 0 | 0 | 0 | 0 | 0 | 0 | 0 | 0 | 0 | 0 | 0 | 0 | 0 | 0 | 0 | 0 | 0 | 0 | 0 | 0 | 0 | 0 | 0 | 0 | 0 | 0 | 0 | 0 | 0 | 0 | 0 | 0 | 0 | 0 | 0 | 0 | 0 | 0
|  | EBRD Cashsweep repayment | 0 | USD 000s | -4349.7885 | 0 | 0 | 0 | 0 | 0 | 0 | 0 | 0 | 0 | 0 | 0 | 0 | 0 | 0 | 0 | -126.9342 | -121.6734 | -130.2578 | -125.0612 | -131.9023 | -126.3786 | -228.884 | -222.5148 | -240.877 | -235.125 | -253.3024 | -224.2762 | -240.0198 | -233.207 | -254.2352 | -249.1215 | -267.6846 | -261.6458 | -257.876 | -246.103 | -172.7087 | 0 | 0 | 0 | 0 | 0 | 0 | 0 | 0 | 0 | 0 | 0 | 0 | 0 | 0 | 0 | 0 | 0 | 0 | 0 | 0 | 0 | 0 | 0 | 0 | 0 | 0 | 0 | 0 | 0 | 0 | 0 | 0 | 0 | 0 | 0 | 0 | 0 | 0 | 0 | 0 | 0 | 0 | 0 | 0 | 0 | 0 | 0 | 0 | 0 | 0 | 0
|  | AIIB Cashsweep repayment | 0 | USD 000s | -2553.887 | 0 | 0 | 0 | 0 | 0 | 0 | 0 | 0 | 0 | 0 | 0 | 0 | 0 | 0 | 0 | -74.5267 | -71.438 | -76.4781 | -73.4271 | -77.4436 | -74.2006 | -134.3844 | -130.6449 | -141.4259 | -138.0487 | -148.7212 | -131.6791 | -140.9226 | -136.9226 | -149.2688 | -146.2664 | -157.1654 | -153.6198 | -151.4065 | -144.4942 | -101.4023 | 0 | 0 | 0 | 0 | 0 | 0 | 0 | 0 | 0 | 0 | 0 | 0 | 0 | 0 | 0 | 0 | 0 | 0 | 0 | 0 | 0 | 0 | 0 | 0 | 0 | 0 | 0 | 0 | 0 | 0 | 0 | 0 | 0 | 0 | 0 | 0 | 0 | 0 | 0 | 0 | 0 | 0 | 0 | 0 | 0 | 0 | 0 | 0 | 0 | 0 | 0
|  | EIB Cashsweep repayment | 0 | USD 000s | -2553.887 | 0 | 0 | 0 | 0 | 0 | 0 | 0 | 0 | 0 | 0 | 0 | 0 | 0 | 0 | 0 | -74.5267 | -71.438 | -76.4781 | -73.4271 | -77.4436 | -74.2006 | -134.3844 | -130.6449 | -141.4259 | -138.0487 | -148.7212 | -131.6791 | -140.9226 | -136.9226 | -149.2688 | -146.2664 | -157.1654 | -153.6198 | -151.4065 | -144.4942 | -101.4023 | 0 | 0 | 0 | 0 | 0 | 0 | 0 | 0 | 0 | 0 | 0 | 0 | 0 | 0 | 0 | 0 | 0 | 0 | 0 | 0 | 0 | 0 | 0 | 0 | 0 | 0 | 0 | 0 | 0 | 0 | 0 | 0 | 0 | 0 | 0 | 0 | 0 | 0 | 0 | 0 | 0 | 0 | 0 | 0 | 0 | 0 | 0 | 0 | 0 | 0 | 0
|  | DSRA deposit | 0 | USD 000s | 0 | 0 | 0 | 0 | 0 | 0 | 0 | 0 | 0 | 0 | 0 | 0 | 0 | 0 | 0 | 0 | 0 | 0 | 0 | 0 | 0 | 0 | 0 | 0 | 0 | 0 | 0 | 0 | 0 | 0 | 0 | 0 | 0 | 0 | 0 | 0 | 0 | 0 | 0 | 0 | 0 | 0 | 0 | 0 | 0 | 0 | 0 | 0 | 0 | 0 | 0 | 0 | 0 | 0 | 0 | 0 | 0 | 0 | 0 | 0 | 0 | 0 | 0 | 0 | 0 | 0 | 0 | 0 | 0 | 0 | 0 | 0 | 0 | 0 | 0 | 0 | 0 | 0 | 0 | 0 | 0 | 0 | 0 | 0 | 0 | 0 | 0 | 0
|  | DSRA release | 0 | USD 000s | 8050.8315 | 0 | 0 | 0 | 0 | 0 | 0 | 0 | 0 | 0 | 8050.8315 | 0 | 0 | 0 | 0 | 0 | 0 | 0 | 0 | 0 | 0 | 0 | 0 | 0 | 0 | 0 | 0 | 0 | 0 | 0 | 0 | 0 | 0 | 0 | 0 | 0 | 0 | 0 | 0 | 0 | 0 | 0 | 0 | 0 | 0 | 0 | 0 | 0 | 0 | 0 | 0 | 0 | 0 | 0 | 0 | 0 | 0 | 0 | 0 | 0 | 0 | 0 | 0 | 0 | 0 | 0 | 0 | 0 | 0 | 0 | 0 | 0 | 0 | 0 | 0 | 0 | 0 | 0 | 0 | 0 | 0 | 0 | 0 | 0 | 0 | 0 | 0 | 0
|  | Cash flow available for equity bridge loan |  | USD 000s | 157684.842 |  | 0 | 0 | 0 | 3735.7543 | -3696.3724 | 3053.8104 | 8917.5557 | 3357.4482 | 13059.4814 | 976.2291 | 1037.9592 | 983.9585 | 1005.2342 | 949.6988 | 630.3833 | 602.7673 | 641.6536 | 614.0111 | 647.9313 | 619.3212 | 380.7364 | 365.08 | 388.3519 | 372.0046 | 394.4361 | 366.7082 | 388.945 | 372.8404 | 397.8261 | 382.4784 | 405.4238 | 388.5517 | 401.5063 | 383.5136 | 762.8673 | 1242.7898 | 1301.1179 | 1243.1354 | 1299.045 | 1238.5665 | 1296.8241 | 1236.4533 | 1294.4374 | 1234.5023 | 1293.1098 | 2993.4593 | 5005.1149 | 4668.4468 | 5016.8359 | 4705.1924 | 5007.3127 | 4687.605 | 4991.1165 | 4672.4342 | 4927.2206 | 4600.0319 | 4924.9157 | 4611.8639 | 4635.4814 | 4319.9476 | 4086.8253 | 3779.4554 | 4062.6745 | 3755.7924 | 4037.7491 | 3731.3636 | 3984.0515 | 4511.875 | 0 | 0 | 0 | 0 | 0 | 0 | 0 | 0 | 0 | 0 | 0 | 0 | 0 | 0 | 0 | 0 | 0 | 0
|  | DSRA LC fee | 0 | USD 000s | -461.3039 | 0 | 0 | 0 | 0 | 0 | 0 | 0 | 0 | 0 | -15.8371 | -15.6396 | -15.546 | -14.931 | -15.1383 | -14.935 | -15.0406 | -14.738 | -14.8094 | -14.3774 | -14.4944 | -14.14 | -14.2986 | -14.0802 | -14.1325 | -12.9963 | -12.2168 | -11.8349 | -12.005 | -11.811 | -11.9118 | -11.6748 | -10.903 | -9.6979 | -10.4531 | -11.1837 | -11.4677 | -11.2418 | -11.3968 | -11.2475 | -11.3456 | -11.1371 | -11.2925 | -11.0789 | -11.2254 | -8.3508 | -2.6935 | 0 | 0 | 0 | 0 | 0 | 0 | 0 | 0 | 0 | 0 | 0 | 0 | 0 | 0 | 0 | 0 | 0 | 0 | 0 | 0 | 0 | 0 | 0 | 0 | 0 | 0 | 0 | 0 | 0 | 0 | 0 | 0 | 0 | 0 | 0 | 0 | 0 | 0 | 0 | 0 | 0
|  | Equity bridge interest paid | 0 | USD 000s | 0 | 0 | 0 | 0 | 0 | 0 | 0 | 0 | 0 | 0 | 0 | 0 | 0 | 0 | 0 | 0 | 0 | 0 | 0 | 0 | 0 | 0 | 0 | 0 | 0 | 0 | 0 | 0 | 0 | 0 | 0 | 0 | 0 | 0 | 0 | 0 | 0 | 0 | 0 | 0 | 0 | 0 | 0 | 0 | 0 | 0 | 0 | 0 | 0 | 0 | 0 | 0 | 0 | 0 | 0 | 0 | 0 | 0 | 0 | 0 | 0 | 0 | 0 | 0 | 0 | 0 | 0 | 0 | 0 | 0 | 0 | 0 | 0 | 0 | 0 | 0 | 0 | 0 | 0 | 0 | 0 | 0 | 0 | 0 | 0 | 0 | 0 | 0
|  | Withholding tax on equity bridge | 0 | USD 000s | 0 | 0 | 0 | 0 | 0 | 0 | 0 | 0 | 0 | 0 | 0 | 0 | 0 | 0 | 0 | 0 | 0 | 0 | 0 | 0 | 0 | 0 | 0 | 0 | 0 | 0 | 0 | 0 | 0 | 0 | 0 | 0 | 0 | 0 | 0 | 0 | 0 | 0 | 0 | 0 | 0 | 0 | 0 | 0 | 0 | 0 | 0 | 0 | 0 | 0 | 0 | 0 | 0 | 0 | 0 | 0 | 0 | 0 | 0 | 0 | 0 | 0 | 0 | 0 | 0 | 0 | 0 | 0 | 0 | 0 | 0 | 0 | 0 | 0 | 0 | 0 | 0 | 0 | 0 | 0 | 0 | 0 | 0 | 0 | 0 | 0 | 0 | 0
|  | Additional VAT facility repayment | 0 | USD 000s | -1008.7133 | 0 | 0 | 0 | 0 | 0 | 0 | 0 | 0 | 0 | -1008.7133 | 0 | 0 | 0 | 0 | 0 | 0 | 0 | 0 | 0 | 0 | 0 | 0 | 0 | 0 | 0 | 0 | 0 | 0 | 0 | 0 | 0 | 0 | 0 | 0 | 0 | 0 | 0 | 0 | 0 | 0 | 0 | 0 | 0 | 0 | 0 | 0 | 0 | 0 | 0 | 0 | 0 | 0 | 0 | 0 | 0 | 0 | 0 | 0 | 0 | 0 | 0 | 0 | 0 | 0 | 0 | 0 | 0 | 0 | 0 | 0 | 0 | 0 | 0 | 0 | 0 | 0 | 0 | 0 | 0 | 0 | 0 | 0 | 0 | 0 | 0 | 0 | 0
|  | Cash flow available for shareholder loan |  | USD 000s | 156214.8248 |  | 0 | 0 | 0 | 3735.7543 | -3696.3724 | 3053.8104 | 8917.5557 | 3357.4482 | 12034.931 | 960.5894 | 1022.4132 | 969.0275 | 990.0959 | 934.7637 | 615.3427 | 588.0293 | 626.8443 | 599.6337 | 633.4368 | 605.1812 | 366.4378 | 350.9998 | 374.2194 | 359.0083 | 382.2194 | 354.8733 | 376.94 | 361.0294 | 385.9144 | 370.8037 | 394.5208 | 378.8538 | 391.0532 | 372.3299 | 751.3996 | 1231.548 | 1289.7211 | 1231.8879 | 1287.6994 | 1227.4294 | 1285.5316 | 1225.3745 | 1283.2119 | 1226.1515 | 1290.4163 | 2993.4593 | 5005.1149 | 4668.4468 | 5016.8359 | 4705.1924 | 5007.3127 | 4687.605 | 4991.1165 | 4672.4342 | 4927.2206 | 4600.0319 | 4924.9157 | 4611.8639 | 4635.4814 | 4319.9476 | 4086.8253 | 3779.4554 | 4062.6745 | 3755.7924 | 4037.7491 | 3731.3636 | 3984.0515 | 4511.875 | 0 | 0 | 0 | 0 | 0 | 0 | 0 | 0 | 0 | 0 | 0 | 0 | 0 | 0 | 0 | 0 | 0 | 0
|  | Shareholder loan drawdown to meet cash shortfall | 0 | USD 000s | 0 | 0 | 0 | 0 | 0 | 0 | 0 | 0 | 0 | 0 | 0 | 0 | 0 | 0 | 0 | 0 | 0 | 0 | 0 | 0 | 0 | 0 | 0 | 0 | 0 | 0 | 0 | 0 | 0 | 0 | 0 | 0 | 0 | 0 | 0 | 0 | 0 | 0 | 0 | 0 | 0 | 0 | 0 | 0 | 0 | 0 | 0 | 0 | 0 | 0 | 0 | 0 | 0 | 0 | 0 | 0 | 0 | 0 | 0 | 0 | 0 | 0 | 0 | 0 | 0 | 0 | 0 | 0 | 0 | 0 | 0 | 0 | 0 | 0 | 0 | 0 | 0 | 0 | 0 | 0 | 0 | 0 | 0 | 0 | 0 | 0 | 0 | 0
|  | Shareholder loan interest paid | 0 | USD 000s | -39326.9152 | 0 | 0 | 0 | 0 | 0 | 0 | 0 | 0 | 0 | -1621.8011 | -960.5894 | -977.6849 | -969.0275 | -976.7552 | -934.7637 | -615.3427 | -588.0293 | -626.8443 | -599.6337 | -633.4368 | -605.1812 | -366.4378 | -350.9998 | -374.2194 | -359.0083 | -382.2194 | -354.8733 | -376.94 | -361.0294 | -385.9144 | -370.8037 | -394.5208 | -378.8538 | -391.0532 | -372.3299 | -751.3996 | -1231.548 | -1289.7211 | -1231.8879 | -1287.6994 | -1227.4294 | -1285.5316 | -1225.3745 | -1283.2119 | -1226.1515 | -1290.4163 | -1342.6718 | -1301.4021 | -1208.8093 | -1122.3184 | -1024.9554 | -932.9495 | -831.0904 | -734.6776 | -628.2666 | -527.1624 | -417.1609 | -312.5892 | -197.281 | -86.9164 | 0 | 0 | 0 | 0 | 0 | 0 | 0 | 0 | 0 | 0 | 0 | 0 | 0 | 0 | 0 | 0 | 0 | 0 | 0 | 0 | 0 | 0 | 0 | 0 | 0 | 0 | 0
|  | Shareholder loan principal repayment | 0 | USD 000s | -79546.2673 | 0 | 0 | 0 | 0 | 0 | 0 | 0 | 0 | 0 | -25781.3261 | 0 | -44.7283 | 0 | -13.3407 | 0 | 0 | 0 | 0 | 0 | 0 | 0 | 0 | 0 | 0 | 0 | 0 | 0 | 0 | 0 | 0 | 0 | 0 | 0 | 0 | 0 | 0 | 0 | 0 | 0 | 0 | 0 | 0 | 0 | 0 | 0 | 0 | -1650.7875 | -3703.7127 | -3459.6375 | -3894.5175 | -3680.2369 | -4074.3632 | -3856.5145 | -4256.439 | -4044.1676 | -4400.0582 | -4182.8709 | -4612.3266 | -4414.5829 | -3476.6572 | 0 | 0 | 0 | 0 | 0 | 0 | 0 | 0 | 0 | 0 | 0 | 0 | 0 | 0 | 0 | 0 | 0 | 0 | 0 | 0 | 0 | 0 | 0 | 0 | 0 | 0 | 0
|  | Cash flow available for dividends |  | USD 000s | 37341.6423 |  | 0 | 0 | 0 | 3735.7543 | -3696.3724 | 3053.8104 | 8917.5557 | 3357.4482 | -15368.1962 | 1.819e-12 | 0 | 0 | 0 | 0 | 0 | 0 | 0 | 0 | 0 | 0 | 0 | 0 | 0 | 0 | 0 | 0 | 0 | 0 | 0 | 0 | 0 | 0 | 0 | 0 | 0 | 0 | 0 | 0 | 0 | 0 | 0 | 0 | 0 | 0 | 0 | 0 | 0 | 0 | 0 | 0 | 0 | 0 | 0 | 0 | 0 | 0 | 0 | 0 | 1071.9078 | 4319.9476 | 4086.8253 | 3779.4554 | 4062.6745 | 3755.7924 | 4037.7491 | 3731.3636 | 3984.0515 | 4511.875 | 0 | 0 | 0 | 0 | 0 | 0 | 0 | 0 | 0 | 0 | 0 | 0 | 0 | 0 | 0 | 0 | 0 | 0
|  | Dividend paid / declared | 0 | USD 000s | -30017.1677 | 0 | 0 | 0 | 0 | 0 | 0 | 0 | 0 | 0 | 0 | 0 | 0 | 0 | 0 | 0 | 0 | 0 | 0 | 0 | 0 | 0 | 0 | 0 | 0 | 0 | 0 | 0 | 0 | 0 | 0 | 0 | 0 | 0 | 0 | 0 | 0 | 0 | 0 | 0 | 0 | 0 | 0 | 0 | 0 | 0 | 0 | 0 | 0 | 0 | 0 | 0 | 0 | 0 | 0 | 0 | 0 | 0 | 0 | 0 | -1071.9078 | -4319.9476 | -4086.8253 | -3779.4554 | -4062.6745 | -3755.7924 | -4037.7491 | -3731.3636 | -1171.4519 | 0 | 0 | 0 | 0 | 0 | 0 | 0 | 0 | 0 | 0 | 0 | 0 | 0 | 0 | 0 | 0 | 0 | 0 | 0
|  | Cash flow available for share capital redemption |  | USD 000s | 7324.4746 |  | 0 | 0 | 0 | 3735.7543 | -3696.3724 | 3053.8104 | 8917.5557 | 3357.4482 | -15368.1962 | 1.819e-12 | 0 | 0 | 0 | 0 | 0 | 0 | 0 | 0 | 0 | 0 | 0 | 0 | 0 | 0 | 0 | 0 | 0 | 0 | 0 | 0 | 0 | 0 | 0 | 0 | 0 | 0 | 0 | 0 | 0 | 0 | 0 | 0 | 0 | 0 | 0 | 0 | 0 | 0 | 0 | 0 | 0 | 0 | 0 | 0 | 0 | 0 | 0 | 0 | 0 | 0 | 0 | 0 | 0 | 0 | 0 | 0 | 2812.5995 | 4511.875 | 0 | 0 | 0 | 0 | 0 | 0 | 0 | 0 | 0 | 0 | 0 | 0 | 0 | 0 | 0 | 0 | 0 | 0
|  | Sponsor share capital redemption | 0 | USD 000s | -7324.4746 | 0 | 0 | 0 | 0 | 0 | 0 | 0 | 0 | 0 | 0 | 0 | 0 | 0 | 0 | 0 | 0 | 0 | 0 | 0 | 0 | 0 | 0 | 0 | 0 | 0 | 0 | 0 | 0 | 0 | 0 | 0 | 0 | 0 | 0 | 0 | 0 | 0 | 0 | 0 | 0 | 0 | 0 | 0 | 0 | 0 | 0 | 0 | 0 | 0 | 0 | 0 | 0 | 0 | 0 | 0 | 0 | 0 | 0 | 0 | 0 | 0 | 0 | 0 | 0 | 0 | 0 | 0 | -2812.5995 | -4511.875 | 0 | 0 | 0 | 0 | 0 | 0 | 0 | 0 | 0 | 0 | 0 | 0 | 0 | 0 | 0 | 0 | 0 | 0
|  | Standby equity redemption | 0 | USD 000s | 0 | 0 | 0 | 0 | 0 | 0 | 0 | 0 | 0 | 0 | 0 | 0 | 0 | 0 | 0 | 0 | 0 | 0 | 0 | 0 | 0 | 0 | 0 | 0 | 0 | 0 | 0 | 0 | 0 | 0 | 0 | 0 | 0 | 0 | 0 | 0 | 0 | 0 | 0 | 0 | 0 | 0 | 0 | 0 | 0 | 0 | 0 | 0 | 0 | 0 | 0 | 0 | 0 | 0 | 0 | 0 | 0 | 0 | 0 | 0 | 0 | 0 | 0 | 0 | 0 | 0 | 0 | 0 | 0 | 0 | 0 | 0 | 0 | 0 | 0 | 0 | 0 | 0 | 0 | 0 | 0 | 0 | 0 | 0 | 0 | 0 | 0 | 0
|  | Net cash flow |  | USD 000s | 0 |  | 0 | 0 | 0 | 3735.7543 | -3696.3724 | 3053.8104 | 8917.5557 | 3357.4482 | -15368.1962 | 1.819e-12 | 0 | 0 | 0 | 0 | 0 | 0 | 0 | 0 | 0 | 0 | 0 | 0 | 0 | 0 | 0 | 0 | 0 | 0 | 0 | 0 | 0 | 0 | 0 | 0 | 0 | 0 | 0 | 0 | 0 | 0 | 0 | 0 | 0 | 0 | 0 | 0 | 0 | 0 | 0 | 0 | 0 | 0 | 0 | 0 | 0 | 0 | 0 | 0 | 0 | 0 | 0 | 0 | 0 | 0 | 0 | 0 | 0 | 0 | 0 | 0 | 0 | 0 | 0 | 0 | 0 | 0 | 0 | 0 | 0 | 0 | 0 | 0 | 0 | 0 | 0 | 0
BALANCE SHEET
Assets
|  | IFRIC 12 financial asset balance | 0 | USD 000s | 0 | 0 | 0 | 0 | 0 | 119761.3299 | 160767.7708 | 163489.3653 | 161452.3508 | 159811.3622 | 157563.4719 | 155748.8045 | 153344.972 | 151369.6609 | 149144.679 | 147352.1007 | 145039.7335 | 143156.7753 | 140754.1778 | 138777.9073 | 136387.1052 | 134422.1611 | 131972.6206 | 129946.6315 | 127379.0805 | 125231.2291 | 122572.6088 | 120979.069 | 118961.2415 | 117368.2525 | 115195.8847 | 113443.6765 | 111199.8446 | 109373.6194 | 107804.0376 | 106668.6975 | 104247.4052 | 102237.6693 | 99729.1033 | 97629.0789 | 95024.2654 | 92824.7331 | 90114.7936 | 87806.6293 | 84990.1142 | 82571.8135 | 79647.4588 | 77117.7062 | 74139.6009 | 71553.8642 | 68393.1152 | 65619.1645 | 62324.0904 | 59411.4728 | 55972.4741 | 52911.329 | 49381.8302 | 46226.941 | 42512.4924 | 39166.9636 | 35392.8068 | 31985.0965 | 28054.5074 | 24485.3836 | 20391.1402 | 16653.1791 | 12387.6818 | 8473.0725 | 4063.447 | -3.4452e-09 | -3.5339e-09 | -3.6249e-09 | -3.7183e-09 | -3.8141e-09 | -3.9123e-09 | -4.0131e-09 | -4.1164e-09 | -4.2225e-09 | -4.3312e-09 | -4.4428e-09 | -4.5572e-09 | -4.6746e-09 | -4.795e-09 | -4.9185e-09 | -5.0452e-09 | -5.1751e-09 | -5.3084e-09 | -5.4451e-09
|  | Non current assets balance for BS | 0 | USD 000s | 0 | 0 | 0 | 0 | 0 | 0 | 0 | 0 | 0 | 0 | 0 | 0 | 0 | 0 | 0 | 0 | 0 | 0 | 0 | 0 | 0 | 0 | 0 | 0 | 0 | 0 | 0 | 0 | 0 | 0 | 0 | 0 | 0 | 0 | 0 | 0 | 0 | 0 | 0 | 0 | 0 | 0 | 0 | 0 | 0 | 0 | 0 | 0 | 0 | 0 | 0 | 0 | 0 | 0 | 0 | 0 | 0 | 0 | 0 | 0 | 0 | 0 | 0 | 0 | 0 | 0 | 0 | 0 | 0 | 0 | 0 | 0 | 0 | 0 | 0 | 0 | 0 | 0 | 0 | 0 | 0 | 0 | 0 | 0 | 0 | 0 | 0 | 0
|  | Capitalised finance costs balance for BS | 0 | USD 000s | 0 | 0 | 0 | 0 | 0 | 0 | 0 | 0 | 0 | 0 | 0 | 0 | 0 | 0 | 0 | 0 | 0 | 0 | 0 | 0 | 0 | 0 | 0 | 0 | 0 | 0 | 0 | 0 | 0 | 0 | 0 | 0 | 0 | 0 | 0 | 0 | 0 | 0 | 0 | 0 | 0 | 0 | 0 | 0 | 0 | 0 | 0 | 0 | 0 | 0 | 0 | 0 | 0 | 0 | 0 | 0 | 0 | 0 | 0 | 0 | 0 | 0 | 0 | 0 | 0 | 0 | 0 | 0 | 0 | 0 | 0 | 0 | 0 | 0 | 0 | 0 | 0 | 0 | 0 | 0 | 0 | 0 | 0 | 0 | 0 | 0 | 0 | 0
|  | Total - non-current assets |  | USD 000s |  |  | 0 | 0 | 0 | 119761.3299 | 160767.7708 | 163489.3653 | 161452.3508 | 159811.3622 | 157563.4719 | 155748.8045 | 153344.972 | 151369.6609 | 149144.679 | 147352.1007 | 145039.7335 | 143156.7753 | 140754.1778 | 138777.9073 | 136387.1052 | 134422.1611 | 131972.6206 | 129946.6315 | 127379.0805 | 125231.2291 | 122572.6088 | 120979.069 | 118961.2415 | 117368.2525 | 115195.8847 | 113443.6765 | 111199.8446 | 109373.6194 | 107804.0376 | 106668.6975 | 104247.4052 | 102237.6693 | 99729.1033 | 97629.0789 | 95024.2654 | 92824.7331 | 90114.7936 | 87806.6293 | 84990.1142 | 82571.8135 | 79647.4588 | 77117.7062 | 74139.6009 | 71553.8642 | 68393.1152 | 65619.1645 | 62324.0904 | 59411.4728 | 55972.4741 | 52911.329 | 49381.8302 | 46226.941 | 42512.4924 | 39166.9636 | 35392.8068 | 31985.0965 | 28054.5074 | 24485.3836 | 20391.1402 | 16653.1791 | 12387.6818 | 8473.0725 | 4063.447 | -3.4452e-09 | -3.5339e-09 | -3.6249e-09 | -3.7183e-09 | -3.8141e-09 | -3.9123e-09 | -4.0131e-09 | -4.1164e-09 | -4.2225e-09 | -4.3312e-09 | -4.4428e-09 | -4.5572e-09 | -4.6746e-09 | -4.795e-09 | -4.9185e-09 | -5.0452e-09 | -5.1751e-09 | -5.3084e-09 | -5.4451e-09
|  | MMRA balance | 0 | USD 000s | 0 | 0 | 0 | 0 | 0 | 0 | 0 | 0 | 0 | 0 | 0 | 0 | 0 | 0 | 0 | 0 | 0 | 0 | 0 | 0 | 0 | 0 | 0 | 0 | 0 | 0 | 0 | 0 | 0 | 0 | 0 | 0 | 0 | 0 | 0 | 0 | 0 | 0 | 0 | 0 | 0 | 0 | 0 | 0 | 0 | 0 | 0 | 0 | 0 | 0 | 0 | 0 | 0 | 0 | 0 | 0 | 0 | 0 | 0 | 0 | 0 | 0 | 0 | 0 | 0 | 0 | 0 | 0 | 0 | 0 | 0 | 0 | 0 | 0 | 0 | 0 | 0 | 0 | 0 | 0 | 0 | 0 | 0 | 0 | 0 | 0 | 0 | 0
|  | DSRA balance | 0 | USD 000s | 0 | 0 | 0 | 0 | 0 | 0 | 0 | 0 | 0 | 8050.8315 | 0 | 0 | 0 | 0 | 0 | 0 | 0 | 0 | 0 | 0 | 0 | 0 | 0 | 0 | 0 | 0 | 0 | 0 | 0 | 0 | 0 | 0 | 0 | 0 | 0 | 0 | 0 | 0 | 0 | 0 | 0 | 0 | 0 | 0 | 0 | 0 | 0 | 0 | 0 | 0 | 0 | 0 | 0 | 0 | 0 | 0 | 0 | 0 | 0 | 0 | 0 | 0 | 0 | 0 | 0 | 0 | 0 | 0 | 0 | 0 | 0 | 0 | 0 | 0 | 0 | 0 | 0 | 0 | 0 | 0 | 0 | 0 | 0 | 0 | 0 | 0 | 0 | 0
|  | WCRA balance | 0 | USD 000s | 0 | 0 | 0 | 0 | 0 | 0 | 0 | 0 | 0 | 0 | 0 | 0 | 0 | 0 | 0 | 0 | 0 | 0 | 0 | 0 | 0 | 0 | 0 | 0 | 0 | 0 | 0 | 0 | 0 | 0 | 0 | 0 | 0 | 0 | 0 | 0 | 0 | 0 | 0 | 0 | 0 | 0 | 0 | 0 | 0 | 0 | 0 | 0 | 0 | 0 | 0 | 0 | 0 | 0 | 0 | 0 | 0 | 0 | 0 | 0 | 0 | 0 | 0 | 0 | 0 | 0 | 0 | 0 | 0 | 0 | 0 | 0 | 0 | 0 | 0 | 0 | 0 | 0 | 0 | 0 | 0 | 0 | 0 | 0 | 0 | 0 | 0 | 0
|  | Accounts receivable balance | 0 | USD 000s | 0 | 0 | 0 | 0 | 0 | 0 | 0 | 0 | 0 | 0 | 1703.4166 | 1579.8036 | 1700.3867 | 1576.9935 | 1697.3224 | 1574.1516 | 1694.2151 | 1571.2698 | 1691.082 | 1568.3641 | 1687.9203 | 1565.4318 | 1684.7069 | 1562.4516 | 1681.4506 | 1559.4315 | 1678.1684 | 1556.3876 | 1674.8605 | 1553.3197 | 1671.5181 | 1550.2199 | 1668.1557 | 1547.1015 | 1664.7532 | 1543.9458 | 1661.3191 | 1540.761 | 1657.8449 | 1537.5389 | 1654.3449 | 1534.2928 | 1650.8105 | 1531.0149 | 1647.2388 | 1527.7024 | 1643.6241 | 1524.3501 | 1639.9808 | 1520.9711 | 1636.3002 | 1517.5576 | 1632.5852 | 1514.1122 | 1628.8416 | 1510.6402 | 1625.0578 | 1507.131 | 1621.2482 | 1503.5979 | 1617.4243 | 1500.0515 | 1613.5602 | 1496.4678 | 1609.6589 | 1492.8496 | 1605.7203 | 1489.1968 | 1601.7502 | 0 | 0 | 0 | 0 | 0 | 0 | 0 | 0 | 0 | 0 | 0 | 0 | 0 | 0 | 0 | 0 | 0 | 0 | 0
|  | EGR receivable balance | 0 | USD 000s | 0 | 0 | 0 | 0 | 0 | 0 | 0 | 3214.8589 | 1021.3552 | 3214.8589 | 0 | 0 | 0 | 0 | 0 | 0 | 0 | 0 | 0 | 0 | 0 | 0 | 0 | 0 | 0 | 0 | 0 | 0 | 0 | 0 | 0 | 0 | 0 | 0 | 0 | 0 | 0 | 0 | 0 | 0 | 0 | 0 | 0 | 0 | 0 | 0 | 0 | 0 | 0 | 0 | 0 | 0 | 0 | 0 | 0 | 0 | 0 | 0 | 0 | 0 | 0 | 0 | 0 | 0 | 0 | 0 | 0 | 0 | 0 | 0 | 0 | 0 | 0 | 0 | 0 | 0 | 0 | 0 | 0 | 0 | 0 | 0 | 0 | 0 | 0 | 0 | 0 | 0
|  | Prepaid upfront fee asset balance - ADB Loan | 0 | USD 000s | 0 | 0 | 0 | 0 | 0 | 0 | 0 | 0 | 0 | 0 | 0 | 0 | 0 | 0 | 0 | 0 | 0 | 0 | 0 | 0 | 0 | 0 | 0 | 0 | 0 | 0 | 0 | 0 | 0 | 0 | 0 | 0 | 0 | 0 | 0 | 0 | 0 | 0 | 0 | 0 | 0 | 0 | 0 | 0 | 0 | 0 | 0 | 0 | 0 | 0 | 0 | 0 | 0 | 0 | 0 | 0 | 0 | 0 | 0 | 0 | 0 | 0 | 0 | 0 | 0 | 0 | 0 | 0 | 0 | 0 | 0 | 0 | 0 | 0 | 0 | 0 | 0 | 0 | 0 | 0 | 0 | 0 | 0 | 0 | 0 | 0 | 0 | 0
|  | Prepaid upfront fee asset balance - EBRD | 0 | USD 000s | 0 | 0 | 0 | 0 | 0 | 0 | 0 | 0 | 0 | 0 | 0 | 0 | 0 | 0 | 0 | 0 | 0 | 0 | 0 | 0 | 0 | 0 | 0 | 0 | 0 | 0 | 0 | 0 | 0 | 0 | 0 | 0 | 0 | 0 | 0 | 0 | 0 | 0 | 0 | 0 | 0 | 0 | 0 | 0 | 0 | 0 | 0 | 0 | 0 | 0 | 0 | 0 | 0 | 0 | 0 | 0 | 0 | 0 | 0 | 0 | 0 | 0 | 0 | 0 | 0 | 0 | 0 | 0 | 0 | 0 | 0 | 0 | 0 | 0 | 0 | 0 | 0 | 0 | 0 | 0 | 0 | 0 | 0 | 0 | 0 | 0 | 0 | 0
|  | Prepaid upfront fee asset balance - AIIB | 0 | USD 000s | 0 | 0 | 0 | 0 | 0 | 0 | 0 | 0 | 0 | 0 | 0 | 0 | 0 | 0 | 0 | 0 | 0 | 0 | 0 | 0 | 0 | 0 | 0 | 0 | 0 | 0 | 0 | 0 | 0 | 0 | 0 | 0 | 0 | 0 | 0 | 0 | 0 | 0 | 0 | 0 | 0 | 0 | 0 | 0 | 0 | 0 | 0 | 0 | 0 | 0 | 0 | 0 | 0 | 0 | 0 | 0 | 0 | 0 | 0 | 0 | 0 | 0 | 0 | 0 | 0 | 0 | 0 | 0 | 0 | 0 | 0 | 0 | 0 | 0 | 0 | 0 | 0 | 0 | 0 | 0 | 0 | 0 | 0 | 0 | 0 | 0 | 0 | 0
|  | Prepaid upfront fee asset balance - EIB | 0 | USD 000s | 0 | 0 | 0 | 0 | 0 | 0 | 0 | 0 | 0 | 0 | 0 | 0 | 0 | 0 | 0 | 0 | 0 | 0 | 0 | 0 | 0 | 0 | 0 | 0 | 0 | 0 | 0 | 0 | 0 | 0 | 0 | 0 | 0 | 0 | 0 | 0 | 0 | 0 | 0 | 0 | 0 | 0 | 0 | 0 | 0 | 0 | 0 | 0 | 0 | 0 | 0 | 0 | 0 | 0 | 0 | 0 | 0 | 0 | 0 | 0 | 0 | 0 | 0 | 0 | 0 | 0 | 0 | 0 | 0 | 0 | 0 | 0 | 0 | 0 | 0 | 0 | 0 | 0 | 0 | 0 | 0 | 0 | 0 | 0 | 0 | 0 | 0 | 0
|  | Retained cash balance | 0 | USD 000s | 0 | 0 | 0 | 0 | 0 | 3735.7543 | 39.3819 | 3093.1923 | 12010.748 | 15368.1962 | -1.819e-12 | 0 | 0 | 0 | 0 | 0 | 0 | 0 | 0 | 0 | 0 | 0 | 0 | 0 | 0 | 0 | 0 | 0 | 0 | 0 | 0 | 0 | 0 | 0 | 0 | 0 | 0 | 0 | 0 | 0 | 0 | 0 | 0 | 0 | 0 | 0 | 0 | 0 | 0 | 0 | 0 | 0 | 0 | 0 | 0 | 0 | 0 | 0 | 0 | 0 | 0 | 0 | 0 | 0 | 0 | 0 | 0 | 0 | 0 | 0 | 0 | 0 | 0 | 0 | 0 | 0 | 0 | 0 | 0 | 0 | 0 | 0 | 0 | 0 | 0 | 0 | 0 | 0
|  | VAT debtor receivable balance | 0 | USD 000s | 0 | 0 | 0 | 0 | 0 | 0 | 0 | 385.7831 | 122.5626 | 385.7831 | 204.41 | 189.5764 | 204.0464 | 189.2392 | 203.6787 | 188.8982 | 203.3058 | 188.5524 | 202.9298 | 188.2037 | 202.5504 | 187.8518 | 202.1648 | 187.4942 | 201.7741 | 187.1318 | 201.3802 | 186.7665 | 200.9833 | 186.3984 | 200.5822 | 186.0264 | 200.1787 | 185.6522 | 199.7704 | 185.2735 | 199.3583 | 184.8913 | 198.9414 | 184.5047 | 198.5214 | 184.1151 | 198.0973 | 183.7218 | 197.6687 | 183.3243 | 197.2349 | 182.922 | 196.7977 | 182.5165 | 196.356 | 182.1069 | 195.9102 | 181.6935 | 195.461 | 181.2768 | 195.0069 | 180.8557 | 194.5498 | 180.4317 | 194.0909 | 180.0062 | 193.6272 | 179.5761 | 193.1591 | 179.142 | 192.6864 | 178.7036 | 192.21 | 0 | 0 | 0 | 0 | 0 | 0 | 0 | 0 | 0 | 0 | 0 | 0 | 0 | 0 | 0 | 0 | 0 | 0 | 0
|  | Total - current assets |  | USD 000s |  |  | 0 | 0 | 0 | 3735.7543 | 39.3819 | 6693.8342 | 13154.6658 | 27019.6697 | 1907.8266 | 1769.38 | 1904.4331 | 1766.2328 | 1901.0011 | 1763.0498 | 1897.521 | 1759.8222 | 1894.0119 | 1756.5678 | 1890.4707 | 1753.2836 | 1886.8718 | 1749.9458 | 1883.2246 | 1746.5633 | 1879.5486 | 1743.1541 | 1875.8437 | 1739.718 | 1872.1003 | 1736.2463 | 1868.3344 | 1732.7536 | 1864.5235 | 1729.2193 | 1860.6774 | 1725.6523 | 1856.7863 | 1722.0435 | 1852.8663 | 1718.408 | 1848.9077 | 1714.7367 | 1844.9075 | 1711.0267 | 1840.859 | 1707.2721 | 1836.7785 | 1703.4877 | 1832.6562 | 1699.6646 | 1828.4954 | 1695.8057 | 1824.3025 | 1691.9171 | 1820.0647 | 1687.9868 | 1815.798 | 1684.0296 | 1811.5152 | 1680.0576 | 1807.1874 | 1676.044 | 1802.818 | 1671.9916 | 1798.4067 | 1667.9005 | 1793.9602 | 0 | 0 | 0 | 0 | 0 | 0 | 0 | 0 | 0 | 0 | 0 | 0 | 0 | 0 | 0 | 0 | 0 | 0 | 0
|  | Total assets |  | USD 000s |  |  | 0 | 0 | 0 | 123497.0843 | 160807.1527 | 170183.1995 | 174607.0166 | 186831.0319 | 159471.2985 | 157518.1845 | 155249.4051 | 153135.8937 | 151045.6801 | 149115.1505 | 146937.2544 | 144916.5974 | 142648.1897 | 140534.4751 | 138277.5759 | 136175.4447 | 133859.4924 | 131696.5772 | 129262.3051 | 126977.7924 | 124452.1575 | 122722.223 | 120837.0852 | 119107.9705 | 117067.985 | 115179.9228 | 113068.179 | 111106.373 | 109668.5611 | 108397.9169 | 106108.0826 | 103963.3216 | 101585.8896 | 99351.1224 | 96877.1317 | 94543.1411 | 91963.7014 | 89521.366 | 86835.0217 | 84282.8402 | 81488.3178 | 78824.9783 | 75976.3794 | 73257.3518 | 70225.7715 | 67318.8291 | 64152.5858 | 61107.2785 | 57796.7766 | 54603.246 | 51201.8949 | 47914.9277 | 44328.2904 | 40850.9933 | 37204.322 | 33665.1542 | 29861.6948 | 26161.4275 | 22193.9581 | 18325.1706 | 14186.0886 | 10140.973 | 5857.4073 | -3.4452e-09 | -3.5339e-09 | -3.6249e-09 | -3.7183e-09 | -3.8141e-09 | -3.9123e-09 | -4.0131e-09 | -4.1164e-09 | -4.2225e-09 | -4.3312e-09 | -4.4428e-09 | -4.5572e-09 | -4.6746e-09 | -4.795e-09 | -4.9185e-09 | -5.0452e-09 | -5.1751e-09 | -5.3084e-09 | -5.4451e-09
Equity
|  | Sponsor share capital balance | 0 | USD 000s | 0 | 0 | 0 | 0 | 0 | 19500.7935 | 19500.7935 | 19500.7935 | 19500.7935 | 19500.7935 | 19500.7935 | 19500.7935 | 19500.7935 | 19500.7935 | 19500.7935 | 19500.7935 | 19500.7935 | 19500.7935 | 19500.7935 | 19500.7935 | 19500.7935 | 19500.7935 | 19500.7935 | 19500.7935 | 19500.7935 | 19500.7935 | 19500.7935 | 19500.7935 | 19500.7935 | 19500.7935 | 19500.7935 | 19500.7935 | 19500.7935 | 19500.7935 | 19500.7935 | 19500.7935 | 19500.7935 | 19500.7935 | 19500.7935 | 19500.7935 | 19500.7935 | 19500.7935 | 19500.7935 | 19500.7935 | 19500.7935 | 19500.7935 | 19500.7935 | 19500.7935 | 19500.7935 | 19500.7935 | 19500.7935 | 19500.7935 | 19500.7935 | 19500.7935 | 19500.7935 | 19500.7935 | 19500.7935 | 19500.7935 | 19500.7935 | 19500.7935 | 19500.7935 | 19500.7935 | 19500.7935 | 19500.7935 | 19500.7935 | 19500.7935 | 19500.7935 | 19500.7935 | 16688.194 | 12176.319 | 12176.319 | 12176.319 | 12176.319 | 12176.319 | 12176.319 | 12176.319 | 12176.319 | 12176.319 | 12176.319 | 12176.319 | 12176.319 | 12176.319 | 12176.319 | 12176.319 | 12176.319 | 12176.319 | 12176.319 | 12176.319
|  | Standby equity balance | 0 | USD 000s | 0 | 0 | 0 | 0 | 0 | 0 | 0 | 0 | 0 | 0 | 0 | 0 | 0 | 0 | 0 | 0 | 0 | 0 | 0 | 0 | 0 | 0 | 0 | 0 | 0 | 0 | 0 | 0 | 0 | 0 | 0 | 0 | 0 | 0 | 0 | 0 | 0 | 0 | 0 | 0 | 0 | 0 | 0 | 0 | 0 | 0 | 0 | 0 | 0 | 0 | 0 | 0 | 0 | 0 | 0 | 0 | 0 | 0 | 0 | 0 | 0 | 0 | 0 | 0 | 0 | 0 | 0 | 0 | 0 | 0 | 0 | 0 | 0 | 0 | 0 | 0 | 0 | 0 | 0 | 0 | 0 | 0 | 0 | 0 | 0 | 0 | 0 | 0
|  | Legal reserves balance | 0 | USD 000s | 0 | 0 | 0 | 0 | 0 | 0 | 0 | 0 | 0 | 0 | 0 | 0 | 0 | 0 | 0 | 0 | 0 | 0 | 0 | 0 | 0 | 0 | 0 | 0 | 0 | 0 | 0 | 0 | 0 | 0 | 0 | 0 | 0 | 0 | 0 | 0 | 0 | 0 | 0 | 0 | 0 | 0 | 0 | 0 | 0 | 0 | 0 | 0 | 0 | 0 | 0 | 0 | 0 | 0 | 0 | 0 | 0 | 0 | 0 | 0 | 0 | 0 | 0 | 0 | 0 | 0 | 0 | 0 | 0 | 0 | 0 | 0 | 0 | 0 | 0 | 0 | 0 | 0 | 0 | 0 | 0 | 0 | 0 | 0 | 0 | 0 | 0 | 0
|  | Retained earnings balance | 0 | USD 000s | 0 | 0 | 0 | 0 | 0 | 1771.6114 | 2785.756 | 2906.8836 | 2743.9864 | 2391.4484 | 1522.921 | 1289.7429 | 1002.406 | 782.0611 | 529.7967 | 344.5261 | 110.6047 | -52.0146 | -258.5455 | -391.9112 | -560.929 | -655.0177 | -787.8077 | -841.9309 | -933.7837 | -943.7592 | -985.9175 | -904.5272 | -852.9365 | -719.2048 | -622.6909 | -441.7387 | -288.4441 | -46.4778 | 214.9701 | 565.6208 | 839.4828 | 1200.0942 | 1533.5308 | 1955.8993 | 2353.7057 | 2843.5042 | 3311.5807 | 3874.9372 | 4420.2211 | 5067.019 | 5705.5341 | 6449.4253 | 7231.6982 | 8029.4327 | 8844.1838 | 9674.4748 | 10525.9608 | 11394.035 | 12283.9639 | 13191.3376 | 14125.1305 | 15077.6391 | 16052.1275 | 17045.8855 | 16819.1161 | 13336.2873 | 9476.1828 | 5832.1198 | 1808.1145 | -2004.6045 | -6200.1128 | -10189.2972 | -11716.5822 | -12176.3189 | -12176.3189 | -12176.3189 | -12176.3189 | -12176.3189 | -12176.3189 | -12176.3189 | -12176.3189 | -12176.3189 | -12176.3189 | -12176.3189 | -12176.3189 | -12176.3189 | -12176.3189 | -12176.3189 | -12176.3189 | -12176.3189 | -12176.3189 | -12176.3189
|  | Total - shareholders' equity |  | USD 000s |  |  | 0 | 0 | 0 | 21272.405 | 22286.5496 | 22407.6771 | 22244.78 | 21892.2419 | 21023.7145 | 20790.5364 | 20503.1995 | 20282.8546 | 20030.5902 | 19845.3196 | 19611.3982 | 19448.7789 | 19242.248 | 19108.8823 | 18939.8645 | 18845.7758 | 18712.9858 | 18658.8626 | 18567.0098 | 18557.0343 | 18514.876 | 18596.2663 | 18647.857 | 18781.5887 | 18878.1026 | 19059.0548 | 19212.3495 | 19454.3157 | 19715.7636 | 20066.4143 | 20340.2763 | 20700.8877 | 21034.3244 | 21456.6928 | 21854.4992 | 22344.2977 | 22812.3742 | 23375.7307 | 23921.0146 | 24567.8125 | 25206.3276 | 25950.2188 | 26732.4917 | 27530.2262 | 28344.9773 | 29175.2683 | 30026.7543 | 30894.8285 | 31784.7574 | 32692.1311 | 33625.9241 | 34578.4326 | 35552.921 | 36546.679 | 36319.9096 | 32837.0808 | 28976.9763 | 25332.9133 | 21308.908 | 17496.189 | 13300.6807 | 9311.4963 | 4971.6118 | 3.0933e-06 | 3.105e-06 | 3.1172e-06 | 3.1297e-06 | 3.1427e-06 | 3.156e-06 | 3.1699e-06 | 3.1842e-06 | 3.1989e-06 | 3.2142e-06 | 3.23e-06 | 3.2463e-06 | 3.2631e-06 | 3.2805e-06 | 3.2985e-06 | 3.3171e-06 | 3.3363e-06 | 3.3562e-06 | 3.3767e-06
Liabilities
|  | Equity bridge IFRS balance | 0 | USD 000s | 0 | 0 | 0 | 0 | 0 | 0 | 0 | 0 | 0 | 0 | 0 | 0 | 0 | 0 | 0 | 0 | 0 | 0 | 0 | 0 | 0 | 0 | 0 | 0 | 0 | 0 | 0 | 0 | 0 | 0 | 0 | 0 | 0 | 0 | 0 | 0 | 0 | 0 | 0 | 0 | 0 | 0 | 0 | 0 | 0 | 0 | 0 | 0 | 0 | 0 | 0 | 0 | 0 | 0 | 0 | 0 | 0 | 0 | 0 | 0 | 0 | 0 | 0 | 0 | 0 | 0 | 0 | 0 | 0 | 0 | 0 | 0 | 0 | 0 | 0 | 0 | 0 | 0 | 0 | 0 | 0 | 0 | 0 | 0 | 0 | 0 | 0 | 0
|  | ADB Loan IFRS balance | 0 | USD 000s | 0 | 0 | 0 | 0 | 0 | 9949.5908 | 19461.5723 | 21150.4595 | 21850.6583 | 24684.847 | 24811.3935 | 24405.1378 | 23914.5391 | 23466.601 | 23003.8934 | 22586.1636 | 22001.9514 | 21462.8615 | 20846.0758 | 20272.2707 | 19640.6103 | 19055.4784 | 18326.4598 | 17640.9928 | 16864.9041 | 16127.8687 | 15304.7332 | 14675.7531 | 13978.8143 | 13326.8091 | 12575.1988 | 11859.658 | 11060.71 | 10299.6742 | 9604.8158 | 8980.2452 | 8201.6702 | 7558.3944 | 6843.3153 | 6157.2181 | 5396.6293 | 4662.4159 | 3851.6987 | 3065.7257 | 2201.9607 | 1361.0175 | 441.8903 | 2.9729e-11 | 3.0813e-11 | 3.1937e-11 | 3.3102e-11 | 3.4309e-11 | 3.5561e-11 | 3.6858e-11 | 3.8202e-11 | 3.9595e-11 | 4.1039e-11 | 4.2536e-11 | 4.4087e-11 | 4.5695e-11 | 4.7362e-11 | 4.9089e-11 | 5.088e-11 | 5.2735e-11 | 5.4659e-11 | 5.6652e-11 | 5.8719e-11 | 6.086e-11 | 6.308e-11 | 6.5381e-11 | 6.7765e-11 | 7.0237e-11 | 7.2798e-11 | 7.5453e-11 | 7.8205e-11 | 8.1058e-11 | 8.4014e-11 | 8.7078e-11 | 9.0254e-11 | 9.3546e-11 | 9.6958e-11 | 1.0049e-10 | 1.0416e-10 | 1.0796e-10 | 1.119e-10 | 1.1598e-10 | 1.2021e-10 | 1.2459e-10
|  | EBRD IFRS balance | 0 | USD 000s | 0 | 0 | 0 | 0 | 0 | 13554.2743 | 26672.4897 | 29039.8681 | 30038.3887 | 33796.7181 | 33912.2609 | 33326.1038 | 32629.0443 | 31988.1498 | 31327.8585 | 30726.6697 | 29906.7851 | 29146.6681 | 28284.9127 | 27480.2713 | 26600.2115 | 25782.0232 | 24775.556 | 23827.482 | 22761.5164 | 21748.3001 | 20623.4173 | 19755.1954 | 18798.8044 | 17902.7612 | 16877.1716 | 15900.5938 | 14816.0819 | 13783.295 | 12839.2585 | 11989.1708 | 10938.3416 | 10067.2476 | 9103.525 | 8179.8308 | 7160.2681 | 6177.6216 | 5096.7954 | 4051.0931 | 2905.8873 | 1793.6664 | 581.8329 | -1.0231e-07 | -1.0574e-07 | -1.0928e-07 | -1.1294e-07 | -1.1672e-07 | -1.2062e-07 | -1.2466e-07 | -1.2883e-07 | -1.3315e-07 | -1.376e-07 | -1.4221e-07 | -1.4697e-07 | -1.5189e-07 | -1.5698e-07 | -1.6223e-07 | -1.6766e-07 | -1.7328e-07 | -1.7908e-07 | -1.8507e-07 | -1.9127e-07 | -1.9767e-07 | -2.0429e-07 | -2.1113e-07 | -2.1819e-07 | -2.255e-07 | -2.3305e-07 | -2.4085e-07 | -2.4891e-07 | -2.5724e-07 | -2.6586e-07 | -2.7476e-07 | -2.8395e-07 | -2.9346e-07 | -3.0328e-07 | -3.1344e-07 | -3.2393e-07 | -3.3477e-07 | -3.4598e-07 | -3.5756e-07 | -3.6953e-07 | -3.819e-07
|  | AIIB IFRS balance | 0 | USD 000s | 0 | 0 | 0 | 0 | 0 | 7958.1076 | 15660.1923 | 17050.1488 | 17636.4092 | 19843.0335 | 19910.872 | 19566.7221 | 19157.4583 | 18781.1705 | 18393.4944 | 18040.519 | 17559.141 | 17112.8542 | 16606.8926 | 16134.4643 | 15617.7557 | 15137.3736 | 14546.4475 | 13989.8058 | 13363.9464 | 12769.0578 | 12108.6064 | 11598.8482 | 11037.3233 | 10511.2304 | 9909.077 | 9335.6998 | 8698.9514 | 8092.5723 | 7538.301 | 7039.1899 | 6422.2176 | 5910.7731 | 5344.9436 | 4802.6159 | 4204.0011 | 3627.0608 | 2992.4764 | 2378.5142 | 1706.1307 | 1053.1136 | 341.611 | -6.0025e-08 | -6.2035e-08 | -6.4112e-08 | -6.6258e-08 | -6.8476e-08 | -7.0768e-08 | -7.3137e-08 | -7.5586e-08 | -7.8116e-08 | -8.0731e-08 | -8.3434e-08 | -8.6227e-08 | -8.9113e-08 | -9.2097e-08 | -9.518e-08 | -9.8366e-08 | -1.0166e-07 | -1.0506e-07 | -1.0858e-07 | -1.1221e-07 | -1.1597e-07 | -1.1985e-07 | -1.2387e-07 | -1.2801e-07 | -1.323e-07 | -1.3673e-07 | -1.413e-07 | -1.4603e-07 | -1.5092e-07 | -1.5597e-07 | -1.612e-07 | -1.6659e-07 | -1.7217e-07 | -1.7793e-07 | -1.8389e-07 | -1.9005e-07 | -1.9641e-07 | -2.0298e-07 | -2.0978e-07 | -2.168e-07 | -2.2406e-07
|  | EIB IFRS balance | 0 | USD 000s | 0 | 0 | 0 | 0 | 0 | 7959.115 | 15674.0918 | 17065.8239 | 17653.3485 | 19860.6158 | 19877.4902 | 19536.7726 | 19137.4808 | 18761.1242 | 18376.2022 | 18020.3013 | 17541.4495 | 17089.4326 | 16584.1307 | 16107.4757 | 15591.4575 | 15105.661 | 14516.1892 | 13954.5865 | 13329.5187 | 12730.0815 | 12072.1182 | 11557.1585 | 10998.0885 | 10466.4476 | 9865.5496 | 9288.8106 | 8654.6795 | 8044.3227 | 7490.7871 | 6986.3526 | 6371.9883 | 5857.7798 | 5295.2698 | 4752.5924 | 4158.8662 | 3583.2012 | 2956.1415 | 2344.4561 | 1681.9096 | 1034.054 | 333.8576 | -9.997e-09 | -1.0308e-08 | -1.0629e-08 | -1.096e-08 | -1.1302e-08 | -1.1654e-08 | -1.2017e-08 | -1.2391e-08 | -1.2777e-08 | -1.3175e-08 | -1.3585e-08 | -1.4008e-08 | -1.4445e-08 | -1.4894e-08 | -1.5358e-08 | -1.5837e-08 | -1.633e-08 | -1.6838e-08 | -1.7363e-08 | -1.7904e-08 | -1.8461e-08 | -1.9036e-08 | -1.9629e-08 | -2.024e-08 | -2.0871e-08 | -2.1521e-08 | -2.2191e-08 | -2.2882e-08 | -2.3595e-08 | -2.433e-08 | -2.5088e-08 | -2.5869e-08 | -2.6675e-08 | -2.7505e-08 | -2.8362e-08 | -2.9245e-08 | -3.0156e-08 | -3.1095e-08 | -3.2064e-08 | -3.3062e-08 | -3.4092e-08
|  | GB Refi debt balance | 0 | USD 000s | 0 | 0 | 0 | 0 | 0 | 0 | 0 | 0 | 0 | 0 | 0 | 0 | 0 | 0 | 0 | 0 | 0 | 0 | 0 | 0 | 0 | 0 | 0 | 0 | 0 | 0 | 0 | 0 | 0 | 0 | 0 | 0 | 0 | 0 | 0 | 0 | 0 | 0 | 0 | 0 | 0 | 0 | 0 | 0 | 0 | 0 | 0 | 0 | 0 | 0 | 0 | 0 | 0 | 0 | 0 | 0 | 0 | 0 | 0 | 0 | 0 | 0 | 0 | 0 | 0 | 0 | 0 | 0 | 0 | 0 | 0 | 0 | 0 | 0 | 0 | 0 | 0 | 0 | 0 | 0 | 0 | 0 | 0 | 0 | 0 | 0 | 0 | 0
|  | VAT facility balance | 0 | USD 000s | 0 | 0 | 0 | 0 | 0 | 17634.79 | 5192.9456 | 1394.3828 | 983.9636 | 1008.7133 | 0 | 0 | 0 | 0 | 0 | 0 | 0 | 0 | 0 | 0 | 0 | 0 | 0 | 0 | 0 | 0 | 0 | 0 | 0 | 0 | 0 | 0 | 0 | 0 | 0 | 0 | 0 | 0 | 0 | 0 | 0 | 0 | 0 | 0 | 0 | 0 | 0 | 0 | 0 | 0 | 0 | 0 | 0 | 0 | 0 | 0 | 0 | 0 | 0 | 0 | 0 | 0 | 0 | 0 | 0 | 0 | 0 | 0 | 0 | 0 | 0 | 0 | 0 | 0 | 0 | 0 | 0 | 0 | 0 | 0 | 0 | 0 | 0 | 0 | 0 | 0 | 0 | 0
|  | Shareholder loan balance | 0 | USD 000s | 0 | 0 | 0 | 0 | 0 | 58710.8486 | 60193.9944 | 61714.6071 | 63273.6333 | 64872.0435 | 39090.7174 | 39107.3959 | 39062.6677 | 39070.2068 | 39056.8661 | 39098.524 | 39460.6445 | 39859.1312 | 40228.7652 | 40634.8507 | 41017.2852 | 41437.5361 | 42107.0366 | 42808.7128 | 43504.7112 | 44233.3207 | 44956.9343 | 45725.9844 | 46492.1939 | 47293.4694 | 48089.8918 | 48921.3354 | 49749.848 | 50614.7404 | 51489.0557 | 52403.9522 | 52962.6514 | 53055.1697 | 53091.8278 | 53187.2356 | 53229.2171 | 53332.5181 | 53380.2995 | 53489.4325 | 53543.4564 | 53655.8913 | 53706.8722 | 52056.0847 | 48352.372 | 44892.7345 | 40998.217 | 37317.9801 | 33243.6169 | 29387.1023 | 25130.6634 | 21086.4958 | 16686.4376 | 12503.5667 | 7891.2401 | 3476.6572 | 0 | 0 | 0 | 0 | 0 | 0 | 0 | 0 | 0 | 0 | 0 | 0 | 0 | 0 | 0 | 0 | 0 | 0 | 0 | 0 | 0 | 0 | 0 | 0 | 0 | 0 | 0 | 0
|  | Total - long-term debt |  | USD 000s |  |  | 0 | 0 | 0 | 115766.7264 | 142855.286 | 147415.2902 | 151436.4017 | 164065.9713 | 137602.734 | 135942.1324 | 133901.1902 | 132067.2523 | 130158.3146 | 128472.1776 | 126469.9715 | 124670.9476 | 122550.777 | 120629.3328 | 118467.3202 | 116518.0722 | 114271.6892 | 112221.5799 | 109824.5967 | 107608.6287 | 105065.8094 | 103312.9396 | 101305.2245 | 99500.7178 | 97316.8888 | 95306.0976 | 92980.2708 | 90834.6047 | 88962.2181 | 87398.9106 | 84896.869 | 82449.3645 | 79678.8815 | 77079.4928 | 74148.9818 | 71382.8176 | 68277.4116 | 65329.2216 | 62039.3446 | 58897.7427 | 55406.064 | 52056.0847 | 48352.372 | 44892.7345 | 40998.217 | 37317.9801 | 33243.6169 | 29387.1023 | 25130.6634 | 21086.4958 | 16686.4376 | 12503.5667 | 7891.2401 | 3476.6572 | -2.6392e-07 | -2.7272e-07 | -2.8181e-07 | -2.9121e-07 | -3.0092e-07 | -3.1096e-07 | -3.2133e-07 | -3.3204e-07 | -3.4311e-07 | -3.5456e-07 | -3.6638e-07 | -3.786e-07 | -3.9122e-07 | -4.0427e-07 | -4.1775e-07 | -4.3168e-07 | -4.4608e-07 | -4.6095e-07 | -4.7633e-07 | -4.9221e-07 | -5.0863e-07 | -5.2559e-07 | -5.4312e-07 | -5.6123e-07 | -5.7995e-07 | -5.9929e-07 | -6.1928e-07 | -6.3993e-07
|  | Accounts payable balance | 0 | USD 000s | 0 | 0 | 0 | 0 | 0 | 0 | 0 | 0 | 0 | 0 | 42.5156 | 42.5156 | 45.0466 | 45.0466 | 65.7197 | 65.7197 | 66.6585 | 66.6585 | 67.8832 | 67.8832 | 94.0461 | 94.0461 | 103.3718 | 103.3718 | 99.3786 | 99.3786 | 103.0486 | 103.0486 | 125.1104 | 125.1104 | 110.4138 | 110.4138 | 116.9436 | 116.9436 | 299.2155 | 299.2155 | 114.8502 | 114.8502 | 120.1846 | 120.1846 | 124.3206 | 124.3206 | 127.3852 | 127.3852 | 131.2311 | 131.2311 | 135.9167 | 135.9167 | 163.0077 | 163.0077 | 151.8016 | 151.8016 | 154.0214 | 154.0214 | 155.4873 | 155.4873 | 171.1024 | 171.1024 | 165.5158 | 165.5158 | 168.8261 | 168.8261 | 172.2026 | 172.2026 | 175.6466 | 175.6466 | 179.1596 | 179.1596 | 182.7428 | 0 | 0 | 0 | 0 | 0 | 0 | 0 | 0 | 0 | 0 | 0 | 0 | 0 | 0 | 0 | 0 | 0 | 0 | 0
|  | Pre-completion operating cost payable balance | 0 | USD 000s | 0 | 0 | 0 | 0 | 0 | 0 | 0 | 150.675 | 150.675 | 150.675 | 0 | 0 | 0 | 0 | 0 | 0 | 0 | 0 | 0 | 0 | 0 | 0 | 0 | 0 | 0 | 0 | 0 | 0 | 0 | 0 | 0 | 0 | 0 | 0 | 0 | 0 | 0 | 0 | 0 | 0 | 0 | 0 | 0 | 0 | 0 | 0 | 0 | 0 | 0 | 0 | 0 | 0 | 0 | 0 | 0 | 0 | 0 | 0 | 0 | 0 | 0 | 0 | 0 | 0 | 0 | 0 | 0 | 0 | 0 | 0 | 0 | 0 | 0 | 0 | 0 | 0 | 0 | 0 | 0 | 0 | 0 | 0 | 0 | 0 | 0 | 0 | 0 | 0
|  | Corporate tax payable balance | 0 | USD 000s | 0 | 0 | 0 | 0 | 0 | 0 | 0 | 0 | 0 | 0 | 0 | 0 | 0 | 0 | 0 | 0 | 0 | 0 | 0 | 0 | 0 | 0 | 0 | 0 | 0 | 0 | 0 | 0 | 0 | 0 | 0 | 0 | 0 | 0 | 0 | 0 | 0 | 0 | 0 | 0 | 0 | 0 | 0 | 0 | 0 | 0 | 0 | 0 | 0 | 0 | 0 | 0 | 0 | 0 | 0 | 0 | 0 | 0 | 0 | 0 | 0 | 0 | 0 | 0 | 0 | 0 | 0 | 0 | 0 | 0 | 0 | 0 | 0 | 0 | 0 | 0 | 0 | 0 | 0 | 0 | 0 | 0 | 0 | 0 | 0 | 0 | 0 | 0
|  | VAT reclaimable from / (owed to) govt. balance | 0 | USD 000s | 0 | 0 | 0 | 0 | 0 | -13542.047 | -4334.6829 | 191.4762 | 757.079 | 704.0627 | 797.2325 | 737.8982 | 794.5633 | 735.3345 | 783.1693 | 724.0473 | 781.2272 | 722.2134 | 779.1355 | 720.2308 | 765.0596 | 706.2651 | 759.0408 | 700.3583 | 759.3946 | 700.8254 | 756.0575 | 697.6027 | 743.88 | 685.5405 | 749.3301 | 691.1069 | 744.5818 | 686.4758 | 655.4581 | 597.4705 | 742.3051 | 684.4372 | 738.0769 | 680.33 | 734.4116 | 676.7867 | 731.2441 | 673.7423 | 727.6837 | 670.3063 | 723.6996 | 666.448 | 708.9471 | 651.8224 | 712.5593 | 655.5629 | 709.7106 | 652.8436 | 707.2101 | 650.4734 | 697.8986 | 641.2937 | 698.7516 | 642.2794 | 695.3271 | 638.9882 | 691.8517 | 635.6473 | 688.3259 | 632.2574 | 684.7492 | 628.8179 | 681.1236 | 0 | 0 | 0 | 0 | 0 | 0 | 0 | 0 | 0 | 0 | 0 | 0 | 0 | 0 | 0 | 0 | 0 | 0 | 0
|  | VAT creditor payable balance | 0 | USD 000s | 0 | 0 | 0 | 0 | 0 | 0 | 0 | 18.081 | 18.081 | 18.081 | 5.1019 | 5.1019 | 5.4056 | 5.4056 | 7.8864 | 7.8864 | 7.999 | 7.999 | 8.146 | 8.146 | 11.2855 | 11.2855 | 12.4046 | 12.4046 | 11.9254 | 11.9254 | 12.3658 | 12.3658 | 15.0132 | 15.0132 | 13.2497 | 13.2497 | 14.0332 | 14.0332 | 35.9059 | 35.9059 | 13.782 | 13.782 | 14.4222 | 14.4222 | 14.9185 | 14.9185 | 15.2862 | 15.2862 | 15.7477 | 15.7477 | 16.31 | 16.31 | 19.5609 | 19.5609 | 18.2162 | 18.2162 | 18.4826 | 18.4826 | 18.6585 | 18.6585 | 20.5323 | 20.5323 | 19.8619 | 19.8619 | 20.2591 | 20.2591 | 20.6643 | 20.6643 | 21.0776 | 21.0776 | 21.4991 | 21.4991 | 21.9291 | 0 | 0 | 0 | 0 | 0 | 0 | 0 | 0 | 0 | 0 | 0 | 0 | 0 | 0 | 0 | 0 | 0 | 0 | 0
|  | Deferred tax liability / (asset) | 0 | USD 000s | 0 | 0 | 0 | 0 | 0 | 0 | 0 | 0 | 0 | 0 | 0 | 0 | 0 | 0 | 0 | 0 | 0 | 0 | 0 | 0 | 0 | 0 | 0 | 0 | 0 | 0 | 0 | 0 | 0 | 0 | 0 | 0 | 0 | 0 | 0 | 0 | 0 | 0 | 0 | 0 | 0 | 0 | 0 | 0 | 0 | 0 | 0 | 0 | 0 | 0 | 0 | 0 | 0 | 0 | 0 | 0 | 0 | 0 | 0 | 0 | 0 | 0 | 0 | 0 | 0 | 0 | 0 | 0 | 0 | 0 | 0 | 0 | 0 | 0 | 0 | 0 | 0 | 0 | 0 | 0 | 0 | 0 | 0 | 0 | 0 | 0 | 0 | 0
|  | Short term and other liabilities |  | USD 000s |  |  | 0 | 0 | 0 | -13542.047 | -4334.6829 | 360.2322 | 925.835 | 872.8187 | 844.85 | 785.5157 | 845.0154 | 785.7867 | 856.7753 | 797.6534 | 855.8847 | 796.8709 | 855.1646 | 796.26 | 870.3912 | 811.5967 | 874.8173 | 816.1347 | 870.6986 | 812.1294 | 871.472 | 813.0172 | 884.0037 | 825.6641 | 872.9936 | 814.7704 | 875.5587 | 817.4526 | 990.5795 | 932.5919 | 870.9373 | 813.0694 | 872.6837 | 814.9368 | 873.6508 | 816.0258 | 873.9156 | 816.4137 | 874.6625 | 817.285 | 875.9263 | 818.6747 | 891.5157 | 834.3911 | 882.5771 | 825.5807 | 882.2146 | 825.3476 | 881.3558 | 824.6192 | 889.5333 | 832.9284 | 884.1292 | 827.6571 | 884.4123 | 828.0734 | 884.7186 | 828.5142 | 885.0501 | 828.9817 | 885.4079 | 829.4766 | 885.7955 | 0 | 0 | 0 | 0 | 0 | 0 | 0 | 0 | 0 | 0 | 0 | 0 | 0 | 0 | 0 | 0 | 0 | 0 | 0
|  | Total liabilities |  | USD 000s |  |  | 0 | 0 | 0 | 123497.0843 | 160807.1527 | 170183.1995 | 174607.0166 | 186831.0319 | 159471.2985 | 157518.1845 | 155249.4051 | 153135.8937 | 151045.6801 | 149115.1505 | 146937.2544 | 144916.5974 | 142648.1897 | 140534.4751 | 138277.5759 | 136175.4447 | 133859.4924 | 131696.5772 | 129262.3051 | 126977.7924 | 124452.1575 | 122722.223 | 120837.0852 | 119107.9705 | 117067.985 | 115179.9228 | 113068.179 | 111106.373 | 109668.5611 | 108397.9169 | 106108.0826 | 103963.3216 | 101585.8896 | 99351.1224 | 96877.1317 | 94543.1411 | 91963.7014 | 89521.366 | 86835.0217 | 84282.8402 | 81488.3178 | 78824.9783 | 75976.3794 | 73257.3518 | 70225.7715 | 67318.8291 | 64152.5858 | 61107.2785 | 57796.7766 | 54603.246 | 51201.8949 | 47914.9277 | 44328.2904 | 40850.9933 | 37204.322 | 33665.1542 | 29861.6948 | 26161.4275 | 22193.9581 | 18325.1706 | 14186.0886 | 10140.973 | 5857.4073 | 2.7388e-06 | 2.7387e-06 | 2.7386e-06 | 2.7385e-06 | 2.7384e-06 | 2.7383e-06 | 2.7382e-06 | 2.7381e-06 | 2.738e-06 | 2.7379e-06 | 2.7378e-06 | 2.7376e-06 | 2.7375e-06 | 2.7374e-06 | 2.7373e-06 | 2.7372e-06 | 2.737e-06 | 2.7369e-06 | 2.7368e-06
BALANCE SHEET CHECK
|  | Total assets | 0 | USD 000s | 0 | 0 | 0 | 0 | 0 | 123497.0843 | 160807.1527 | 170183.1995 | 174607.0166 | 186831.0319 | 159471.2985 | 157518.1845 | 155249.4051 | 153135.8937 | 151045.6801 | 149115.1505 | 146937.2544 | 144916.5974 | 142648.1897 | 140534.4751 | 138277.5759 | 136175.4447 | 133859.4924 | 131696.5772 | 129262.3051 | 126977.7924 | 124452.1575 | 122722.223 | 120837.0852 | 119107.9705 | 117067.985 | 115179.9228 | 113068.179 | 111106.373 | 109668.5611 | 108397.9169 | 106108.0826 | 103963.3216 | 101585.8896 | 99351.1224 | 96877.1317 | 94543.1411 | 91963.7014 | 89521.366 | 86835.0217 | 84282.8402 | 81488.3178 | 78824.9783 | 75976.3794 | 73257.3518 | 70225.7715 | 67318.8291 | 64152.5858 | 61107.2785 | 57796.7766 | 54603.246 | 51201.8949 | 47914.9277 | 44328.2904 | 40850.9933 | 37204.322 | 33665.1542 | 29861.6948 | 26161.4275 | 22193.9581 | 18325.1706 | 14186.0886 | 10140.973 | 5857.4073 | -3.4452e-09 | -3.5339e-09 | -3.6249e-09 | -3.7183e-09 | -3.8141e-09 | -3.9123e-09 | -4.0131e-09 | -4.1164e-09 | -4.2225e-09 | -4.3312e-09 | -4.4428e-09 | -4.5572e-09 | -4.6746e-09 | -4.795e-09 | -4.9185e-09 | -5.0452e-09 | -5.1751e-09 | -5.3084e-09 | -5.4451e-09
|  | Total liabilities | 0 | USD 000s | 0 | 0 | 0 | 0 | 0 | 123497.0843 | 160807.1527 | 170183.1995 | 174607.0166 | 186831.0319 | 159471.2985 | 157518.1845 | 155249.4051 | 153135.8937 | 151045.6801 | 149115.1505 | 146937.2544 | 144916.5974 | 142648.1897 | 140534.4751 | 138277.5759 | 136175.4447 | 133859.4924 | 131696.5772 | 129262.3051 | 126977.7924 | 124452.1575 | 122722.223 | 120837.0852 | 119107.9705 | 117067.985 | 115179.9228 | 113068.179 | 111106.373 | 109668.5611 | 108397.9169 | 106108.0826 | 103963.3216 | 101585.8896 | 99351.1224 | 96877.1317 | 94543.1411 | 91963.7014 | 89521.366 | 86835.0217 | 84282.8402 | 81488.3178 | 78824.9783 | 75976.3794 | 73257.3518 | 70225.7715 | 67318.8291 | 64152.5858 | 61107.2785 | 57796.7766 | 54603.246 | 51201.8949 | 47914.9277 | 44328.2904 | 40850.9933 | 37204.322 | 33665.1542 | 29861.6948 | 26161.4275 | 22193.9581 | 18325.1706 | 14186.0886 | 10140.973 | 5857.4073 | 2.7388e-06 | 2.7387e-06 | 2.7386e-06 | 2.7385e-06 | 2.7384e-06 | 2.7383e-06 | 2.7382e-06 | 2.7381e-06 | 2.738e-06 | 2.7379e-06 | 2.7378e-06 | 2.7376e-06 | 2.7375e-06 | 2.7374e-06 | 2.7373e-06 | 2.7372e-06 | 2.737e-06 | 2.7369e-06 | 2.7368e-06
|  | Balance sheet difference |  | USD 000s | -7.5415e-05 |  | 0 | 0 | 0 | 0 | 0 | 0 | 0 | 0 | 0 | 0 | 0 | 0 | 0 | 0 | 0 | 0 | 0 | 0 | 0 | 0 | 0 | 0 | 1.4552e-10 | 1.3097e-10 | 1.3097e-10 | 1.4552e-10 | 1.3097e-10 | 1.4552e-10 | 1.4552e-10 | 1.7462e-10 | 1.7462e-10 | 1.7462e-10 | 1.7462e-10 | 1.7462e-10 | 1.7462e-10 | 1.7462e-10 | 1.8917e-10 | 1.8917e-10 | 1.6007e-10 | 1.6007e-10 | 1.6007e-10 | 1.7462e-10 | 1.7462e-10 | 1.7462e-10 | 1.7462e-10 | 1.7462e-10 | 2.0373e-10 | 1.8917e-10 | 1.8917e-10 | 2.0373e-10 | 1.7462e-10 | 1.7462e-10 | 1.819e-10 | 1.6735e-10 | 1.6735e-10 | 1.6735e-10 | 1.6007e-10 | 1.6735e-10 | -1.3811e-06 | -2.7422e-06 | -2.7422e-06 | -2.7422e-06 | -2.7422e-06 | -2.7422e-06 | -2.7422e-06 | -2.7422e-06 | -2.7422e-06 | -2.7422e-06 | -2.7422e-06 | -2.7422e-06 | -2.7422e-06 | -2.7422e-06 | -2.7422e-06 | -2.7422e-06 | -2.7422e-06 | -2.7422e-06 | -2.7422e-06 | -2.7422e-06 | -2.7422e-06 | -2.7422e-06 | -2.7422e-06 | -2.7422e-06 | -2.7422e-06 | -2.7422e-06 | -2.7422e-06 | -2.7422e-06
|  | Balance sheet difference check per period |  | check |  |  | 0 | 0 | 0 | 0 | 0 | 0 | 0 | 0 | 0 | 0 | 0 | 0 | 0 | 0 | 0 | 0 | 0 | 0 | 0 | 0 | 0 | 0 | 0 | 0 | 0 | 0 | 0 | 0 | 0 | 0 | 0 | 0 | 0 | 0 | 0 | 0 | 0 | 0 | 0 | 0 | 0 | 0 | 0 | 0 | 0 | 0 | 0 | 0 | 0 | 0 | 0 | 0 | 0 | 0 | 0 | 0 | 0 | 0 | 0 | 0 | 0 | 0 | 0 | 0 | 0 | 0 | 0 | 0 | 0 | 0 | 0 | 0 | 0 | 0 | 0 | 0 | 0 | 0 | 0 | 0 | 0 | 0 | 0 | 0 | 0 | 0
|  | Balance sheet difference check | 0 | check
BALANCE SHEET CLEAR DOWN CHECK
|  | Sum of absolute balances |  |  |  |  | 0 | 0 | 0 | 123497.0843 | 160807.1527 | 170183.1995 | 174607.0166 | 186831.0319 | 159471.2985 | 157518.1845 | 155249.4051 | 153135.8937 | 151045.6801 | 149115.1505 | 146937.2544 | 144916.5974 | 142648.1897 | 140534.4751 | 138277.5759 | 136175.4447 | 133859.4924 | 131696.5772 | 129262.3051 | 126977.7924 | 124452.1575 | 122722.223 | 120837.0852 | 119107.9705 | 117067.985 | 115179.9228 | 113068.179 | 111106.373 | 109668.5611 | 108397.9169 | 106108.0826 | 103963.3216 | 101585.8896 | 99351.1224 | 96877.1317 | 94543.1411 | 91963.7014 | 89521.366 | 86835.0217 | 84282.8402 | 81488.3178 | 78824.9783 | 75976.3794 | 73257.3518 | 70225.7715 | 67318.8291 | 64152.5858 | 61107.2785 | 57796.7766 | 54603.246 | 51201.8949 | 47914.9277 | 44328.2904 | 40850.9933 | 37204.322 | 33665.1542 | 29861.6948 | 26161.4275 | 22193.9581 | 19500.7935 | 19500.7935 | 19500.7935 | 16688.194 | 12176.319 | 12176.319 | 12176.319 | 12176.319 | 12176.319 | 12176.319 | 12176.319 | 12176.319 | 12176.319 | 12176.319 | 12176.319 | 12176.319 | 12176.319 | 12176.319 | 12176.319 | 12176.319 | 12176.319 | 12176.319 | 12176.319
|  | Final balance sheet check flag | 0 | flag | 1 | 0 | 0 | 0 | 0 | 0 | 0 | 0 | 0 | 0 | 0 | 0 | 0 | 0 | 0 | 0 | 0 | 0 | 0 | 0 | 0 | 0 | 0 | 0 | 0 | 0 | 0 | 0 | 0 | 0 | 0 | 0 | 0 | 0 | 0 | 0 | 0 | 0 | 0 | 0 | 0 | 0 | 0 | 0 | 0 | 0 | 0 | 0 | 0 | 0 | 0 | 0 | 0 | 0 | 0 | 0 | 0 | 0 | 0 | 0 | 0 | 0 | 0 | 0 | 0 | 0 | 0 | 0 | 0 | 0 | 1 | 0 | 0 | 0 | 0 | 0 | 0 | 0 | 0 | 0 | 0 | 0 | 0 | 0 | 0 | 0 | 0 | 0
|  | Sum of absolute balances - post ops |  | USD 000s | 12176.319 |  | 0 | 0 | 0 | 0 | 0 | 0 | 0 | 0 | 0 | 0 | 0 | 0 | 0 | 0 | 0 | 0 | 0 | 0 | 0 | 0 | 0 | 0 | 0 | 0 | 0 | 0 | 0 | 0 | 0 | 0 | 0 | 0 | 0 | 0 | 0 | 0 | 0 | 0 | 0 | 0 | 0 | 0 | 0 | 0 | 0 | 0 | 0 | 0 | 0 | 0 | 0 | 0 | 0 | 0 | 0 | 0 | 0 | 0 | 0 | 0 | 0 | 0 | 0 | 0 | 0 | 0 | 0 | 0 | 12176.319 | 0 | 0 | 0 | 0 | 0 | 0 | 0 | 0 | 0 | 0 | 0 | 0 | 0 | 0 | 0 | 0 | 0
|  | Balance sheet post ops clear down alert | 1 | alert
FINAL BALANCE SHEET CHECK
|  | Total assets | 0 | USD 000s | 0 | 0 | 0 | 0 | 0 | 123497.0843 | 160807.1527 | 170183.1995 | 174607.0166 | 186831.0319 | 159471.2985 | 157518.1845 | 155249.4051 | 153135.8937 | 151045.6801 | 149115.1505 | 146937.2544 | 144916.5974 | 142648.1897 | 140534.4751 | 138277.5759 | 136175.4447 | 133859.4924 | 131696.5772 | 129262.3051 | 126977.7924 | 124452.1575 | 122722.223 | 120837.0852 | 119107.9705 | 117067.985 | 115179.9228 | 113068.179 | 111106.373 | 109668.5611 | 108397.9169 | 106108.0826 | 103963.3216 | 101585.8896 | 99351.1224 | 96877.1317 | 94543.1411 | 91963.7014 | 89521.366 | 86835.0217 | 84282.8402 | 81488.3178 | 78824.9783 | 75976.3794 | 73257.3518 | 70225.7715 | 67318.8291 | 64152.5858 | 61107.2785 | 57796.7766 | 54603.246 | 51201.8949 | 47914.9277 | 44328.2904 | 40850.9933 | 37204.322 | 33665.1542 | 29861.6948 | 26161.4275 | 22193.9581 | 18325.1706 | 14186.0886 | 10140.973 | 5857.4073 | -3.4452e-09 | -3.5339e-09 | -3.6249e-09 | -3.7183e-09 | -3.8141e-09 | -3.9123e-09 | -4.0131e-09 | -4.1164e-09 | -4.2225e-09 | -4.3312e-09 | -4.4428e-09 | -4.5572e-09 | -4.6746e-09 | -4.795e-09 | -4.9185e-09 | -5.0452e-09 | -5.1751e-09 | -5.3084e-09 | -5.4451e-09
|  | Total liabilities | 0 | USD 000s | 0 | 0 | 0 | 0 | 0 | 123497.0843 | 160807.1527 | 170183.1995 | 174607.0166 | 186831.0319 | 159471.2985 | 157518.1845 | 155249.4051 | 153135.8937 | 151045.6801 | 149115.1505 | 146937.2544 | 144916.5974 | 142648.1897 | 140534.4751 | 138277.5759 | 136175.4447 | 133859.4924 | 131696.5772 | 129262.3051 | 126977.7924 | 124452.1575 | 122722.223 | 120837.0852 | 119107.9705 | 117067.985 | 115179.9228 | 113068.179 | 111106.373 | 109668.5611 | 108397.9169 | 106108.0826 | 103963.3216 | 101585.8896 | 99351.1224 | 96877.1317 | 94543.1411 | 91963.7014 | 89521.366 | 86835.0217 | 84282.8402 | 81488.3178 | 78824.9783 | 75976.3794 | 73257.3518 | 70225.7715 | 67318.8291 | 64152.5858 | 61107.2785 | 57796.7766 | 54603.246 | 51201.8949 | 47914.9277 | 44328.2904 | 40850.9933 | 37204.322 | 33665.1542 | 29861.6948 | 26161.4275 | 22193.9581 | 18325.1706 | 14186.0886 | 10140.973 | 5857.4073 | 2.7388e-06 | 2.7387e-06 | 2.7386e-06 | 2.7385e-06 | 2.7384e-06 | 2.7383e-06 | 2.7382e-06 | 2.7381e-06 | 2.738e-06 | 2.7379e-06 | 2.7378e-06 | 2.7376e-06 | 2.7375e-06 | 2.7374e-06 | 2.7373e-06 | 2.7372e-06 | 2.737e-06 | 2.7369e-06 | 2.7368e-06
|  | Total - non-current assets | 0 | USD 000s | 0 | 0 | 0 | 0 | 0 | 119761.3299 | 160767.7708 | 163489.3653 | 161452.3508 | 159811.3622 | 157563.4719 | 155748.8045 | 153344.972 | 151369.6609 | 149144.679 | 147352.1007 | 145039.7335 | 143156.7753 | 140754.1778 | 138777.9073 | 136387.1052 | 134422.1611 | 131972.6206 | 129946.6315 | 127379.0805 | 125231.2291 | 122572.6088 | 120979.069 | 118961.2415 | 117368.2525 | 115195.8847 | 113443.6765 | 111199.8446 | 109373.6194 | 107804.0376 | 106668.6975 | 104247.4052 | 102237.6693 | 99729.1033 | 97629.0789 | 95024.2654 | 92824.7331 | 90114.7936 | 87806.6293 | 84990.1142 | 82571.8135 | 79647.4588 | 77117.7062 | 74139.6009 | 71553.8642 | 68393.1152 | 65619.1645 | 62324.0904 | 59411.4728 | 55972.4741 | 52911.329 | 49381.8302 | 46226.941 | 42512.4924 | 39166.9636 | 35392.8068 | 31985.0965 | 28054.5074 | 24485.3836 | 20391.1402 | 16653.1791 | 12387.6818 | 8473.0725 | 4063.447 | -3.4452e-09 | -3.5339e-09 | -3.6249e-09 | -3.7183e-09 | -3.8141e-09 | -3.9123e-09 | -4.0131e-09 | -4.1164e-09 | -4.2225e-09 | -4.3312e-09 | -4.4428e-09 | -4.5572e-09 | -4.6746e-09 | -4.795e-09 | -4.9185e-09 | -5.0452e-09 | -5.1751e-09 | -5.3084e-09 | -5.4451e-09
|  | Final balance sheet check flag | 0 | flag | 1 | 0 | 0 | 0 | 0 | 0 | 0 | 0 | 0 | 0 | 0 | 0 | 0 | 0 | 0 | 0 | 0 | 0 | 0 | 0 | 0 | 0 | 0 | 0 | 0 | 0 | 0 | 0 | 0 | 0 | 0 | 0 | 0 | 0 | 0 | 0 | 0 | 0 | 0 | 0 | 0 | 0 | 0 | 0 | 0 | 0 | 0 | 0 | 0 | 0 | 0 | 0 | 0 | 0 | 0 | 0 | 0 | 0 | 0 | 0 | 0 | 0 | 0 | 0 | 0 | 0 | 0 | 0 | 0 | 0 | 1 | 0 | 0 | 0 | 0 | 0 | 0 | 0 | 0 | 0 | 0 | 0 | 0 | 0 | 0 | 0 | 0 | 0
|  | Final balance sheet value |  | USD 000s | 0 |  | 0 | 0 | 0 | 0 | 0 | 0 | 0 | 0 | 0 | 0 | 0 | 0 | 0 | 0 | 0 | 0 | 0 | 0 | 0 | 0 | 0 | 0 | 0 | 0 | 0 | 0 | 0 | 0 | 0 | 0 | 0 | 0 | 0 | 0 | 0 | 0 | 0 | 0 | 0 | 0 | 0 | 0 | 0 | 0 | 0 | 0 | 0 | 0 | 0 | 0 | 0 | 0 | 0 | 0 | 0 | 0 | 0 | 0 | 0 | 0 | 0 | 0 | 0 | 0 | 0 | 0 | 0 | 0 | 0 | 0 | 0 | 0 | 0 | 0 | 0 | 0 | 0 | 0 | 0 | 0 | 0 | 0 | 0 | 0 | 0 | 0
|  | Final balance sheet check | 0 | check
RETAINED CASH CHECK
|  | Retained cash balance | 0 | USD 000s | 0 | 0 | 0 | 0 | 0 | 3735.7543 | 39.3819 | 3093.1923 | 12010.748 | 15368.1962 | -1.819e-12 | 0 | 0 | 0 | 0 | 0 | 0 | 0 | 0 | 0 | 0 | 0 | 0 | 0 | 0 | 0 | 0 | 0 | 0 | 0 | 0 | 0 | 0 | 0 | 0 | 0 | 0 | 0 | 0 | 0 | 0 | 0 | 0 | 0 | 0 | 0 | 0 | 0 | 0 | 0 | 0 | 0 | 0 | 0 | 0 | 0 | 0 | 0 | 0 | 0 | 0 | 0 | 0 | 0 | 0 | 0 | 0 | 0 | 0 | 0 | 0 | 0 | 0 | 0 | 0 | 0 | 0 | 0 | 0 | 0 | 0 | 0 | 0 | 0 | 0 | 0 | 0 | 0
|  | Operations period flag | 0 | flag | 60 | 0 | 0 | 0 | 0 | 0 | 0 | 0 | 0 | 0 | 1 | 1 | 1 | 1 | 1 | 1 | 1 | 1 | 1 | 1 | 1 | 1 | 1 | 1 | 1 | 1 | 1 | 1 | 1 | 1 | 1 | 1 | 1 | 1 | 1 | 1 | 1 | 1 | 1 | 1 | 1 | 1 | 1 | 1 | 1 | 1 | 1 | 1 | 1 | 1 | 1 | 1 | 1 | 1 | 1 | 1 | 1 | 1 | 1 | 1 | 1 | 1 | 1 | 1 | 1 | 1 | 1 | 1 | 1 | 1 | 0 | 0 | 0 | 0 | 0 | 0 | 0 | 0 | 0 | 0 | 0 | 0 | 0 | 0 | 0 | 0 | 0 | 0
|  | Trapped cash alert |  | alert | 0 |  | 0 | 0 | 0 | 0 | 0 | 0 | 0 | 0 | 0 | 0 | 0 | 0 | 0 | 0 | 0 | 0 | 0 | 0 | 0 | 0 | 0 | 0 | 0 | 0 | 0 | 0 | 0 | 0 | 0 | 0 | 0 | 0 | 0 | 0 | 0 | 0 | 0 | 0 | 0 | 0 | 0 | 0 | 0 | 0 | 0 | 0 | 0 | 0 | 0 | 0 | 0 | 0 | 0 | 0 | 0 | 0 | 0 | 0 | 0 | 0 | 0 | 0 | 0 | 0 | 0 | 0 | 0 | 0 | 0 | 0 | 0 | 0 | 0 | 0 | 0 | 0 | 0 | 0 | 0 | 0 | 0 | 0 | 0 | 0 | 0 | 0
|  | Trapped cash alert | 0 | alert | 0 | 0 | 0 | 0 | 0 | 0 | 0 | 0 | 0 | 0 | 0 | 0 | 0 | 0 | 0 | 0 | 0 | 0 | 0 | 0 | 0 | 0 | 0 | 0 | 0 | 0 | 0 | 0 | 0 | 0 | 0 | 0 | 0 | 0 | 0 | 0 | 0 | 0 | 0 | 0 | 0 | 0 | 0 | 0 | 0 | 0 | 0 | 0 | 0 | 0 | 0 | 0 | 0 | 0 | 0 | 0 | 0 | 0 | 0 | 0 | 0 | 0 | 0 | 0 | 0 | 0 | 0 | 0 | 0 | 0 | 0 | 0 | 0 | 0 | 0 | 0 | 0 | 0 | 0 | 0 | 0 | 0 | 0 | 0 | 0 | 0 | 0 | 0
|  | Trapped cash alert | 0 | alert
END

## FS_UZS
FS_UZS
|  |  |  | Model period start date | 0 | Error chks | time axis 2021-07-01 to 2064-01-01
|  |  |  | Model period end date | 0 | Track chgs | time axis 2021-12-31 to 2064-06-30
|  |  |  | Timeline label | 1 | Alerts |  |  | Dev | Dev | Dev | FC/Const. | Const | Const | Const | Const | Ops - PPA | Ops - PPA | Ops - PPA | Ops - PPA | Ops - PPA | Ops - PPA | Ops - PPA | Ops - PPA | Ops - PPA | Ops - PPA | Ops - PPA | Ops - PPA | Ops - PPA | Ops - PPA | Ops - PPA | Ops - PPA | Ops - PPA | Ops - PPA | Ops - PPA | Ops - PPA | Ops - PPA | Ops - PPA | Ops - PPA | Ops - PPA | Ops - PPA | Ops - PPA | Ops - PPA | Ops - PPA | Ops - PPA | Ops - PPA | Ops - PPA | Ops - PPA | Ops - PPA | Ops - PPA | Ops - PPA | Ops - PPA | Ops - PPA | Ops - PPA | Ops - PPA | Ops - PPA | Ops - PPA | Ops - PPA | Ops - PPA | Ops - PPA | Ops - PPA | Ops - PPA | Ops - PPA | Ops - PPA | Ops - PPA | Ops - PPA | Ops - PPA | Ops - PPA | Ops - PPA | Ops - PPA | Ops - PPA | Ops - PPA | Ops - PPA | Ops - PPA | Ops - PPA | Ops - PPA | Post-Ops | Post-Ops | Post-Ops | Post-Ops | Post-Ops | Post-Ops | Post-Ops | Post-Ops | Post-Ops | Post-Ops | Post-Ops | Post-Ops | Post-Ops | Post-Ops | Post-Ops | Post-Ops | Post-Ops | Post-Ops
|  |  |  | Model column counter | Constant | Unit | Total |  | 1 | 2 | 3 | 4 | 5 | 6 | 7 | 8 | 9 | 10 | 11 | 12 | 13 | 14 | 15 | 16 | 17 | 18 | 19 | 20 | 21 | 22 | 23 | 24 | 25 | 26 | 27 | 28 | 29 | 30 | 31 | 32 | 33 | 34 | 35 | 36 | 37 | 38 | 39 | 40 | 41 | 42 | 43 | 44 | 45 | 46 | 47 | 48 | 49 | 50 | 51 | 52 | 53 | 54 | 55 | 56 | 57 | 58 | 59 | 60 | 61 | 62 | 63 | 64 | 65 | 66 | 67 | 68 | 69 | 70 | 71 | 72 | 73 | 74 | 75 | 76 | 77 | 78 | 79 | 80 | 81 | 82 | 83 | 84 | 85 | 86
USD FINANCIAL STATEMENTS
Income Statement
|  |  |  | Operating revenue | 0 | USD 000s | 402203.6526 | 0 | 0 | 0 | 0 | 119761.3299 | 41006.4408 | 9040.8088 | 4776.652 | 4678.2256 | 4565.7762 | 4504.5468 | 4397.7144 | 4332.6631 | 4564.3078 | 4504.0282 | 4464.4933 | 4402.121 | 4361.7307 | 4297.1859 | 4360.879 | 4296.783 | 4289.2872 | 4223.8172 | 4158.2513 | 4089.8748 | 4054.0535 | 4632.0104 | 4681.6144 | 4620.2898 | 4513.7047 | 4448.6713 | 4428.7909 | 4362.1807 | 5089.4309 | 5040.4433 | 4223.9841 | 4153.3079 | 4122.8136 | 4050.131 | 4012.5661 | 3937.639 | 3893.3025 | 3815.8954 | 3772.4402 | 3692.5091 | 3650.1418 | 3567.6477 | 3581.818 | 3498.1478 | 3384.4519 | 3296.2798 | 3235.2667 | 3143.8313 | 3076.3675 | 2981.4159 | 2970.7323 | 2873.6349 | 2770.5441 | 2668.8628 | 2695.5402 | 2592.4956 | 2523.6517 | 2416.7475 | 2344.3922 | 2233.4373 | 2157.384 | 2042.178 | 1997.3753 | 1878.6123 | -8.8736e-11 | -9.1022e-11 | -9.3366e-11 | -9.5771e-11 | -9.8238e-11 | -1.0077e-10 | -1.0336e-10 | -1.0603e-10 | -1.0876e-10 | -1.1156e-10 | -1.1443e-10 | -1.1738e-10 | -1.204e-10 | -1.235e-10 | -1.2668e-10 | -1.2995e-10 | -1.3329e-10 | -1.3673e-10
|  |  |  | Construction costs under IFRIC 12 | 0 | USD 000s | -159043.4534 | 0 | 0 | 0 | 0 | -117413.0686 | -37178.2227 | -4331.9206 | -82.65 | -37.5915 | 0 | 0 | 0 | 0 | 0 | 0 | 0 | 0 | 0 | 0 | 0 | 0 | 0 | 0 | 0 | 0 | 0 | 0 | 0 | 0 | 0 | 0 | 0 | 0 | 0 | 0 | 0 | 0 | 0 | 0 | 0 | 0 | 0 | 0 | 0 | 0 | 0 | 0 | 0 | 0 | 0 | 0 | 0 | 0 | 0 | 0 | 0 | 0 | 0 | 0 | 0 | 0 | 0 | 0 | 0 | 0 | 0 | 0 | 0 | 0 | 0 | 0 | 0 | 0 | 0 | 0 | 0 | 0 | 0 | 0 | 0 | 0 | 0 | 0 | 0 | 0 | 0 | 0
|  |  |  | Lifecycle costs under IFRIC 12 | 0 | USD 000s | 0 | 0 | 0 | 0 | 0 | 0 | 0 | 0 | 0 | 0 | 0 | 0 | 0 | 0 | 0 | 0 | 0 | 0 | 0 | 0 | 0 | 0 | 0 | 0 | 0 | 0 | 0 | 0 | 0 | 0 | 0 | 0 | 0 | 0 | 0 | 0 | 0 | 0 | 0 | 0 | 0 | 0 | 0 | 0 | 0 | 0 | 0 | 0 | 0 | 0 | 0 | 0 | 0 | 0 | 0 | 0 | 0 | 0 | 0 | 0 | 0 | 0 | 0 | 0 | 0 | 0 | 0 | 0 | 0 | 0 | 0 | 0 | 0 | 0 | 0 | 0 | 0 | 0 | 0 | 0 | 0 | 0 | 0 | 0 | 0 | 0 | 0 | 0
|  |  |  | Early contract period cash outflow - funded under IFRIC | 0 | USD 000s | 0 | 0 | 0 | 0 | 0 | 0 | 0 | 0 | 0 | 0 | 0 | 0 | 0 | 0 | 0 | 0 | 0 | 0 | 0 | 0 | 0 | 0 | 0 | 0 | 0 | 0 | 0 | 0 | 0 | 0 | 0 | 0 | 0 | 0 | 0 | 0 | 0 | 0 | 0 | 0 | 0 | 0 | 0 | 0 | 0 | 0 | 0 | 0 | 0 | 0 | 0 | 0 | 0 | 0 | 0 | 0 | 0 | 0 | 0 | 0 | 0 | 0 | 0 | 0 | 0 | 0 | 0 | 0 | 0 | 0 | 0 | 0 | 0 | 0 | 0 | 0 | 0 | 0 | 0 | 0 | 0 | 0 | 0 | 0 | 0 | 0 | 0 | 0
|  |  |  | Operating costs accrued | 0 | USD 000s | -76841.7102 | 0 | 0 | 0 | 0 | 0 | 0 | -452.025 | -452.025 | -452.025 | -422.1286 | -419.0007 | -362.5757 | -359.6305 | -624.9096 | -622.1194 | -628.3504 | -625.7087 | -633.3222 | -630.8228 | -738.424 | -736.0608 | -776.544 | -774.3111 | -761.7448 | -759.6368 | -777.9469 | -1384.9273 | -1470.0431 | -1461.2617 | -1399.7078 | -1391.1816 | -1414.8911 | -1406.6126 | -2133.6433 | -2125.6054 | -1386.4348 | -1378.6304 | -1398.602 | -1391.0244 | -1406.5405 | -1399.183 | -1410.7474 | -1403.6037 | -1418.6229 | -1411.6867 | -1430.391 | -1423.6564 | -1498.143 | -1491.604 | -1447.3824 | -1441.0334 | -1450.8312 | -1444.6667 | -1451.7611 | -1445.7757 | -1509.7769 | -1503.9654 | -1483.4665 | -1477.8238 | -1583.7835 | -1578.3048 | -1596.077 | -1590.7574 | -1609.1362 | -1603.9712 | -1622.961 | -1617.9461 | -1670.5513 | -1665.6821 | 0 | 0 | 0 | 0 | 0 | 0 | 0 | 0 | 0 | 0 | 0 | 0 | 0 | 0 | 0 | 0 | 0 | 0
|  |  |  | EBITDA |  | USD 000s | 166318.4889 |  | 0 | 0 | 0 | 2348.2614 | 3828.2181 | 4256.8632 | 4241.977 | 4188.6091 | 4143.6476 | 4085.5461 | 4035.1387 | 3973.0325 | 3939.3982 | 3881.9087 | 3836.1429 | 3776.4123 | 3728.4084 | 3666.3631 | 3622.455 | 3560.7223 | 3512.7432 | 3449.5061 | 3396.5065 | 3330.2379 | 3276.1066 | 3247.0831 | 3211.5713 | 3159.028 | 3113.9969 | 3057.4897 | 3013.8998 | 2955.568 | 2955.7876 | 2914.8379 | 2837.5492 | 2774.6775 | 2724.2115 | 2659.1067 | 2606.0256 | 2538.456 | 2482.555 | 2412.2917 | 2353.8173 | 2280.8224 | 2219.7508 | 2143.9914 | 2083.675 | 2006.5438 | 1937.0695 | 1855.2464 | 1784.4355 | 1699.1647 | 1624.6064 | 1535.6402 | 1460.9554 | 1369.6695 | 1287.0776 | 1191.039 | 1111.7567 | 1014.1908 | 927.5747 | 825.9901 | 735.2559 | 629.4661 | 534.423 | 424.232 | 326.824 | 212.9302 | -8.8736e-11 | -9.1022e-11 | -9.3366e-11 | -9.5771e-11 | -9.8238e-11 | -1.0077e-10 | -1.0336e-10 | -1.0603e-10 | -1.0876e-10 | -1.1156e-10 | -1.1443e-10 | -1.1738e-10 | -1.204e-10 | -1.235e-10 | -1.2668e-10 | -1.2995e-10 | -1.3329e-10 | -1.3673e-10
|  |  |  | Non current assets depreciation | 0 | USD 000s | 0 | 0 | 0 | 0 | 0 | 0 | 0 | 0 | 0 | 0 | 0 | 0 | 0 | 0 | 0 | 0 | 0 | 0 | 0 | 0 | 0 | 0 | 0 | 0 | 0 | 0 | 0 | 0 | 0 | 0 | 0 | 0 | 0 | 0 | 0 | 0 | 0 | 0 | 0 | 0 | 0 | 0 | 0 | 0 | 0 | 0 | 0 | 0 | 0 | 0 | 0 | 0 | 0 | 0 | 0 | 0 | 0 | 0 | 0 | 0 | 0 | 0 | 0 | 0 | 0 | 0 | 0 | 0 | 0 | 0 | 0 | 0 | 0 | 0 | 0 | 0 | 0 | 0 | 0 | 0 | 0 | 0 | 0 | 0 | 0 | 0 | 0 | 0
|  |  |  | Capitalised finance costs amortisation | 0 | USD 000s | 0 | 0 | 0 | 0 | 0 | 0 | 0 | 0 | 0 | 0 | 0 | 0 | 0 | 0 | 0 | 0 | 0 | 0 | 0 | 0 | 0 | 0 | 0 | 0 | 0 | 0 | 0 | 0 | 0 | 0 | 0 | 0 | 0 | 0 | 0 | 0 | 0 | 0 | 0 | 0 | 0 | 0 | 0 | 0 | 0 | 0 | 0 | 0 | 0 | 0 | 0 | 0 | 0 | 0 | 0 | 0 | 0 | 0 | 0 | 0 | 0 | 0 | 0 | 0 | 0 | 0 | 0 | 0 | 0 | 0 | 0 | 0 | 0 | 0 | 0 | 0 | 0 | 0 | 0 | 0 | 0 | 0 | 0 | 0 | 0 | 0 | 0 | 0
|  |  |  | EBIT |  | USD 000s | 166318.4889 |  | 0 | 0 | 0 | 2348.2614 | 3828.2181 | 4256.8632 | 4241.977 | 4188.6091 | 4143.6476 | 4085.5461 | 4035.1387 | 3973.0325 | 3939.3982 | 3881.9087 | 3836.1429 | 3776.4123 | 3728.4084 | 3666.3631 | 3622.455 | 3560.7223 | 3512.7432 | 3449.5061 | 3396.5065 | 3330.2379 | 3276.1066 | 3247.0831 | 3211.5713 | 3159.028 | 3113.9969 | 3057.4897 | 3013.8998 | 2955.568 | 2955.7876 | 2914.8379 | 2837.5492 | 2774.6775 | 2724.2115 | 2659.1067 | 2606.0256 | 2538.456 | 2482.555 | 2412.2917 | 2353.8173 | 2280.8224 | 2219.7508 | 2143.9914 | 2083.675 | 2006.5438 | 1937.0695 | 1855.2464 | 1784.4355 | 1699.1647 | 1624.6064 | 1535.6402 | 1460.9554 | 1369.6695 | 1287.0776 | 1191.039 | 1111.7567 | 1014.1908 | 927.5747 | 825.9901 | 735.2559 | 629.4661 | 534.423 | 424.232 | 326.824 | 212.9302 | -8.8736e-11 | -9.1022e-11 | -9.3366e-11 | -9.5771e-11 | -9.8238e-11 | -1.0077e-10 | -1.0336e-10 | -1.0603e-10 | -1.0876e-10 | -1.1156e-10 | -1.1443e-10 | -1.1738e-10 | -1.204e-10 | -1.235e-10 | -1.2668e-10 | -1.2995e-10 | -1.3329e-10 | -1.3673e-10
|  |  |  | Effective interest on ADB Loan | 0 | USD 000s | -21990.1495 | 0 | 0 | 0 | 0 | 0 | -362.8813 | -709.8021 | -771.3992 | -796.9368 | -900.3053 | -904.9207 | -890.1037 | -872.2106 | -855.8734 | -838.9976 | -823.7621 | -802.4548 | -782.7931 | -760.2977 | -739.3699 | -716.332 | -694.9911 | -668.4023 | -643.402 | -615.0965 | -588.2153 | -558.1939 | -535.2538 | -509.8351 | -486.0551 | -458.6424 | -432.5452 | -403.406 | -375.6495 | -350.3067 | -327.5273 | -299.1312 | -275.6696 | -249.5893 | -224.5659 | -196.8258 | -170.0475 | -140.4791 | -111.8131 | -80.3099 | -49.639 | -16.1166 | -1.0843e-12 | -1.1238e-12 | -1.1648e-12 | -1.2073e-12 | -1.2513e-12 | -1.297e-12 | -1.3443e-12 | -1.3933e-12 | -1.4441e-12 | -1.4968e-12 | -1.5514e-12 | -1.608e-12 | -1.6666e-12 | -1.7274e-12 | -1.7904e-12 | -1.8557e-12 | -1.9234e-12 | -1.9935e-12 | -2.0662e-12 | -2.1416e-12 | -2.2197e-12 | -2.3006e-12 | -2.3846e-12 | -2.4715e-12 | -2.5617e-12 | -2.6551e-12 | -2.7519e-12 | -2.8523e-12 | -2.9563e-12 | -3.0642e-12 | -3.1759e-12 | -3.2917e-12 | -3.4118e-12 | -3.5362e-12 | -3.6652e-12 | -3.7989e-12 | -3.9374e-12 | -4.081e-12 | -4.2299e-12 | -4.3842e-12
|  |  |  | Effective interest on EBRD | 0 | USD 000s | -27339.2614 | 0 | 0 | 0 | 0 | 0 | -453.7512 | -892.9047 | -972.1565 | -1005.5836 | -1131.3998 | -1135.2677 | -1115.6452 | -1092.31 | -1070.855 | -1048.7507 | -1028.6249 | -1001.178 | -975.7318 | -946.8832 | -919.9465 | -890.4851 | -863.0949 | -829.4018 | -797.6635 | -761.9785 | -728.0595 | -690.4022 | -661.3371 | -629.3204 | -599.3239 | -564.9906 | -532.2981 | -495.9923 | -461.4181 | -429.8149 | -401.3569 | -366.1787 | -337.0174 | -304.7552 | -273.8331 | -239.7015 | -206.8059 | -170.6235 | -135.6169 | -97.2793 | -60.0459 | -19.4778 | 3.4251e-09 | 3.5397e-09 | 3.6582e-09 | 3.7807e-09 | 3.9073e-09 | 4.0381e-09 | 4.1732e-09 | 4.3129e-09 | 4.4573e-09 | 4.6065e-09 | 4.7608e-09 | 4.9201e-09 | 5.0848e-09 | 5.2551e-09 | 5.431e-09 | 5.6128e-09 | 5.8007e-09 | 5.9949e-09 | 6.1956e-09 | 6.403e-09 | 6.6173e-09 | 6.8388e-09 | 7.0678e-09 | 7.3044e-09 | 7.5489e-09 | 7.8016e-09 | 8.0628e-09 | 8.3327e-09 | 8.6117e-09 | 8.9e-09 | 9.1979e-09 | 9.5058e-09 | 9.824e-09 | 1.0153e-08 | 1.0493e-08 | 1.0844e-08 | 1.1207e-08 | 1.1582e-08 | 1.197e-08 | 1.2371e-08
|  |  |  | Effective interest on AIIB | 0 | USD 000s | -16051.6733 | 0 | 0 | 0 | 0 | 0 | -266.4105 | -524.2502 | -570.7813 | -590.4073 | -664.2776 | -666.5486 | -655.0276 | -641.3269 | -628.73 | -615.7519 | -603.9355 | -587.8206 | -572.8804 | -555.9426 | -540.1273 | -522.8296 | -506.748 | -486.9658 | -468.3314 | -447.3797 | -427.4648 | -405.3552 | -388.2902 | -369.4922 | -351.8804 | -331.7224 | -312.5276 | -291.2115 | -270.9119 | -252.3568 | -235.6483 | -214.9941 | -197.8727 | -178.9306 | -160.7753 | -140.7357 | -121.4217 | -100.178 | -79.6246 | -57.1155 | -35.2547 | -11.436 | 2.0094e-09 | 2.0767e-09 | 2.1462e-09 | 2.2181e-09 | 2.2923e-09 | 2.3691e-09 | 2.4484e-09 | 2.5304e-09 | 2.6151e-09 | 2.7026e-09 | 2.7931e-09 | 2.8866e-09 | 2.9832e-09 | 3.0831e-09 | 3.1863e-09 | 3.293e-09 | 3.4032e-09 | 3.5171e-09 | 3.6349e-09 | 3.7565e-09 | 3.8823e-09 | 4.0123e-09 | 4.1466e-09 | 4.2854e-09 | 4.4289e-09 | 4.5771e-09 | 4.7304e-09 | 4.8887e-09 | 5.0524e-09 | 5.2215e-09 | 5.3963e-09 | 5.577e-09 | 5.7636e-09 | 5.9566e-09 | 6.156e-09 | 6.3621e-09 | 6.5751e-09 | 6.7952e-09 | 7.0227e-09 | 7.2578e-09
|  |  |  | Effective interest on EIB | 0 | USD 000s | -14895.5044 | 0 | 0 | 0 | 0 | 0 | -247.8847 | -488.1658 | -531.511 | -549.8093 | -618.5541 | -619.0797 | -608.4681 | -596.0323 | -584.3107 | -572.3224 | -561.238 | -546.3242 | -532.2463 | -516.5088 | -501.6635 | -485.5922 | -470.4622 | -452.1032 | -434.6123 | -415.1447 | -396.4753 | -375.9832 | -359.9449 | -342.5328 | -325.975 | -307.2602 | -289.2978 | -269.5479 | -250.5385 | -233.2988 | -217.5883 | -198.454 | -182.4391 | -164.9199 | -148.0184 | -129.5269 | -111.5979 | -92.0683 | -73.0175 | -52.3827 | -32.2054 | -10.3979 | 3.1135e-10 | 3.2105e-10 | 3.3105e-10 | 3.4136e-10 | 3.5199e-10 | 3.6295e-10 | 3.7426e-10 | 3.8592e-10 | 3.9793e-10 | 4.1033e-10 | 4.2311e-10 | 4.3629e-10 | 4.4987e-10 | 4.6388e-10 | 4.7833e-10 | 4.9323e-10 | 5.0859e-10 | 5.2443e-10 | 5.4076e-10 | 5.5761e-10 | 5.7497e-10 | 5.9288e-10 | 6.1135e-10 | 6.3039e-10 | 6.5002e-10 | 6.7026e-10 | 6.9114e-10 | 7.1266e-10 | 7.3486e-10 | 7.5775e-10 | 7.8135e-10 | 8.0568e-10 | 8.3077e-10 | 8.5665e-10 | 8.8333e-10 | 9.1084e-10 | 9.3921e-10 | 9.6846e-10 | 9.9862e-10 | 1.0297e-09
|  |  |  | GB Refi facility upfront fee paid | 0 | USD 000s | 0 | 0 | 0 | 0 | 0 | 0 | 0 | 0 | 0 | 0 | 0 | 0 | 0 | 0 | 0 | 0 | 0 | 0 | 0 | 0 | 0 | 0 | 0 | 0 | 0 | 0 | 0 | 0 | 0 | 0 | 0 | 0 | 0 | 0 | 0 | 0 | 0 | 0 | 0 | 0 | 0 | 0 | 0 | 0 | 0 | 0 | 0 | 0 | 0 | 0 | 0 | 0 | 0 | 0 | 0 | 0 | 0 | 0 | 0 | 0 | 0 | 0 | 0 | 0 | 0 | 0 | 0 | 0 | 0 | 0 | 0 | 0 | 0 | 0 | 0 | 0 | 0 | 0 | 0 | 0 | 0 | 0 | 0 | 0 | 0 | 0 | 0 | 0
|  |  |  | GB Refi debt interest | 0 | USD 000s | 0 | 0 | 0 | 0 | 0 | 0 | 0 | 0 | 0 | 0 | 0 | 0 | 0 | 0 | 0 | 0 | 0 | 0 | 0 | 0 | 0 | 0 | 0 | 0 | 0 | 0 | 0 | 0 | 0 | 0 | 0 | 0 | 0 | 0 | 0 | 0 | 0 | 0 | 0 | 0 | 0 | 0 | 0 | 0 | 0 | 0 | 0 | 0 | 0 | 0 | 0 | 0 | 0 | 0 | 0 | 0 | 0 | 0 | 0 | 0 | 0 | 0 | 0 | 0 | 0 | 0 | 0 | 0 | 0 | 0 | 0 | 0 | 0 | 0 | 0 | 0 | 0 | 0 | 0 | 0 | 0 | 0 | 0 | 0 | 0 | 0 | 0 | 0
|  |  |  | Effective interest on EBL incl. rolled-up | 0 | USD 000s | 0 | 0 | 0 | 0 | 0 | 0 | 0 | 0 | 0 | 0 | 0 | 0 | 0 | 0 | 0 | 0 | 0 | 0 | 0 | 0 | 0 | 0 | 0 | 0 | 0 | 0 | 0 | 0 | 0 | 0 | 0 | 0 | 0 | 0 | 0 | 0 | 0 | 0 | 0 | 0 | 0 | 0 | 0 | 0 | 0 | 0 | 0 | 0 | 0 | 0 | 0 | 0 | 0 | 0 | 0 | 0 | 0 | 0 | 0 | 0 | 0 | 0 | 0 | 0 | 0 | 0 | 0 | 0 | 0 | 0 | 0 | 0 | 0 | 0 | 0 | 0 | 0 | 0 | 0 | 0 | 0 | 0 | 0 | 0 | 0 | 0 | 0 | 0
|  |  |  | Withholding tax on equity bridge | 0 | USD 000s | 0 | 0 | 0 | 0 | 0 | 0 | 0 | 0 | 0 | 0 | 0 | 0 | 0 | 0 | 0 | 0 | 0 | 0 | 0 | 0 | 0 | 0 | 0 | 0 | 0 | 0 | 0 | 0 | 0 | 0 | 0 | 0 | 0 | 0 | 0 | 0 | 0 | 0 | 0 | 0 | 0 | 0 | 0 | 0 | 0 | 0 | 0 | 0 | 0 | 0 | 0 | 0 | 0 | 0 | 0 | 0 | 0 | 0 | 0 | 0 | 0 | 0 | 0 | 0 | 0 | 0 | 0 | 0 | 0 | 0 | 0 | 0 | 0 | 0 | 0 | 0 | 0 | 0 | 0 | 0 | 0 | 0 | 0 | 0 | 0 | 0 | 0 | 0
|  |  |  | Shareholder loan interest and fee | 0 | USD 000s | -60738.9838 | 0 | 0 | 0 | 0 | -576.6499 | -1483.1457 | -1520.6127 | -1559.0263 | -1598.4102 | -1621.8011 | -977.2679 | -977.6849 | -976.5667 | -976.7552 | -976.4217 | -977.4631 | -986.5161 | -996.4783 | -1005.7191 | -1015.8713 | -1025.4321 | -1035.9384 | -1052.6759 | -1070.2178 | -1087.6178 | -1105.833 | -1123.9234 | -1143.1496 | -1162.3048 | -1182.3367 | -1202.2473 | -1223.0334 | -1243.7462 | -1265.3685 | -1287.2264 | -1310.0988 | -1324.0663 | -1326.3792 | -1327.2957 | -1329.6809 | -1330.7304 | -1333.313 | -1334.5075 | -1337.2358 | -1338.5864 | -1341.3973 | -1342.6718 | -1301.4021 | -1208.8093 | -1122.3184 | -1024.9554 | -932.9495 | -831.0904 | -734.6776 | -628.2666 | -527.1624 | -417.1609 | -312.5892 | -197.281 | -86.9164 | 0 | 0 | 0 | 0 | 0 | 0 | 0 | 0 | 0 | 0 | 0 | 0 | 0 | 0 | 0 | 0 | 0 | 0 | 0 | 0 | 0 | 0 | 0 | 0 | 0 | 0 | 0
|  |  |  | Total agent bank fee - operations | 0 | USD 000s | -1140 | 0 | 0 | 0 | 0 | 0 | 0 | 0 | 0 | 0 | -60 | 0 | -60 | 0 | -60 | 0 | -60 | 0 | -60 | 0 | -60 | 0 | -60 | 0 | -60 | 0 | -60 | 0 | -60 | 0 | -60 | 0 | -60 | 0 | -60 | 0 | -60 | 0 | -60 | 0 | -60 | 0 | -60 | 0 | -60 | 0 | -60 | 0 | 0 | 0 | 0 | 0 | 0 | 0 | 0 | 0 | 0 | 0 | 0 | 0 | 0 | 0 | 0 | 0 | 0 | 0 | 0 | 0 | 0 | 0 | 0 | 0 | 0 | 0 | 0 | 0 | 0 | 0 | 0 | 0 | 0 | 0 | 0 | 0 | 0 | 0 | 0 | 0
|  |  |  | DSRA LC fee | 0 | USD 000s | -461.3039 | 0 | 0 | 0 | 0 | 0 | 0 | 0 | 0 | 0 | -15.8371 | -15.6396 | -15.546 | -14.931 | -15.1383 | -14.935 | -15.0406 | -14.738 | -14.8094 | -14.3774 | -14.4944 | -14.14 | -14.2986 | -14.0802 | -14.1325 | -12.9963 | -12.2168 | -11.8349 | -12.005 | -11.811 | -11.9118 | -11.6748 | -10.903 | -9.6979 | -10.4531 | -11.1837 | -11.4677 | -11.2418 | -11.3968 | -11.2475 | -11.3456 | -11.1371 | -11.2925 | -11.0789 | -11.2254 | -8.3508 | -2.6935 | 0 | 0 | 0 | 0 | 0 | 0 | 0 | 0 | 0 | 0 | 0 | 0 | 0 | 0 | 0 | 0 | 0 | 0 | 0 | 0 | 0 | 0 | 0 | 0 | 0 | 0 | 0 | 0 | 0 | 0 | 0 | 0 | 0 | 0 | 0 | 0 | 0 | 0 | 0 | 0 | 0
|  |  |  | Profit before tax |  | USD 000s | 23701.6126 |  | 0 | 0 | 0 | 1771.6114 | 1014.1446 | 121.1276 | -162.8972 | -352.5381 | -868.5274 | -233.1781 | -287.3369 | -220.3449 | -252.2645 | -185.2706 | -233.9214 | -162.6194 | -206.5309 | -133.3657 | -169.0178 | -94.0887 | -132.7899 | -54.1232 | -91.8528 | -9.9756 | -42.1582 | 81.3903 | 51.5907 | 133.7317 | 96.514 | 180.9521 | 153.2947 | 241.9663 | 261.4479 | 350.6507 | 273.862 | 360.6114 | 333.4367 | 422.3684 | 397.8064 | 489.7985 | 468.0766 | 563.3565 | 545.2839 | 646.7979 | 638.5151 | 743.8912 | 782.2728 | 797.7345 | 814.7511 | 830.291 | 851.486 | 868.0742 | 889.9289 | 907.3736 | 933.793 | 952.5085 | 974.4884 | 993.758 | 1024.8402 | 1014.1908 | 927.5747 | 825.9901 | 735.2559 | 629.4661 | 534.423 | 424.232 | 326.824 | 212.9302 | 1.1735e-08 | 1.2127e-08 | 1.2532e-08 | 1.2951e-08 | 1.3383e-08 | 1.383e-08 | 1.4293e-08 | 1.477e-08 | 1.5264e-08 | 1.5774e-08 | 1.6301e-08 | 1.6845e-08 | 1.7408e-08 | 1.799e-08 | 1.8591e-08 | 1.9212e-08 | 1.9854e-08 | 2.0517e-08
|  |  |  | Corporate tax expense | 0 | USD 000s | -5860.7638 | 0 | 0 | 0 | 0 | 0 | 0 | 0 | 0 | 0 | 0 | 0 | 0 | 0 | 0 | 0 | 0 | 0 | 0 | 0 | 0 | 0 | 0 | 0 | 0 | 0 | 0 | 0 | 0 | 0 | 0 | 0 | 0 | 0 | 0 | 0 | 0 | 0 | 0 | 0 | 0 | 0 | 0 | 0 | 0 | 0 | 0 | 0 | 0 | 0 | 0 | 0 | 0 | 0 | 0 | 0 | 0 | 0 | 0 | 0 | -179.7018 | -177.0721 | -700.854 | -690.5976 | -696.5867 | -686.3927 | -692.1822 | -682.0527 | -682.6571 | -672.667 | 0 | 0 | 0 | 0 | 0 | 0 | 0 | 0 | 0 | 0 | 0 | 0 | 0 | 0 | 0 | 0 | 0 | 0
|  |  |  | Profit after tax |  | USD 000s | 17840.8487 |  | 0 | 0 | 0 | 1771.6114 | 1014.1446 | 121.1276 | -162.8972 | -352.5381 | -868.5274 | -233.1781 | -287.3369 | -220.3449 | -252.2645 | -185.2706 | -233.9214 | -162.6194 | -206.5309 | -133.3657 | -169.0178 | -94.0887 | -132.7899 | -54.1232 | -91.8528 | -9.9756 | -42.1582 | 81.3903 | 51.5907 | 133.7317 | 96.514 | 180.9521 | 153.2947 | 241.9663 | 261.4479 | 350.6507 | 273.862 | 360.6114 | 333.4367 | 422.3684 | 397.8064 | 489.7985 | 468.0766 | 563.3565 | 545.2839 | 646.7979 | 638.5151 | 743.8912 | 782.2728 | 797.7345 | 814.7511 | 830.291 | 851.486 | 868.0742 | 889.9289 | 907.3736 | 933.793 | 952.5085 | 974.4884 | 993.758 | 845.1384 | 837.1188 | 226.7207 | 135.3925 | 38.6692 | -56.9266 | -157.7592 | -257.8207 | -355.8331 | -459.7368 | 1.1735e-08 | 1.2127e-08 | 1.2532e-08 | 1.2951e-08 | 1.3383e-08 | 1.383e-08 | 1.4293e-08 | 1.477e-08 | 1.5264e-08 | 1.5774e-08 | 1.6301e-08 | 1.6845e-08 | 1.7408e-08 | 1.799e-08 | 1.8591e-08 | 1.9212e-08 | 1.9854e-08 | 2.0517e-08
Cashflow Waterfall
|  |  |  | EBITDA - adj | 0 | USD 000s | 325361.9424 | 0 | 0 | 0 | 0 | 0 | 0 | 5867.1893 | 6361.6415 | 5867.1893 | 6391.5379 | 5900.2136 | 6438.9712 | 5948.3437 | 6164.3801 | 5674.487 | 6148.5102 | 5659.3705 | 6131.0059 | 5642.6335 | 6013.2572 | 5525.6663 | 5962.2838 | 5475.4952 | 5964.0575 | 5478.0894 | 5934.7268 | 4840.623 | 5229.3988 | 4752.017 | 5286.3647 | 4809.6979 | 5257.7318 | 4781.7932 | 4525.3693 | 4050.1779 | 5258.8415 | 4784.4134 | 5232.7775 | 4759.1311 | 5210.839 | 4737.9884 | 5192.4945 | 4720.456 | 5170.3323 | 4699.1231 | 5144.1055 | 4673.744 | 5061.7802 | 4592.2806 | 5097.8184 | 4629.1971 | 5079.5097 | 4611.7823 | 5063.6051 | 4596.7853 | 4990.4541 | 4524.5587 | 5001.5262 | 4536.5677 | 4885.9135 | 4421.9011 | 4858.1639 | 4395.1139 | 4829.4993 | 4367.4272 | 4799.9202 | 4338.8413 | 4736.4494 | 4276.3773 | 0 | 0 | 0 | 0 | 0 | 0 | 0 | 0 | 0 | 0 | 0 | 0 | 0 | 0 | 0 | 0 | 0 | 0
|  |  |  | Decrease / (increase) in working capital | 0 | USD 000s | 0 | 0 | 0 | 0 | 0 | 0 | 0 | 0 | 0 | 0 | -1660.901 | 123.6131 | -118.0522 | 123.3932 | -99.6558 | 123.1708 | -119.1247 | 122.9453 | -118.5876 | 122.718 | -93.3933 | 122.4885 | -109.9494 | 122.2553 | -122.9923 | 122.019 | -115.0668 | 121.7809 | -96.4111 | 121.5408 | -132.895 | 121.2983 | -111.4061 | 121.0543 | 64.6202 | 120.8073 | -301.7386 | 120.5581 | -111.7495 | 120.306 | -112.67 | 120.052 | -113.453 | 119.7955 | -112.3781 | 119.5364 | -111.2361 | 119.2741 | -88.5397 | 119.0097 | -126.5352 | 118.7426 | -112.8078 | 118.473 | -113.2635 | 118.2013 | -98.8024 | 117.9267 | -119.7038 | 117.6503 | -110.516 | 117.3728 | -110.1322 | 117.0924 | -109.747 | 116.8093 | -109.3578 | 116.5235 | -108.9702 | 1419.0074 | 0 | 0 | 0 | 0 | 0 | 0 | 0 | 0 | 0 | 0 | 0 | 0 | 0 | 0 | 0 | 0 | 0 | 0
|  |  |  | Working capital reserve releases | 0 | USD 000s | 0 | 0 | 0 | 0 | 0 | 0 | 0 | 0 | 0 | 0 | 0 | 0 | 0 | 0 | 0 | 0 | 0 | 0 | 0 | 0 | 0 | 0 | 0 | 0 | 0 | 0 | 0 | 0 | 0 | 0 | 0 | 0 | 0 | 0 | 0 | 0 | 0 | 0 | 0 | 0 | 0 | 0 | 0 | 0 | 0 | 0 | 0 | 0 | 0 | 0 | 0 | 0 | 0 | 0 | 0 | 0 | 0 | 0 | 0 | 0 | 0 | 0 | 0 | 0 | 0 | 0 | 0 | 0 | 0 | 0 | 0 | 0 | 0 | 0 | 0 | 0 | 0 | 0 | 0 | 0 | 0 | 0 | 0 | 0 | 0 | 0 | 0 | 0
|  |  |  | Net movement in working capital during construction | 0 | USD 000s | -3064.1839 | 0 | 0 | 0 | 0 | 0 | 0 | -3064.1839 | 2193.5037 | -2193.5037 | 0 | 0 | 0 | 0 | 0 | 0 | 0 | 0 | 0 | 0 | 0 | 0 | 0 | 0 | 0 | 0 | 0 | 0 | 0 | 0 | 0 | 0 | 0 | 0 | 0 | 0 | 0 | 0 | 0 | 0 | 0 | 0 | 0 | 0 | 0 | 0 | 0 | 0 | 0 | 0 | 0 | 0 | 0 | 0 | 0 | 0 | 0 | 0 | 0 | 0 | 0 | 0 | 0 | 0 | 0 | 0 | 0 | 0 | 0 | 0 | 0 | 0 | 0 | 0 | 0 | 0 | 0 | 0 | 0 | 0 | 0 | 0 | 0 | 0 | 0 | 0 | 0 | 0
|  |  |  | EGR cash received during operations | 0 | USD 000s | 3214.8589 | 0 | 0 | 0 | 0 | 0 | 0 | 0 | 0 | 0 | 3214.8589 | 0 | 0 | 0 | 0 | 0 | 0 | 0 | 0 | 0 | 0 | 0 | 0 | 0 | 0 | 0 | 0 | 0 | 0 | 0 | 0 | 0 | 0 | 0 | 0 | 0 | 0 | 0 | 0 | 0 | 0 | 0 | 0 | 0 | 0 | 0 | 0 | 0 | 0 | 0 | 0 | 0 | 0 | 0 | 0 | 0 | 0 | 0 | 0 | 0 | 0 | 0 | 0 | 0 | 0 | 0 | 0 | 0 | 0 | 0 | 0 | 0 | 0 | 0 | 0 | 0 | 0 | 0 | 0 | 0 | 0 | 0 | 0 | 0 | 0 | 0 | 0 | 0
|  |  |  | Cash paid for early generation costs during operations | 0 | USD 000s | -150.675 | 0 | 0 | 0 | 0 | 0 | 0 | 0 | 0 | 0 | -150.675 | 0 | 0 | 0 | 0 | 0 | 0 | 0 | 0 | 0 | 0 | 0 | 0 | 0 | 0 | 0 | 0 | 0 | 0 | 0 | 0 | 0 | 0 | 0 | 0 | 0 | 0 | 0 | 0 | 0 | 0 | 0 | 0 | 0 | 0 | 0 | 0 | 0 | 0 | 0 | 0 | 0 | 0 | 0 | 0 | 0 | 0 | 0 | 0 | 0 | 0 | 0 | 0 | 0 | 0 | 0 | 0 | 0 | 0 | 0 | 0 | 0 | 0 | 0 | 0 | 0 | 0 | 0 | 0 | 0 | 0 | 0 | 0 | 0 | 0 | 0 | 0 | 0
|  |  |  | Net VAT (paid) / received excl. financing cost | 0 | USD 000s | 25930.6307 | 0 | 0 | 0 | 0 | -13542.047 | -4334.6829 | -176.2259 | 1020.2994 | 440.8423 | 965.6264 | 752.7318 | 780.397 | 750.1417 | 771.2106 | 738.8278 | 766.9322 | 736.9669 | 764.905 | 734.957 | 753.8524 | 720.9638 | 745.8469 | 715.0289 | 744.6355 | 715.4677 | 742.2495 | 712.2164 | 732.3107 | 700.1253 | 733.3827 | 705.6627 | 731.2131 | 701.0023 | 663.2125 | 611.9674 | 706.0964 | 698.9042 | 724.667 | 694.7668 | 720.8912 | 691.1929 | 717.6298 | 688.1177 | 714.1984 | 684.6506 | 710.3513 | 680.7609 | 698.3223 | 666.1036 | 697.3751 | 669.812 | 696.1737 | 667.0603 | 693.6184 | 664.6576 | 686.0423 | 655.4449 | 684.3871 | 656.3975 | 682.0652 | 653.0729 | 678.6358 | 649.6984 | 675.1562 | 646.2745 | 671.6262 | 642.8007 | 668.0471 | 795.6115 | 0 | 0 | 0 | 0 | 0 | 0 | 0 | 0 | 0 | 0 | 0 | 0 | 0 | 0 | 0 | 0 | 0 | 0
|  |  |  | VAT facility drawdown during construction s.a. | 0 | USD 000s | 18343.1427 | 0 | 0 | 0 | 0 | 17277.8014 | 638.3104 | 427.0309 | 0 | 0 | 0 | 0 | 0 | 0 | 0 | 0 | 0 | 0 | 0 | 0 | 0 | 0 | 0 | 0 | 0 | 0 | 0 | 0 | 0 | 0 | 0 | 0 | 0 | 0 | 0 | 0 | 0 | 0 | 0 | 0 | 0 | 0 | 0 | 0 | 0 | 0 | 0 | 0 | 0 | 0 | 0 | 0 | 0 | 0 | 0 | 0 | 0 | 0 | 0 | 0 | 0 | 0 | 0 | 0 | 0 | 0 | 0 | 0 | 0 | 0 | 0 | 0 | 0 | 0 | 0 | 0 | 0 | 0 | 0 | 0 | 0 | 0 | 0 | 0 | 0 | 0 | 0 | 0
|  |  |  | VAT received / (paid to) government | 0 | USD 000s | -25930.6307 | 0 | 0 | 0 | 0 | 0 | 13542.047 | 4334.6829 | -191.4762 | -757.079 | -704.0627 | -797.2325 | -737.8982 | -794.5633 | -735.3345 | -783.1693 | -724.0473 | -781.2272 | -722.2134 | -779.1355 | -720.2308 | -765.0596 | -706.2651 | -759.0408 | -700.3583 | -759.3946 | -700.8254 | -756.0575 | -697.6027 | -743.88 | -685.5405 | -749.3301 | -691.1069 | -744.5818 | -686.4758 | -655.4581 | -597.4705 | -742.3051 | -684.4372 | -738.0769 | -680.33 | -734.4116 | -676.7867 | -731.2441 | -673.7423 | -727.6837 | -670.3063 | -723.6996 | -666.448 | -708.9471 | -651.8224 | -712.5593 | -655.5629 | -709.7106 | -652.8436 | -707.2101 | -650.4734 | -697.8986 | -641.2937 | -698.7516 | -642.2794 | -695.3271 | -638.9882 | -691.8517 | -635.6473 | -688.3259 | -632.2574 | -684.7492 | -628.8179 | -1306.4542 | 0 | 0 | 0 | 0 | 0 | 0 | 0 | 0 | 0 | 0 | 0 | 0 | 0 | 0 | 0 | 0 | 0 | 0
|  |  |  | VAT facility repayment | 0 | USD 000s | -18343.1427 | 0 | 0 | 0 | 0 | 0 | -13542.047 | -4334.6829 | -466.4128 | 0 | 0 | 0 | 0 | 0 | 0 | 0 | 0 | 0 | 0 | 0 | 0 | 0 | 0 | 0 | 0 | 0 | 0 | 0 | 0 | 0 | 0 | 0 | 0 | 0 | 0 | 0 | 0 | 0 | 0 | 0 | 0 | 0 | 0 | 0 | 0 | 0 | 0 | 0 | 0 | 0 | 0 | 0 | 0 | 0 | 0 | 0 | 0 | 0 | 0 | 0 | 0 | 0 | 0 | 0 | 0 | 0 | 0 | 0 | 0 | 0 | 0 | 0 | 0 | 0 | 0 | 0 | 0 | 0 | 0 | 0 | 0 | 0 | 0 | 0 | 0 | 0 | 0 | 0
|  |  |  | Corporate tax paid | 0 | USD 000s | -5860.7638 | 0 | 0 | 0 | 0 | 0 | 0 | 0 | 0 | 0 | 0 | 0 | 0 | 0 | 0 | 0 | 0 | 0 | 0 | 0 | 0 | 0 | 0 | 0 | 0 | 0 | 0 | 0 | 0 | 0 | 0 | 0 | 0 | 0 | 0 | 0 | 0 | 0 | 0 | 0 | 0 | 0 | 0 | 0 | 0 | 0 | 0 | 0 | 0 | 0 | 0 | 0 | 0 | 0 | 0 | 0 | 0 | 0 | 0 | 0 | -179.7018 | -177.0721 | -700.854 | -690.5976 | -696.5867 | -686.3927 | -692.1822 | -682.0527 | -682.6571 | -672.667 | 0 | 0 | 0 | 0 | 0 | 0 | 0 | 0 | 0 | 0 | 0 | 0 | 0 | 0 | 0 | 0 | 0 | 0
|  |  |  | Operating cash flow |  | USD 000s | 319501.1785 |  | 0 | 0 | 0 | 3735.7543 | -3696.3724 | 3053.8104 | 8917.5557 | 3357.4489 | 8056.3845 | 5979.3259 | 6363.4178 | 6027.3153 | 6100.6004 | 5753.3164 | 6072.2704 | 5738.0555 | 6055.1099 | 5721.173 | 5953.4854 | 5604.0589 | 5891.9161 | 5553.7387 | 5885.3424 | 5556.1816 | 5861.0841 | 4918.5627 | 5167.6957 | 4829.8031 | 5201.3119 | 4887.3288 | 5186.4319 | 4859.2679 | 4566.7263 | 4127.4946 | 5065.7288 | 4861.5706 | 5161.2579 | 4836.127 | 5138.7302 | 4814.8217 | 5119.8845 | 4797.1252 | 5098.4104 | 4775.6264 | 5072.9144 | 4750.0793 | 5005.1149 | 4668.4468 | 5016.8359 | 4705.1924 | 5007.3127 | 4687.605 | 4991.1165 | 4672.4342 | 4927.2206 | 4600.0319 | 4924.9157 | 4611.8639 | 4635.4814 | 4319.9476 | 4086.8253 | 3779.4554 | 4062.6745 | 3755.7924 | 4037.7491 | 3731.3636 | 3984.0515 | 4511.875 | 0 | 0 | 0 | 0 | 0 | 0 | 0 | 0 | 0 | 0 | 0 | 0 | 0 | 0 | 0 | 0 | 0 | 0
|  |  |  | Project costs excluding VAT s.a. | 0 | USD 000s | -159043.4534 | 0 | 0 | 0 | 0 | -117413.0686 | -37178.2227 | -4331.9206 | -82.65 | -37.5915 | 0 | 0 | 0 | 0 | 0 | 0 | 0 | 0 | 0 | 0 | 0 | 0 | 0 | 0 | 0 | 0 | 0 | 0 | 0 | 0 | 0 | 0 | 0 | 0 | 0 | 0 | 0 | 0 | 0 | 0 | 0 | 0 | 0 | 0 | 0 | 0 | 0 | 0 | 0 | 0 | 0 | 0 | 0 | 0 | 0 | 0 | 0 | 0 | 0 | 0 | 0 | 0 | 0 | 0 | 0 | 0 | 0 | 0 | 0 | 0 | 0 | 0 | 0 | 0 | 0 | 0 | 0 | 0 | 0 | 0 | 0 | 0 | 0 | 0 | 0 | 0 | 0 | 0
|  |  |  | Financial expenses during construction s.a. | 0 | USD 000s | -12706.413 | 0 | 0 | 0 | 0 | -1385.5506 | -2624.1503 | -2802.2648 | -2937.2272 | -2957.2201 | 0 | 0 | 0 | 0 | 0 | 0 | 0 | 0 | 0 | 0 | 0 | 0 | 0 | 0 | 0 | 0 | 0 | 0 | 0 | 0 | 0 | 0 | 0 | 0 | 0 | 0 | 0 | 0 | 0 | 0 | 0 | 0 | 0 | 0 | 0 | 0 | 0 | 0 | 0 | 0 | 0 | 0 | 0 | 0 | 0 | 0 | 0 | 0 | 0 | 0 | 0 | 0 | 0 | 0 | 0 | 0 | 0 | 0 | 0 | 0 | 0 | 0 | 0 | 0 | 0 | 0 | 0 | 0 | 0 | 0 | 0 | 0 | 0 | 0 | 0 | 0 | 0 | 0
|  |  |  | Lifecycle costs - total indexed | 0 | USD 000s | 0 | 0 | 0 | 0 | 0 | 0 | 0 | 0 | 0 | 0 | 0 | 0 | 0 | 0 | 0 | 0 | 0 | 0 | 0 | 0 | 0 | 0 | 0 | 0 | 0 | 0 | 0 | 0 | 0 | 0 | 0 | 0 | 0 | 0 | 0 | 0 | 0 | 0 | 0 | 0 | 0 | 0 | 0 | 0 | 0 | 0 | 0 | 0 | 0 | 0 | 0 | 0 | 0 | 0 | 0 | 0 | 0 | 0 | 0 | 0 | 0 | 0 | 0 | 0 | 0 | 0 | 0 | 0 | 0 | 0 | 0 | 0 | 0 | 0 | 0 | 0 | 0 | 0 | 0 | 0 | 0 | 0 | 0 | 0 | 0 | 0 | 0 | 0
|  |  |  | Non refundable VAT during construction s.a. | 0 | USD 000s | 0 | 0 | 0 | 0 | 0 | 0 | 0 | 0 | 0 | 0 | 0 | 0 | 0 | 0 | 0 | 0 | 0 | 0 | 0 | 0 | 0 | 0 | 0 | 0 | 0 | 0 | 0 | 0 | 0 | 0 | 0 | 0 | 0 | 0 | 0 | 0 | 0 | 0 | 0 | 0 | 0 | 0 | 0 | 0 | 0 | 0 | 0 | 0 | 0 | 0 | 0 | 0 | 0 | 0 | 0 | 0 | 0 | 0 | 0 | 0 | 0 | 0 | 0 | 0 | 0 | 0 | 0 | 0 | 0 | 0 | 0 | 0 | 0 | 0 | 0 | 0 | 0 | 0 | 0 | 0 | 0 | 0 | 0 | 0 | 0 | 0 | 0 | 0
|  |  |  | MMRA pre-funding s.a. | 0 | USD 000s | 0 | 0 | 0 | 0 | 0 | 0 | 0 | 0 | 0 | 0 | 0 | 0 | 0 | 0 | 0 | 0 | 0 | 0 | 0 | 0 | 0 | 0 | 0 | 0 | 0 | 0 | 0 | 0 | 0 | 0 | 0 | 0 | 0 | 0 | 0 | 0 | 0 | 0 | 0 | 0 | 0 | 0 | 0 | 0 | 0 | 0 | 0 | 0 | 0 | 0 | 0 | 0 | 0 | 0 | 0 | 0 | 0 | 0 | 0 | 0 | 0 | 0 | 0 | 0 | 0 | 0 | 0 | 0 | 0 | 0 | 0 | 0 | 0 | 0 | 0 | 0 | 0 | 0 | 0 | 0 | 0 | 0 | 0 | 0 | 0 | 0 | 0 | 0
|  |  |  | DSRA pre-funding s.a. | 0 | USD 000s | -8050.8315 | 0 | 0 | 0 | 0 | 0 | 0 | 0 | 0 | -8050.8315 | 0 | 0 | 0 | 0 | 0 | 0 | 0 | 0 | 0 | 0 | 0 | 0 | 0 | 0 | 0 | 0 | 0 | 0 | 0 | 0 | 0 | 0 | 0 | 0 | 0 | 0 | 0 | 0 | 0 | 0 | 0 | 0 | 0 | 0 | 0 | 0 | 0 | 0 | 0 | 0 | 0 | 0 | 0 | 0 | 0 | 0 | 0 | 0 | 0 | 0 | 0 | 0 | 0 | 0 | 0 | 0 | 0 | 0 | 0 | 0 | 0 | 0 | 0 | 0 | 0 | 0 | 0 | 0 | 0 | 0 | 0 | 0 | 0 | 0 | 0 | 0 | 0 | 0
|  |  |  | Working capital pre-funding | 0 | USD 000s | 0 | 0 | 0 | 0 | 0 | 0 | 0 | 0 | 0 | 0 | 0 | 0 | 0 | 0 | 0 | 0 | 0 | 0 | 0 | 0 | 0 | 0 | 0 | 0 | 0 | 0 | 0 | 0 | 0 | 0 | 0 | 0 | 0 | 0 | 0 | 0 | 0 | 0 | 0 | 0 | 0 | 0 | 0 | 0 | 0 | 0 | 0 | 0 | 0 | 0 | 0 | 0 | 0 | 0 | 0 | 0 | 0 | 0 | 0 | 0 | 0 | 0 | 0 | 0 | 0 | 0 | 0 | 0 | 0 | 0 | 0 | 0 | 0 | 0 | 0 | 0 | 0 | 0 | 0 | 0 | 0 | 0 | 0 | 0 | 0 | 0 | 0 | 0
|  |  |  | Share capital drawdown s.a. | 0 | USD 000s | 19500.7935 | 0 | 0 | 0 | 0 | 19500.7935 | 0 | 0 | 0 | 0 | 0 | 0 | 0 | 0 | 0 | 0 | 0 | 0 | 0 | 0 | 0 | 0 | 0 | 0 | 0 | 0 | 0 | 0 | 0 | 0 | 0 | 0 | 0 | 0 | 0 | 0 | 0 | 0 | 0 | 0 | 0 | 0 | 0 | 0 | 0 | 0 | 0 | 0 | 0 | 0 | 0 | 0 | 0 | 0 | 0 | 0 | 0 | 0 | 0 | 0 | 0 | 0 | 0 | 0 | 0 | 0 | 0 | 0 | 0 | 0 | 0 | 0 | 0 | 0 | 0 | 0 | 0 | 0 | 0 | 0 | 0 | 0 | 0 | 0 | 0 | 0 | 0 | 0
|  |  |  | Standby equity drawdown s.a. | 0 | USD 000s | 0 | 0 | 0 | 0 | 0 | 0 | 0 | 0 | 0 | 0 | 0 | 0 | 0 | 0 | 0 | 0 | 0 | 0 | 0 | 0 | 0 | 0 | 0 | 0 | 0 | 0 | 0 | 0 | 0 | 0 | 0 | 0 | 0 | 0 | 0 | 0 | 0 | 0 | 0 | 0 | 0 | 0 | 0 | 0 | 0 | 0 | 0 | 0 | 0 | 0 | 0 | 0 | 0 | 0 | 0 | 0 | 0 | 0 | 0 | 0 | 0 | 0 | 0 | 0 | 0 | 0 | 0 | 0 | 0 | 0 | 0 | 0 | 0 | 0 | 0 | 0 | 0 | 0 | 0 | 0 | 0 | 0 | 0 | 0 | 0 | 0 | 0 | 0
|  |  |  | Equity bridge drawdown s.a. | 0 | USD 000s | 0 | 0 | 0 | 0 | 0 | 0 | 0 | 0 | 0 | 0 | 0 | 0 | 0 | 0 | 0 | 0 | 0 | 0 | 0 | 0 | 0 | 0 | 0 | 0 | 0 | 0 | 0 | 0 | 0 | 0 | 0 | 0 | 0 | 0 | 0 | 0 | 0 | 0 | 0 | 0 | 0 | 0 | 0 | 0 | 0 | 0 | 0 | 0 | 0 | 0 | 0 | 0 | 0 | 0 | 0 | 0 | 0 | 0 | 0 | 0 | 0 | 0 | 0 | 0 | 0 | 0 | 0 | 0 | 0 | 0 | 0 | 0 | 0 | 0 | 0 | 0 | 0 | 0 | 0 | 0 | 0 | 0 | 0 | 0 | 0 | 0 | 0 | 0
|  |  |  | Equity bridge interest and fees paid | 0 | USD 000s | 0 | 0 | 0 | 0 | 0 | 0 | 0 | 0 | 0 | 0 | 0 | 0 | 0 | 0 | 0 | 0 | 0 | 0 | 0 | 0 | 0 | 0 | 0 | 0 | 0 | 0 | 0 | 0 | 0 | 0 | 0 | 0 | 0 | 0 | 0 | 0 | 0 | 0 | 0 | 0 | 0 | 0 | 0 | 0 | 0 | 0 | 0 | 0 | 0 | 0 | 0 | 0 | 0 | 0 | 0 | 0 | 0 | 0 | 0 | 0 | 0 | 0 | 0 | 0 | 0 | 0 | 0 | 0 | 0 | 0 | 0 | 0 | 0 | 0 | 0 | 0 | 0 | 0 | 0 | 0 | 0 | 0 | 0 | 0 | 0 | 0 | 0 | 0
|  |  |  | Equity bridge repayment | 0 | USD 000s | 0 | 0 | 0 | 0 | 0 | 0 | 0 | 0 | 0 | 0 | 0 | 0 | 0 | 0 | 0 | 0 | 0 | 0 | 0 | 0 | 0 | 0 | 0 | 0 | 0 | 0 | 0 | 0 | 0 | 0 | 0 | 0 | 0 | 0 | 0 | 0 | 0 | 0 | 0 | 0 | 0 | 0 | 0 | 0 | 0 | 0 | 0 | 0 | 0 | 0 | 0 | 0 | 0 | 0 | 0 | 0 | 0 | 0 | 0 | 0 | 0 | 0 | 0 | 0 | 0 | 0 | 0 | 0 | 0 | 0 | 0 | 0 | 0 | 0 | 0 | 0 | 0 | 0 | 0 | 0 | 0 | 0 | 0 | 0 | 0 | 0 | 0 | 0
|  |  |  | Additions to shareholder loan during construction s.a. | 0 | USD 000s | 58134.1987 | 0 | 0 | 0 | 0 | 58134.1987 | 0 | 0 | 0 | 0 | 0 | 0 | 0 | 0 | 0 | 0 | 0 | 0 | 0 | 0 | 0 | 0 | 0 | 0 | 0 | 0 | 0 | 0 | 0 | 0 | 0 | 0 | 0 | 0 | 0 | 0 | 0 | 0 | 0 | 0 | 0 | 0 | 0 | 0 | 0 | 0 | 0 | 0 | 0 | 0 | 0 | 0 | 0 | 0 | 0 | 0 | 0 | 0 | 0 | 0 | 0 | 0 | 0 | 0 | 0 | 0 | 0 | 0 | 0 | 0 | 0 | 0 | 0 | 0 | 0 | 0 | 0 | 0 | 0 | 0 | 0 | 0 | 0 | 0 | 0 | 0 | 0 | 0
|  |  |  | Repayment of equity bridge from share capital | 0 | USD 000s | 0 | 0 | 0 | 0 | 0 | 0 | 0 | 0 | 0 | 0 | 0 | 0 | 0 | 0 | 0 | 0 | 0 | 0 | 0 | 0 | 0 | 0 | 0 | 0 | 0 | 0 | 0 | 0 | 0 | 0 | 0 | 0 | 0 | 0 | 0 | 0 | 0 | 0 | 0 | 0 | 0 | 0 | 0 | 0 | 0 | 0 | 0 | 0 | 0 | 0 | 0 | 0 | 0 | 0 | 0 | 0 | 0 | 0 | 0 | 0 | 0 | 0 | 0 | 0 | 0 | 0 | 0 | 0 | 0 | 0 | 0 | 0 | 0 | 0 | 0 | 0 | 0 | 0 | 0 | 0 | 0 | 0 | 0 | 0 | 0 | 0 | 0 | 0
|  |  |  | Repayment of equity bridge from shareholder loan | 0 | USD 000s | 0 | 0 | 0 | 0 | 0 | 0 | 0 | 0 | 0 | 0 | 0 | 0 | 0 | 0 | 0 | 0 | 0 | 0 | 0 | 0 | 0 | 0 | 0 | 0 | 0 | 0 | 0 | 0 | 0 | 0 | 0 | 0 | 0 | 0 | 0 | 0 | 0 | 0 | 0 | 0 | 0 | 0 | 0 | 0 | 0 | 0 | 0 | 0 | 0 | 0 | 0 | 0 | 0 | 0 | 0 | 0 | 0 | 0 | 0 | 0 | 0 | 0 | 0 | 0 | 0 | 0 | 0 | 0 | 0 | 0 | 0 | 0 | 0 | 0 | 0 | 0 | 0 | 0 | 0 | 0 | 0 | 0 | 0 | 0 | 0 | 0 | 0 | 0
|  |  |  | ADB Loan drawdown s.a. | 0 | USD 000s | 26505.2054 | 0 | 0 | 0 | 0 | 10679.2234 | 10326.0686 | 1850.8466 | 783.4573 | 2865.6096 | 0 | 0 | 0 | 0 | 0 | 0 | 0 | 0 | 0 | 0 | 0 | 0 | 0 | 0 | 0 | 0 | 0 | 0 | 0 | 0 | 0 | 0 | 0 | 0 | 0 | 0 | 0 | 0 | 0 | 0 | 0 | 0 | 0 | 0 | 0 | 0 | 0 | 0 | 0 | 0 | 0 | 0 | 0 | 0 | 0 | 0 | 0 | 0 | 0 | 0 | 0 | 0 | 0 | 0 | 0 | 0 | 0 | 0 | 0 | 0 | 0 | 0 | 0 | 0 | 0 | 0 | 0 | 0 | 0 | 0 | 0 | 0 | 0 | 0 | 0 | 0 | 0 | 0
|  |  |  | EBRD drawdown s.a. | 0 | USD 000s | 34798.3079 | 0 | 0 | 0 | 0 | 14020.6008 | 13556.9488 | 2429.9502 | 1028.5899 | 3762.2181 | 0 | 0 | 0 | 0 | 0 | 0 | 0 | 0 | 0 | 0 | 0 | 0 | 0 | 0 | 0 | 0 | 0 | 0 | 0 | 0 | 0 | 0 | 0 | 0 | 0 | 0 | 0 | 0 | 0 | 0 | 0 | 0 | 0 | 0 | 0 | 0 | 0 | 0 | 0 | 0 | 0 | 0 | 0 | 0 | 0 | 0 | 0 | 0 | 0 | 0 | 0 | 0 | 0 | 0 | 0 | 0 | 0 | 0 | 0 | 0 | 0 | 0 | 0 | 0 | 0 | 0 | 0 | 0 | 0 | 0 | 0 | 0 | 0 | 0 | 0 | 0 | 0 | 0
|  |  |  | AIIB drawdown s.a. | 0 | USD 000s | 20431.0959 | 0 | 0 | 0 | 0 | 8231.9014 | 7959.6778 | 1426.6943 | 603.915 | 2208.9074 | 0 | 0 | 0 | 0 | 0 | 0 | 0 | 0 | 0 | 0 | 0 | 0 | 0 | 0 | 0 | 0 | 0 | 0 | 0 | 0 | 0 | 0 | 0 | 0 | 0 | 0 | 0 | 0 | 0 | 0 | 0 | 0 | 0 | 0 | 0 | 0 | 0 | 0 | 0 | 0 | 0 | 0 | 0 | 0 | 0 | 0 | 0 | 0 | 0 | 0 | 0 | 0 | 0 | 0 | 0 | 0 | 0 | 0 | 0 | 0 | 0 | 0 | 0 | 0 | 0 | 0 | 0 | 0 | 0 | 0 | 0 | 0 | 0 | 0 | 0 | 0 | 0 | 0
|  |  |  | EIB drawdown s.a. | 0 | USD 000s | 20431.0959 | 0 | 0 | 0 | 0 | 8231.9014 | 7959.6778 | 1426.6943 | 603.915 | 2208.9074 | 0 | 0 | 0 | 0 | 0 | 0 | 0 | 0 | 0 | 0 | 0 | 0 | 0 | 0 | 0 | 0 | 0 | 0 | 0 | 0 | 0 | 0 | 0 | 0 | 0 | 0 | 0 | 0 | 0 | 0 | 0 | 0 | 0 | 0 | 0 | 0 | 0 | 0 | 0 | 0 | 0 | 0 | 0 | 0 | 0 | 0 | 0 | 0 | 0 | 0 | 0 | 0 | 0 | 0 | 0 | 0 | 0 | 0 | 0 | 0 | 0 | 0 | 0 | 0 | 0 | 0 | 0 | 0 | 0 | 0 | 0 | 0 | 0 | 0 | 0 | 0 | 0 | 0
|  |  |  | Cash flow available for MMRA |  | USD 000s | 319501.1779 |  | 0 | 0 | 0 | 3735.7543 | -3696.3724 | 3053.8104 | 8917.5557 | 3357.4482 | 8056.3845 | 5979.3259 | 6363.4178 | 6027.3153 | 6100.6004 | 5753.3164 | 6072.2704 | 5738.0555 | 6055.1099 | 5721.173 | 5953.4854 | 5604.0589 | 5891.9161 | 5553.7387 | 5885.3424 | 5556.1816 | 5861.0841 | 4918.5627 | 5167.6957 | 4829.8031 | 5201.3119 | 4887.3288 | 5186.4319 | 4859.2679 | 4566.7263 | 4127.4946 | 5065.7288 | 4861.5706 | 5161.2579 | 4836.127 | 5138.7302 | 4814.8217 | 5119.8845 | 4797.1252 | 5098.4104 | 4775.6264 | 5072.9144 | 4750.0793 | 5005.1149 | 4668.4468 | 5016.8359 | 4705.1924 | 5007.3127 | 4687.605 | 4991.1165 | 4672.4342 | 4927.2206 | 4600.0319 | 4924.9157 | 4611.8639 | 4635.4814 | 4319.9476 | 4086.8253 | 3779.4554 | 4062.6745 | 3755.7924 | 4037.7491 | 3731.3636 | 3984.0515 | 4511.875 | 0 | 0 | 0 | 0 | 0 | 0 | 0 | 0 | 0 | 0 | 0 | 0 | 0 | 0 | 0 | 0 | 0 | 0
|  |  |  | MMRA deposit | 0 | USD 000s | 0 | 0 | 0 | 0 | 0 | 0 | 0 | 0 | 0 | 0 | 0 | 0 | 0 | 0 | 0 | 0 | 0 | 0 | 0 | 0 | 0 | 0 | 0 | 0 | 0 | 0 | 0 | 0 | 0 | 0 | 0 | 0 | 0 | 0 | 0 | 0 | 0 | 0 | 0 | 0 | 0 | 0 | 0 | 0 | 0 | 0 | 0 | 0 | 0 | 0 | 0 | 0 | 0 | 0 | 0 | 0 | 0 | 0 | 0 | 0 | 0 | 0 | 0 | 0 | 0 | 0 | 0 | 0 | 0 | 0 | 0 | 0 | 0 | 0 | 0 | 0 | 0 | 0 | 0 | 0 | 0 | 0 | 0 | 0 | 0 | 0 | 0 | 0
|  |  |  | MMRA release | 0 | USD 000s | 0 | 0 | 0 | 0 | 0 | 0 | 0 | 0 | 0 | 0 | 0 | 0 | 0 | 0 | 0 | 0 | 0 | 0 | 0 | 0 | 0 | 0 | 0 | 0 | 0 | 0 | 0 | 0 | 0 | 0 | 0 | 0 | 0 | 0 | 0 | 0 | 0 | 0 | 0 | 0 | 0 | 0 | 0 | 0 | 0 | 0 | 0 | 0 | 0 | 0 | 0 | 0 | 0 | 0 | 0 | 0 | 0 | 0 | 0 | 0 | 0 | 0 | 0 | 0 | 0 | 0 | 0 | 0 | 0 | 0 | 0 | 0 | 0 | 0 | 0 | 0 | 0 | 0 | 0 | 0 | 0 | 0 | 0 | 0 | 0 | 0 | 0 | 0
|  |  |  | Cash flow available for debt service |  | USD 000s | 319501.1779 |  | 0 | 0 | 0 | 3735.7543 | -3696.3724 | 3053.8104 | 8917.5557 | 3357.4482 | 8056.3845 | 5979.3259 | 6363.4178 | 6027.3153 | 6100.6004 | 5753.3164 | 6072.2704 | 5738.0555 | 6055.1099 | 5721.173 | 5953.4854 | 5604.0589 | 5891.9161 | 5553.7387 | 5885.3424 | 5556.1816 | 5861.0841 | 4918.5627 | 5167.6957 | 4829.8031 | 5201.3119 | 4887.3288 | 5186.4319 | 4859.2679 | 4566.7263 | 4127.4946 | 5065.7288 | 4861.5706 | 5161.2579 | 4836.127 | 5138.7302 | 4814.8217 | 5119.8845 | 4797.1252 | 5098.4104 | 4775.6264 | 5072.9144 | 4750.0793 | 5005.1149 | 4668.4468 | 5016.8359 | 4705.1924 | 5007.3127 | 4687.605 | 4991.1165 | 4672.4342 | 4927.2206 | 4600.0319 | 4924.9157 | 4611.8639 | 4635.4814 | 4319.9476 | 4086.8253 | 3779.4554 | 4062.6745 | 3755.7924 | 4037.7491 | 3731.3636 | 3984.0515 | 4511.875 | 0 | 0 | 0 | 0 | 0 | 0 | 0 | 0 | 0 | 0 | 0 | 0 | 0 | 0 | 0 | 0 | 0 | 0
|  |  |  | Total agent bank fee - operations | 0 | USD 000s | -1140 | 0 | 0 | 0 | 0 | 0 | 0 | 0 | 0 | 0 | -60 | 0 | -60 | 0 | -60 | 0 | -60 | 0 | -60 | 0 | -60 | 0 | -60 | 0 | -60 | 0 | -60 | 0 | -60 | 0 | -60 | 0 | -60 | 0 | -60 | 0 | -60 | 0 | -60 | 0 | -60 | 0 | -60 | 0 | -60 | 0 | -60 | 0 | 0 | 0 | 0 | 0 | 0 | 0 | 0 | 0 | 0 | 0 | 0 | 0 | 0 | 0 | 0 | 0 | 0 | 0 | 0 | 0 | 0 | 0 | 0 | 0 | 0 | 0 | 0 | 0 | 0 | 0 | 0 | 0 | 0 | 0 | 0 | 0 | 0 | 0 | 0 | 0
|  |  |  | GB Refi facility drawdown | 0 | USD 000s | 0 | 0 | 0 | 0 | 0 | 0 | 0 | 0 | 0 | 0 | 0 | 0 | 0 | 0 | 0 | 0 | 0 | 0 | 0 | 0 | 0 | 0 | 0 | 0 | 0 | 0 | 0 | 0 | 0 | 0 | 0 | 0 | 0 | 0 | 0 | 0 | 0 | 0 | 0 | 0 | 0 | 0 | 0 | 0 | 0 | 0 | 0 | 0 | 0 | 0 | 0 | 0 | 0 | 0 | 0 | 0 | 0 | 0 | 0 | 0 | 0 | 0 | 0 | 0 | 0 | 0 | 0 | 0 | 0 | 0 | 0 | 0 | 0 | 0 | 0 | 0 | 0 | 0 | 0 | 0 | 0 | 0 | 0 | 0 | 0 | 0 | 0 | 0
|  |  |  | GB Refi facility upfront fee paid | 0 | USD 000s | 0 | 0 | 0 | 0 | 0 | 0 | 0 | 0 | 0 | 0 | 0 | 0 | 0 | 0 | 0 | 0 | 0 | 0 | 0 | 0 | 0 | 0 | 0 | 0 | 0 | 0 | 0 | 0 | 0 | 0 | 0 | 0 | 0 | 0 | 0 | 0 | 0 | 0 | 0 | 0 | 0 | 0 | 0 | 0 | 0 | 0 | 0 | 0 | 0 | 0 | 0 | 0 | 0 | 0 | 0 | 0 | 0 | 0 | 0 | 0 | 0 | 0 | 0 | 0 | 0 | 0 | 0 | 0 | 0 | 0 | 0 | 0 | 0 | 0 | 0 | 0 | 0 | 0 | 0 | 0 | 0 | 0 | 0 | 0 | 0 | 0 | 0 | 0
|  |  |  | ADB Loan interest | 0 | USD 000s | -17528.7721 | 0 | 0 | 0 | 0 | 0 | 0 | 0 | 0 | 0 | -635.7729 | -823.7588 | -822.1292 | -792.2279 | -790.5347 | -767.2339 | -762.2642 | -730.8726 | -724.5112 | -692.3425 | -683.9844 | -652.2597 | -643.4851 | -612.5397 | -596.2064 | -560.686 | -544.5543 | -508.2333 | -494.7936 | -463.305 | -448.5557 | -418.4804 | -398.5551 | -365.4133 | -345.5194 | -316.7325 | -300.4603 | -269.6458 | -252.1152 | -225.4834 | -204.737 | -176.2946 | -154.5358 | -125.4383 | -101.3235 | -71.5487 | -44.9485 | -7.2893 | 0 | 0 | 0 | 0 | 0 | 0 | 0 | 0 | 0 | 0 | 0 | 0 | 0 | 0 | 0 | 0 | 0 | 0 | 0 | 0 | 0 | 0 | 0 | 0 | 0 | 0 | 0 | 0 | 0 | 0 | 0 | 0 | 0 | 0 | 0 | 0 | 0 | 0 | 0 | 0
|  |  |  | EBRD Loan interest | 0 | USD 000s | -23013.276 | 0 | 0 | 0 | 0 | 0 | 0 | 0 | 0 | 0 | -834.6972 | -1081.5012 | -1079.3617 | -1040.1047 | -1037.8817 | -1007.2904 | -1000.7658 | -959.5523 | -951.2005 | -908.9667 | -897.9934 | -856.3425 | -844.8224 | -804.1946 | -782.7509 | -736.1167 | -714.9376 | -667.2522 | -649.6075 | -608.2666 | -588.9024 | -549.4169 | -523.2573 | -479.7459 | -453.6276 | -415.8336 | -394.4701 | -354.0142 | -330.9985 | -296.034 | -268.7963 | -231.4547 | -202.8879 | -164.6862 | -133.0262 | -93.9353 | -59.0123 | -9.5701 | 0 | 0 | 0 | 0 | 0 | 0 | 0 | 0 | 0 | 0 | 0 | 0 | 0 | 0 | 0 | 0 | 0 | 0 | 0 | 0 | 0 | 0 | 0 | 0 | 0 | 0 | 0 | 0 | 0 | 0 | 0 | 0 | 0 | 0 | 0 | 0 | 0 | 0 | 0 | 0
|  |  |  | AIIB loan interest | 0 | USD 000s | -13511.7618 | 0 | 0 | 0 | 0 | 0 | 0 | 0 | 0 | 0 | -490.0749 | -634.9807 | -633.7246 | -610.6757 | -609.3705 | -591.4094 | -587.5786 | -563.381 | -558.4774 | -533.6807 | -527.238 | -502.7835 | -496.0197 | -472.166 | -459.5757 | -432.1955 | -419.7606 | -391.7631 | -381.4034 | -357.1309 | -345.7617 | -322.5786 | -307.2195 | -281.6727 | -266.3379 | -244.148 | -231.6048 | -207.852 | -194.3388 | -173.8101 | -157.8181 | -135.8938 | -119.1214 | -96.692 | -78.1036 | -55.1521 | -34.6478 | -5.6189 | 0 | 0 | 0 | 0 | 0 | 0 | 0 | 0 | 0 | 0 | 0 | 0 | 0 | 0 | 0 | 0 | 0 | 0 | 0 | 0 | 0 | 0 | 0 | 0 | 0 | 0 | 0 | 0 | 0 | 0 | 0 | 0 | 0 | 0 | 0 | 0 | 0 | 0 | 0 | 0
|  |  |  | EIB interest | 0 | USD 000s | -12507.6535 | 0 | 0 | 0 | 0 | 0 | 0 | 0 | 0 | 0 | -454.5759 | -587.9513 | -586.8793 | -565.8101 | -564.6971 | -548.2049 | -544.6824 | -522.3675 | -517.7153 | -494.7699 | -488.7108 | -466.0921 | -459.7205 | -437.6632 | -425.8648 | -400.4886 | -388.8107 | -362.9006 | -353.1255 | -330.6723 | -319.9476 | -298.4642 | -284.0896 | -260.4559 | -246.0889 | -225.4793 | -213.6436 | -191.6696 | -179.0078 | -160.0439 | -145.1566 | -124.9488 | -109.3798 | -88.7778 | -71.5534 | -50.5294 | -31.6152 | -5.0993 | 0 | 0 | 0 | 0 | 0 | 0 | 0 | 0 | 0 | 0 | 0 | 0 | 0 | 0 | 0 | 0 | 0 | 0 | 0 | 0 | 0 | 0 | 0 | 0 | 0 | 0 | 0 | 0 | 0 | 0 | 0 | 0 | 0 | 0 | 0 | 0 | 0 | 0 | 0 | 0
|  |  |  | ADB Loan scheduled repayment | 0 | USD 000s | -23192.0545 | 0 | 0 | 0 | 0 | 0 | 0 | 0 | 0 | 0 | -137.986 | -487.4176 | -558.5733 | -527.9209 | -528.0463 | -489.4935 | -549.0268 | -517.9957 | -575.8528 | -546.5035 | -586.5785 | -552.9439 | -606.1881 | -571.8443 | -639.8129 | -612.3557 | -673.8609 | -508.114 | -554.5804 | -520.9059 | -595.4638 | -565.9518 | -629.0479 | -599.738 | -528.5693 | -470.6928 | -674.0931 | -672.7611 | -738.6335 | -710.2031 | -780.4178 | -754.7445 | -826.2289 | -801.0138 | -874.2546 | -849.7044 | -923.8177 | -450.7175 | 0 | 0 | 0 | 0 | 0 | 0 | 0 | 0 | 0 | 0 | 0 | 0 | 0 | 0 | 0 | 0 | 0 | 0 | 0 | 0 | 0 | 0 | 0 | 0 | 0 | 0 | 0 | 0 | 0 | 0 | 0 | 0 | 0 | 0 | 0 | 0 | 0 | 0 | 0 | 0
|  |  |  | ADB - repayment from Refi facility | 0 | USD 000s | 0 | 0 | 0 | 0 | 0 | 0 | 0 | 0 | 0 | 0 | 0 | 0 | 0 | 0 | 0 | 0 | 0 | 0 | 0 | 0 | 0 | 0 | 0 | 0 | 0 | 0 | 0 | 0 | 0 | 0 | 0 | 0 | 0 | 0 | 0 | 0 | 0 | 0 | 0 | 0 | 0 | 0 | 0 | 0 | 0 | 0 | 0 | 0 | 0 | 0 | 0 | 0 | 0 | 0 | 0 | 0 | 0 | 0 | 0 | 0 | 0 | 0 | 0 | 0 | 0 | 0 | 0 | 0 | 0 | 0 | 0 | 0 | 0 | 0 | 0 | 0 | 0 | 0 | 0 | 0 | 0 | 0 | 0 | 0 | 0 | 0 | 0 | 0
|  |  |  | EBRD Loan scheduled repayment | 0 | USD 000s | -30448.519 | 0 | 0 | 0 | 0 | 0 | 0 | 0 | 0 | 0 | -181.1598 | -639.9236 | -733.343 | -693.0998 | -693.2645 | -642.6491 | -720.8096 | -680.0692 | -756.0289 | -717.4967 | -770.1106 | -725.9523 | -795.8557 | -750.7663 | -840.0012 | -803.9531 | -884.7024 | -667.0956 | -728.1008 | -683.89 | -781.7759 | -743.03 | -825.868 | -787.3875 | -693.9511 | -617.9659 | -885.0073 | -883.2585 | -969.7414 | -932.4155 | -1024.5994 | -990.8934 | -1084.7442 | -1051.6397 | -1147.7965 | -1115.5648 | -1212.8671 | -591.7407 | 0 | 0 | 0 | 0 | 0 | 0 | 0 | 0 | 0 | 0 | 0 | 0 | 0 | 0 | 0 | 0 | 0 | 0 | 0 | 0 | 0 | 0 | 0 | 0 | 0 | 0 | 0 | 0 | 0 | 0 | 0 | 0 | 0 | 0 | 0 | 0 | 0 | 0 | 0 | 0
|  |  |  | EBRD - repayment from Refi facility | 0 | USD 000s | 0 | 0 | 0 | 0 | 0 | 0 | 0 | 0 | 0 | 0 | 0 | 0 | 0 | 0 | 0 | 0 | 0 | 0 | 0 | 0 | 0 | 0 | 0 | 0 | 0 | 0 | 0 | 0 | 0 | 0 | 0 | 0 | 0 | 0 | 0 | 0 | 0 | 0 | 0 | 0 | 0 | 0 | 0 | 0 | 0 | 0 | 0 | 0 | 0 | 0 | 0 | 0 | 0 | 0 | 0 | 0 | 0 | 0 | 0 | 0 | 0 | 0 | 0 | 0 | 0 | 0 | 0 | 0 | 0 | 0 | 0 | 0 | 0 | 0 | 0 | 0 | 0 | 0 | 0 | 0 | 0 | 0 | 0 | 0 | 0 | 0 | 0 | 0
|  |  |  | AIIB scheduled repayment | 0 | USD 000s | -17877.2086 | 0 | 0 | 0 | 0 | 0 | 0 | 0 | 0 | 0 | -106.3642 | -375.7177 | -430.5669 | -406.939 | -407.0357 | -377.3179 | -423.2082 | -399.2884 | -443.8865 | -421.2631 | -452.1543 | -426.2276 | -467.27 | -440.7967 | -493.1891 | -472.0242 | -519.4344 | -391.6712 | -427.4891 | -401.5316 | -459.0033 | -436.2545 | -484.8911 | -462.298 | -407.4388 | -362.8257 | -519.6135 | -518.5867 | -569.3633 | -547.4482 | -601.572 | -581.7823 | -636.8848 | -617.4481 | -673.9046 | -654.9804 | -712.1094 | -347.4281 | 0 | 0 | 0 | 0 | 0 | 0 | 0 | 0 | 0 | 0 | 0 | 0 | 0 | 0 | 0 | 0 | 0 | 0 | 0 | 0 | 0 | 0 | 0 | 0 | 0 | 0 | 0 | 0 | 0 | 0 | 0 | 0 | 0 | 0 | 0 | 0 | 0 | 0 | 0 | 0
|  |  |  | AIIB - repayment from Refi facility | 0 | USD 000s | 0 | 0 | 0 | 0 | 0 | 0 | 0 | 0 | 0 | 0 | 0 | 0 | 0 | 0 | 0 | 0 | 0 | 0 | 0 | 0 | 0 | 0 | 0 | 0 | 0 | 0 | 0 | 0 | 0 | 0 | 0 | 0 | 0 | 0 | 0 | 0 | 0 | 0 | 0 | 0 | 0 | 0 | 0 | 0 | 0 | 0 | 0 | 0 | 0 | 0 | 0 | 0 | 0 | 0 | 0 | 0 | 0 | 0 | 0 | 0 | 0 | 0 | 0 | 0 | 0 | 0 | 0 | 0 | 0 | 0 | 0 | 0 | 0 | 0 | 0 | 0 | 0 | 0 | 0 | 0 | 0 | 0 | 0 | 0 | 0 | 0 | 0 | 0
|  |  |  | EIB scheduled repayment | 0 | USD 000s | -17877.2089 | 0 | 0 | 0 | 0 | 0 | 0 | 0 | 0 | 0 | -147.1039 | -371.8459 | -420.8806 | -406.5788 | -404.5357 | -380.0184 | -420.8806 | -404.5357 | -443.3548 | -424.9668 | -451.5272 | -431.0961 | -465.829 | -445.3979 | -492.3894 | -476.0445 | -516.9067 | -396.3633 | -424.9668 | -406.5788 | -457.6565 | -439.2686 | -482.1739 | -465.829 | -406.5788 | -367.7597 | -516.9067 | -520.9929 | -565.9414 | -547.5534 | -596.588 | -580.2431 | -629.2778 | -614.976 | -664.0106 | -649.7088 | -700.7866 | -339.1562 | 0 | 0 | 0 | 0 | 0 | 0 | 0 | 0 | 0 | 0 | 0 | 0 | 0 | 0 | 0 | 0 | 0 | 0 | 0 | 0 | 0 | 0 | 0 | 0 | 0 | 0 | 0 | 0 | 0 | 0 | 0 | 0 | 0 | 0 | 0 | 0 | 0 | 0 | 0 | 0
|  |  |  | EIB - repayment from Refi facility | 0 | USD 000s | 0 | 0 | 0 | 0 | 0 | 0 | 0 | 0 | 0 | 0 | 0 | 0 | 0 | 0 | 0 | 0 | 0 | 0 | 0 | 0 | 0 | 0 | 0 | 0 | 0 | 0 | 0 | 0 | 0 | 0 | 0 | 0 | 0 | 0 | 0 | 0 | 0 | 0 | 0 | 0 | 0 | 0 | 0 | 0 | 0 | 0 | 0 | 0 | 0 | 0 | 0 | 0 | 0 | 0 | 0 | 0 | 0 | 0 | 0 | 0 | 0 | 0 | 0 | 0 | 0 | 0 | 0 | 0 | 0 | 0 | 0 | 0 | 0 | 0 | 0 | 0 | 0 | 0 | 0 | 0 | 0 | 0 | 0 | 0 | 0 | 0 | 0 | 0
|  |  |  | GB Refi debt interest | 0 | USD 000s | 0 | 0 | 0 | 0 | 0 | 0 | 0 | 0 | 0 | 0 | 0 | 0 | 0 | 0 | 0 | 0 | 0 | 0 | 0 | 0 | 0 | 0 | 0 | 0 | 0 | 0 | 0 | 0 | 0 | 0 | 0 | 0 | 0 | 0 | 0 | 0 | 0 | 0 | 0 | 0 | 0 | 0 | 0 | 0 | 0 | 0 | 0 | 0 | 0 | 0 | 0 | 0 | 0 | 0 | 0 | 0 | 0 | 0 | 0 | 0 | 0 | 0 | 0 | 0 | 0 | 0 | 0 | 0 | 0 | 0 | 0 | 0 | 0 | 0 | 0 | 0 | 0 | 0 | 0 | 0 | 0 | 0 | 0 | 0 | 0 | 0 | 0 | 0
|  |  |  | GB Refi debt sculpted repayment | 0 | USD 000s | 0 | 0 | 0 | 0 | 0 | 0 | 0 | 0 | 0 | 0 | 0 | 0 | 0 | 0 | 0 | 0 | 0 | 0 | 0 | 0 | 0 | 0 | 0 | 0 | 0 | 0 | 0 | 0 | 0 | 0 | 0 | 0 | 0 | 0 | 0 | 0 | 0 | 0 | 0 | 0 | 0 | 0 | 0 | 0 | 0 | 0 | 0 | 0 | 0 | 0 | 0 | 0 | 0 | 0 | 0 | 0 | 0 | 0 | 0 | 0 | 0 | 0 | 0 | 0 | 0 | 0 | 0 | 0 | 0 | 0 | 0 | 0 | 0 | 0 | 0 | 0 | 0 | 0 | 0 | 0 | 0 | 0 | 0 | 0 | 0 | 0 | 0 | 0
|  |  |  | Cash flow available for DSRA |  | USD 000s | 162404.7235 |  | 0 | 0 | 0 | 3735.7543 | -3696.3724 | 3053.8104 | 8917.5557 | 3357.4482 | 5008.6498 | 976.2291 | 1037.9592 | 983.9585 | 1005.2342 | 949.6988 | 1003.0542 | 959.9931 | 1024.0826 | 981.1831 | 1035.1882 | 990.3611 | 1052.7257 | 1018.37 | 1095.5521 | 1062.3173 | 1138.1165 | 1025.1695 | 1093.6286 | 1057.5219 | 1144.2451 | 1113.8839 | 1191.3295 | 1156.7277 | 1158.6144 | 1106.0569 | 1269.9294 | 1242.7898 | 1301.1179 | 1243.1354 | 1299.045 | 1238.5665 | 1296.8241 | 1236.4533 | 1294.4374 | 1234.5023 | 1293.1098 | 2993.4593 | 5005.1149 | 4668.4468 | 5016.8359 | 4705.1924 | 5007.3127 | 4687.605 | 4991.1165 | 4672.4342 | 4927.2206 | 4600.0319 | 4924.9157 | 4611.8639 | 4635.4814 | 4319.9476 | 4086.8253 | 3779.4554 | 4062.6745 | 3755.7924 | 4037.7491 | 3731.3636 | 3984.0515 | 4511.875 | 0 | 0 | 0 | 0 | 0 | 0 | 0 | 0 | 0 | 0 | 0 | 0 | 0 | 0 | 0 | 0 | 0 | 0
|  |  |  | ADB Cashsweep repayment | 0 | USD 000s | -3313.1507 | 0 | 0 | 0 | 0 | 0 | 0 | 0 | 0 | 0 | 0 | 0 | 0 | 0 | 0 | 0 | -96.6833 | -92.6763 | -99.2149 | -95.2567 | -100.4674 | -96.2602 | -174.3365 | -169.4853 | -183.4714 | -179.0902 | -192.9356 | -170.8269 | -182.8185 | -177.6293 | -193.6461 | -189.7511 | -203.8903 | -199.2906 | -196.4192 | -187.4519 | -131.5489 | 0 | 0 | 0 | 0 | 0 | 0 | 0 | 0 | 0 | 0 | 0 | 0 | 0 | 0 | 0 | 0 | 0 | 0 | 0 | 0 | 0 | 0 | 0 | 0 | 0 | 0 | 0 | 0 | 0 | 0 | 0 | 0 | 0 | 0 | 0 | 0 | 0 | 0 | 0 | 0 | 0 | 0 | 0 | 0 | 0 | 0 | 0 | 0 | 0 | 0 | 0
|  |  |  | EBRD Cashsweep repayment | 0 | USD 000s | -4349.7885 | 0 | 0 | 0 | 0 | 0 | 0 | 0 | 0 | 0 | 0 | 0 | 0 | 0 | 0 | 0 | -126.9342 | -121.6734 | -130.2578 | -125.0612 | -131.9023 | -126.3786 | -228.884 | -222.5148 | -240.877 | -235.125 | -253.3024 | -224.2762 | -240.0198 | -233.207 | -254.2352 | -249.1215 | -267.6846 | -261.6458 | -257.876 | -246.103 | -172.7087 | 0 | 0 | 0 | 0 | 0 | 0 | 0 | 0 | 0 | 0 | 0 | 0 | 0 | 0 | 0 | 0 | 0 | 0 | 0 | 0 | 0 | 0 | 0 | 0 | 0 | 0 | 0 | 0 | 0 | 0 | 0 | 0 | 0 | 0 | 0 | 0 | 0 | 0 | 0 | 0 | 0 | 0 | 0 | 0 | 0 | 0 | 0 | 0 | 0 | 0 | 0
|  |  |  | AIIB Cashsweep repayment | 0 | USD 000s | -2553.887 | 0 | 0 | 0 | 0 | 0 | 0 | 0 | 0 | 0 | 0 | 0 | 0 | 0 | 0 | 0 | -74.5267 | -71.438 | -76.4781 | -73.4271 | -77.4436 | -74.2006 | -134.3844 | -130.6449 | -141.4259 | -138.0487 | -148.7212 | -131.6791 | -140.9226 | -136.9226 | -149.2688 | -146.2664 | -157.1654 | -153.6198 | -151.4065 | -144.4942 | -101.4023 | 0 | 0 | 0 | 0 | 0 | 0 | 0 | 0 | 0 | 0 | 0 | 0 | 0 | 0 | 0 | 0 | 0 | 0 | 0 | 0 | 0 | 0 | 0 | 0 | 0 | 0 | 0 | 0 | 0 | 0 | 0 | 0 | 0 | 0 | 0 | 0 | 0 | 0 | 0 | 0 | 0 | 0 | 0 | 0 | 0 | 0 | 0 | 0 | 0 | 0 | 0
|  |  |  | EIB Cashsweep repayment | 0 | USD 000s | -2553.887 | 0 | 0 | 0 | 0 | 0 | 0 | 0 | 0 | 0 | 0 | 0 | 0 | 0 | 0 | 0 | -74.5267 | -71.438 | -76.4781 | -73.4271 | -77.4436 | -74.2006 | -134.3844 | -130.6449 | -141.4259 | -138.0487 | -148.7212 | -131.6791 | -140.9226 | -136.9226 | -149.2688 | -146.2664 | -157.1654 | -153.6198 | -151.4065 | -144.4942 | -101.4023 | 0 | 0 | 0 | 0 | 0 | 0 | 0 | 0 | 0 | 0 | 0 | 0 | 0 | 0 | 0 | 0 | 0 | 0 | 0 | 0 | 0 | 0 | 0 | 0 | 0 | 0 | 0 | 0 | 0 | 0 | 0 | 0 | 0 | 0 | 0 | 0 | 0 | 0 | 0 | 0 | 0 | 0 | 0 | 0 | 0 | 0 | 0 | 0 | 0 | 0 | 0
|  |  |  | DSRA deposit | 0 | USD 000s | 0 | 0 | 0 | 0 | 0 | 0 | 0 | 0 | 0 | 0 | 0 | 0 | 0 | 0 | 0 | 0 | 0 | 0 | 0 | 0 | 0 | 0 | 0 | 0 | 0 | 0 | 0 | 0 | 0 | 0 | 0 | 0 | 0 | 0 | 0 | 0 | 0 | 0 | 0 | 0 | 0 | 0 | 0 | 0 | 0 | 0 | 0 | 0 | 0 | 0 | 0 | 0 | 0 | 0 | 0 | 0 | 0 | 0 | 0 | 0 | 0 | 0 | 0 | 0 | 0 | 0 | 0 | 0 | 0 | 0 | 0 | 0 | 0 | 0 | 0 | 0 | 0 | 0 | 0 | 0 | 0 | 0 | 0 | 0 | 0 | 0 | 0 | 0
|  |  |  | DSRA release | 0 | USD 000s | 8050.8315 | 0 | 0 | 0 | 0 | 0 | 0 | 0 | 0 | 0 | 8050.8315 | 0 | 0 | 0 | 0 | 0 | 0 | 0 | 0 | 0 | 0 | 0 | 0 | 0 | 0 | 0 | 0 | 0 | 0 | 0 | 0 | 0 | 0 | 0 | 0 | 0 | 0 | 0 | 0 | 0 | 0 | 0 | 0 | 0 | 0 | 0 | 0 | 0 | 0 | 0 | 0 | 0 | 0 | 0 | 0 | 0 | 0 | 0 | 0 | 0 | 0 | 0 | 0 | 0 | 0 | 0 | 0 | 0 | 0 | 0 | 0 | 0 | 0 | 0 | 0 | 0 | 0 | 0 | 0 | 0 | 0 | 0 | 0 | 0 | 0 | 0 | 0 | 0
|  |  |  | Cash flow available for equity bridge loan |  | USD 000s | 157684.842 |  | 0 | 0 | 0 | 3735.7543 | -3696.3724 | 3053.8104 | 8917.5557 | 3357.4482 | 13059.4814 | 976.2291 | 1037.9592 | 983.9585 | 1005.2342 | 949.6988 | 630.3833 | 602.7673 | 641.6536 | 614.0111 | 647.9313 | 619.3212 | 380.7364 | 365.08 | 388.3519 | 372.0046 | 394.4361 | 366.7082 | 388.945 | 372.8404 | 397.8261 | 382.4784 | 405.4238 | 388.5517 | 401.5063 | 383.5136 | 762.8673 | 1242.7898 | 1301.1179 | 1243.1354 | 1299.045 | 1238.5665 | 1296.8241 | 1236.4533 | 1294.4374 | 1234.5023 | 1293.1098 | 2993.4593 | 5005.1149 | 4668.4468 | 5016.8359 | 4705.1924 | 5007.3127 | 4687.605 | 4991.1165 | 4672.4342 | 4927.2206 | 4600.0319 | 4924.9157 | 4611.8639 | 4635.4814 | 4319.9476 | 4086.8253 | 3779.4554 | 4062.6745 | 3755.7924 | 4037.7491 | 3731.3636 | 3984.0515 | 4511.875 | 0 | 0 | 0 | 0 | 0 | 0 | 0 | 0 | 0 | 0 | 0 | 0 | 0 | 0 | 0 | 0 | 0 | 0
|  |  |  | DSRA LC fee | 0 | USD 000s | -461.3039 | 0 | 0 | 0 | 0 | 0 | 0 | 0 | 0 | 0 | -15.8371 | -15.6396 | -15.546 | -14.931 | -15.1383 | -14.935 | -15.0406 | -14.738 | -14.8094 | -14.3774 | -14.4944 | -14.14 | -14.2986 | -14.0802 | -14.1325 | -12.9963 | -12.2168 | -11.8349 | -12.005 | -11.811 | -11.9118 | -11.6748 | -10.903 | -9.6979 | -10.4531 | -11.1837 | -11.4677 | -11.2418 | -11.3968 | -11.2475 | -11.3456 | -11.1371 | -11.2925 | -11.0789 | -11.2254 | -8.3508 | -2.6935 | 0 | 0 | 0 | 0 | 0 | 0 | 0 | 0 | 0 | 0 | 0 | 0 | 0 | 0 | 0 | 0 | 0 | 0 | 0 | 0 | 0 | 0 | 0 | 0 | 0 | 0 | 0 | 0 | 0 | 0 | 0 | 0 | 0 | 0 | 0 | 0 | 0 | 0 | 0 | 0 | 0
|  |  |  | Equity bridge interest paid | 0 | USD 000s | 0 | 0 | 0 | 0 | 0 | 0 | 0 | 0 | 0 | 0 | 0 | 0 | 0 | 0 | 0 | 0 | 0 | 0 | 0 | 0 | 0 | 0 | 0 | 0 | 0 | 0 | 0 | 0 | 0 | 0 | 0 | 0 | 0 | 0 | 0 | 0 | 0 | 0 | 0 | 0 | 0 | 0 | 0 | 0 | 0 | 0 | 0 | 0 | 0 | 0 | 0 | 0 | 0 | 0 | 0 | 0 | 0 | 0 | 0 | 0 | 0 | 0 | 0 | 0 | 0 | 0 | 0 | 0 | 0 | 0 | 0 | 0 | 0 | 0 | 0 | 0 | 0 | 0 | 0 | 0 | 0 | 0 | 0 | 0 | 0 | 0 | 0 | 0
|  |  |  | Withholding tax on equity bridge | 0 | USD 000s | 0 | 0 | 0 | 0 | 0 | 0 | 0 | 0 | 0 | 0 | 0 | 0 | 0 | 0 | 0 | 0 | 0 | 0 | 0 | 0 | 0 | 0 | 0 | 0 | 0 | 0 | 0 | 0 | 0 | 0 | 0 | 0 | 0 | 0 | 0 | 0 | 0 | 0 | 0 | 0 | 0 | 0 | 0 | 0 | 0 | 0 | 0 | 0 | 0 | 0 | 0 | 0 | 0 | 0 | 0 | 0 | 0 | 0 | 0 | 0 | 0 | 0 | 0 | 0 | 0 | 0 | 0 | 0 | 0 | 0 | 0 | 0 | 0 | 0 | 0 | 0 | 0 | 0 | 0 | 0 | 0 | 0 | 0 | 0 | 0 | 0 | 0 | 0
|  |  |  | Additional VAT facility repayment | 0 | USD 000s | -1008.7133 | 0 | 0 | 0 | 0 | 0 | 0 | 0 | 0 | 0 | -1008.7133 | 0 | 0 | 0 | 0 | 0 | 0 | 0 | 0 | 0 | 0 | 0 | 0 | 0 | 0 | 0 | 0 | 0 | 0 | 0 | 0 | 0 | 0 | 0 | 0 | 0 | 0 | 0 | 0 | 0 | 0 | 0 | 0 | 0 | 0 | 0 | 0 | 0 | 0 | 0 | 0 | 0 | 0 | 0 | 0 | 0 | 0 | 0 | 0 | 0 | 0 | 0 | 0 | 0 | 0 | 0 | 0 | 0 | 0 | 0 | 0 | 0 | 0 | 0 | 0 | 0 | 0 | 0 | 0 | 0 | 0 | 0 | 0 | 0 | 0 | 0 | 0 | 0
|  |  |  | Cash flow available for shareholder loan |  | USD 000s | 156214.8248 |  | 0 | 0 | 0 | 3735.7543 | -3696.3724 | 3053.8104 | 8917.5557 | 3357.4482 | 12034.931 | 960.5894 | 1022.4132 | 969.0275 | 990.0959 | 934.7637 | 615.3427 | 588.0293 | 626.8443 | 599.6337 | 633.4368 | 605.1812 | 366.4378 | 350.9998 | 374.2194 | 359.0083 | 382.2194 | 354.8733 | 376.94 | 361.0294 | 385.9144 | 370.8037 | 394.5208 | 378.8538 | 391.0532 | 372.3299 | 751.3996 | 1231.548 | 1289.7211 | 1231.8879 | 1287.6994 | 1227.4294 | 1285.5316 | 1225.3745 | 1283.2119 | 1226.1515 | 1290.4163 | 2993.4593 | 5005.1149 | 4668.4468 | 5016.8359 | 4705.1924 | 5007.3127 | 4687.605 | 4991.1165 | 4672.4342 | 4927.2206 | 4600.0319 | 4924.9157 | 4611.8639 | 4635.4814 | 4319.9476 | 4086.8253 | 3779.4554 | 4062.6745 | 3755.7924 | 4037.7491 | 3731.3636 | 3984.0515 | 4511.875 | 0 | 0 | 0 | 0 | 0 | 0 | 0 | 0 | 0 | 0 | 0 | 0 | 0 | 0 | 0 | 0 | 0 | 0
|  |  |  | Shareholder loan drawdown to meet cash shortfall | 0 | USD 000s | 0 | 0 | 0 | 0 | 0 | 0 | 0 | 0 | 0 | 0 | 0 | 0 | 0 | 0 | 0 | 0 | 0 | 0 | 0 | 0 | 0 | 0 | 0 | 0 | 0 | 0 | 0 | 0 | 0 | 0 | 0 | 0 | 0 | 0 | 0 | 0 | 0 | 0 | 0 | 0 | 0 | 0 | 0 | 0 | 0 | 0 | 0 | 0 | 0 | 0 | 0 | 0 | 0 | 0 | 0 | 0 | 0 | 0 | 0 | 0 | 0 | 0 | 0 | 0 | 0 | 0 | 0 | 0 | 0 | 0 | 0 | 0 | 0 | 0 | 0 | 0 | 0 | 0 | 0 | 0 | 0 | 0 | 0 | 0 | 0 | 0 | 0 | 0
|  |  |  | Shareholder loan interest paid | 0 | USD 000s | -39326.9152 | 0 | 0 | 0 | 0 | 0 | 0 | 0 | 0 | 0 | -1621.8011 | -960.5894 | -977.6849 | -969.0275 | -976.7552 | -934.7637 | -615.3427 | -588.0293 | -626.8443 | -599.6337 | -633.4368 | -605.1812 | -366.4378 | -350.9998 | -374.2194 | -359.0083 | -382.2194 | -354.8733 | -376.94 | -361.0294 | -385.9144 | -370.8037 | -394.5208 | -378.8538 | -391.0532 | -372.3299 | -751.3996 | -1231.548 | -1289.7211 | -1231.8879 | -1287.6994 | -1227.4294 | -1285.5316 | -1225.3745 | -1283.2119 | -1226.1515 | -1290.4163 | -1342.6718 | -1301.4021 | -1208.8093 | -1122.3184 | -1024.9554 | -932.9495 | -831.0904 | -734.6776 | -628.2666 | -527.1624 | -417.1609 | -312.5892 | -197.281 | -86.9164 | 0 | 0 | 0 | 0 | 0 | 0 | 0 | 0 | 0 | 0 | 0 | 0 | 0 | 0 | 0 | 0 | 0 | 0 | 0 | 0 | 0 | 0 | 0 | 0 | 0 | 0 | 0
|  |  |  | Shareholder loan principal repayment | 0 | USD 000s | -79546.2673 | 0 | 0 | 0 | 0 | 0 | 0 | 0 | 0 | 0 | -25781.3261 | 0 | -44.7283 | 0 | -13.3407 | 0 | 0 | 0 | 0 | 0 | 0 | 0 | 0 | 0 | 0 | 0 | 0 | 0 | 0 | 0 | 0 | 0 | 0 | 0 | 0 | 0 | 0 | 0 | 0 | 0 | 0 | 0 | 0 | 0 | 0 | 0 | 0 | -1650.7875 | -3703.7127 | -3459.6375 | -3894.5175 | -3680.2369 | -4074.3632 | -3856.5145 | -4256.439 | -4044.1676 | -4400.0582 | -4182.8709 | -4612.3266 | -4414.5829 | -3476.6572 | 0 | 0 | 0 | 0 | 0 | 0 | 0 | 0 | 0 | 0 | 0 | 0 | 0 | 0 | 0 | 0 | 0 | 0 | 0 | 0 | 0 | 0 | 0 | 0 | 0 | 0 | 0
|  |  |  | Cash flow available for dividends |  | USD 000s | 37341.6423 |  | 0 | 0 | 0 | 3735.7543 | -3696.3724 | 3053.8104 | 8917.5557 | 3357.4482 | -15368.1962 | 1.819e-12 | 0 | 0 | 0 | 0 | 0 | 0 | 0 | 0 | 0 | 0 | 0 | 0 | 0 | 0 | 0 | 0 | 0 | 0 | 0 | 0 | 0 | 0 | 0 | 0 | 0 | 0 | 0 | 0 | 0 | 0 | 0 | 0 | 0 | 0 | 0 | 0 | 0 | 0 | 0 | 0 | 0 | 0 | 0 | 0 | 0 | 0 | 0 | 0 | 1071.9078 | 4319.9476 | 4086.8253 | 3779.4554 | 4062.6745 | 3755.7924 | 4037.7491 | 3731.3636 | 3984.0515 | 4511.875 | 0 | 0 | 0 | 0 | 0 | 0 | 0 | 0 | 0 | 0 | 0 | 0 | 0 | 0 | 0 | 0 | 0 | 0
|  |  |  | Dividend paid / declared | 0 | USD 000s | -30017.1677 | 0 | 0 | 0 | 0 | 0 | 0 | 0 | 0 | 0 | 0 | 0 | 0 | 0 | 0 | 0 | 0 | 0 | 0 | 0 | 0 | 0 | 0 | 0 | 0 | 0 | 0 | 0 | 0 | 0 | 0 | 0 | 0 | 0 | 0 | 0 | 0 | 0 | 0 | 0 | 0 | 0 | 0 | 0 | 0 | 0 | 0 | 0 | 0 | 0 | 0 | 0 | 0 | 0 | 0 | 0 | 0 | 0 | 0 | 0 | -1071.9078 | -4319.9476 | -4086.8253 | -3779.4554 | -4062.6745 | -3755.7924 | -4037.7491 | -3731.3636 | -1171.4519 | 0 | 0 | 0 | 0 | 0 | 0 | 0 | 0 | 0 | 0 | 0 | 0 | 0 | 0 | 0 | 0 | 0 | 0 | 0
|  |  |  | Cash flow available for share capital redemption |  | USD 000s | 7324.4746 |  | 0 | 0 | 0 | 3735.7543 | -3696.3724 | 3053.8104 | 8917.5557 | 3357.4482 | -15368.1962 | 1.819e-12 | 0 | 0 | 0 | 0 | 0 | 0 | 0 | 0 | 0 | 0 | 0 | 0 | 0 | 0 | 0 | 0 | 0 | 0 | 0 | 0 | 0 | 0 | 0 | 0 | 0 | 0 | 0 | 0 | 0 | 0 | 0 | 0 | 0 | 0 | 0 | 0 | 0 | 0 | 0 | 0 | 0 | 0 | 0 | 0 | 0 | 0 | 0 | 0 | 0 | 0 | 0 | 0 | 0 | 0 | 0 | 0 | 2812.5995 | 4511.875 | 0 | 0 | 0 | 0 | 0 | 0 | 0 | 0 | 0 | 0 | 0 | 0 | 0 | 0 | 0 | 0 | 0 | 0
|  |  |  | Sponsor share capital redemption | 0 | USD 000s | -7324.4746 | 0 | 0 | 0 | 0 | 0 | 0 | 0 | 0 | 0 | 0 | 0 | 0 | 0 | 0 | 0 | 0 | 0 | 0 | 0 | 0 | 0 | 0 | 0 | 0 | 0 | 0 | 0 | 0 | 0 | 0 | 0 | 0 | 0 | 0 | 0 | 0 | 0 | 0 | 0 | 0 | 0 | 0 | 0 | 0 | 0 | 0 | 0 | 0 | 0 | 0 | 0 | 0 | 0 | 0 | 0 | 0 | 0 | 0 | 0 | 0 | 0 | 0 | 0 | 0 | 0 | 0 | 0 | -2812.5995 | -4511.875 | 0 | 0 | 0 | 0 | 0 | 0 | 0 | 0 | 0 | 0 | 0 | 0 | 0 | 0 | 0 | 0 | 0 | 0
|  |  |  | Standby equity redemption | 0 | USD 000s | 0 | 0 | 0 | 0 | 0 | 0 | 0 | 0 | 0 | 0 | 0 | 0 | 0 | 0 | 0 | 0 | 0 | 0 | 0 | 0 | 0 | 0 | 0 | 0 | 0 | 0 | 0 | 0 | 0 | 0 | 0 | 0 | 0 | 0 | 0 | 0 | 0 | 0 | 0 | 0 | 0 | 0 | 0 | 0 | 0 | 0 | 0 | 0 | 0 | 0 | 0 | 0 | 0 | 0 | 0 | 0 | 0 | 0 | 0 | 0 | 0 | 0 | 0 | 0 | 0 | 0 | 0 | 0 | 0 | 0 | 0 | 0 | 0 | 0 | 0 | 0 | 0 | 0 | 0 | 0 | 0 | 0 | 0 | 0 | 0 | 0 | 0 | 0
|  |  |  | Net cash flow |  | USD 000s | 0 |  | 0 | 0 | 0 | 3735.7543 | -3696.3724 | 3053.8104 | 8917.5557 | 3357.4482 | -15368.1962 | 1.819e-12 | 0 | 0 | 0 | 0 | 0 | 0 | 0 | 0 | 0 | 0 | 0 | 0 | 0 | 0 | 0 | 0 | 0 | 0 | 0 | 0 | 0 | 0 | 0 | 0 | 0 | 0 | 0 | 0 | 0 | 0 | 0 | 0 | 0 | 0 | 0 | 0 | 0 | 0 | 0 | 0 | 0 | 0 | 0 | 0 | 0 | 0 | 0 | 0 | 0 | 0 | 0 | 0 | 0 | 0 | 0 | 0 | 0 | 0 | 0 | 0 | 0 | 0 | 0 | 0 | 0 | 0 | 0 | 0 | 0 | 0 | 0 | 0 | 0 | 0 | 0 | 0
Balance Sheet
Assets
|  |  |  | IFRIC 12 financial asset balance | 0 | USD 000s | 0 | 0 | 0 | 0 | 0 | 119761.3299 | 160767.7708 | 163489.3653 | 161452.3508 | 159811.3622 | 157563.4719 | 155748.8045 | 153344.972 | 151369.6609 | 149144.679 | 147352.1007 | 145039.7335 | 143156.7753 | 140754.1778 | 138777.9073 | 136387.1052 | 134422.1611 | 131972.6206 | 129946.6315 | 127379.0805 | 125231.2291 | 122572.6088 | 120979.069 | 118961.2415 | 117368.2525 | 115195.8847 | 113443.6765 | 111199.8446 | 109373.6194 | 107804.0376 | 106668.6975 | 104247.4052 | 102237.6693 | 99729.1033 | 97629.0789 | 95024.2654 | 92824.7331 | 90114.7936 | 87806.6293 | 84990.1142 | 82571.8135 | 79647.4588 | 77117.7062 | 74139.6009 | 71553.8642 | 68393.1152 | 65619.1645 | 62324.0904 | 59411.4728 | 55972.4741 | 52911.329 | 49381.8302 | 46226.941 | 42512.4924 | 39166.9636 | 35392.8068 | 31985.0965 | 28054.5074 | 24485.3836 | 20391.1402 | 16653.1791 | 12387.6818 | 8473.0725 | 4063.447 | -3.4452e-09 | -3.5339e-09 | -3.6249e-09 | -3.7183e-09 | -3.8141e-09 | -3.9123e-09 | -4.0131e-09 | -4.1164e-09 | -4.2225e-09 | -4.3312e-09 | -4.4428e-09 | -4.5572e-09 | -4.6746e-09 | -4.795e-09 | -4.9185e-09 | -5.0452e-09 | -5.1751e-09 | -5.3084e-09 | -5.4451e-09
|  |  |  | Non current assets balance for BS | 0 | USD 000s | 0 | 0 | 0 | 0 | 0 | 0 | 0 | 0 | 0 | 0 | 0 | 0 | 0 | 0 | 0 | 0 | 0 | 0 | 0 | 0 | 0 | 0 | 0 | 0 | 0 | 0 | 0 | 0 | 0 | 0 | 0 | 0 | 0 | 0 | 0 | 0 | 0 | 0 | 0 | 0 | 0 | 0 | 0 | 0 | 0 | 0 | 0 | 0 | 0 | 0 | 0 | 0 | 0 | 0 | 0 | 0 | 0 | 0 | 0 | 0 | 0 | 0 | 0 | 0 | 0 | 0 | 0 | 0 | 0 | 0 | 0 | 0 | 0 | 0 | 0 | 0 | 0 | 0 | 0 | 0 | 0 | 0 | 0 | 0 | 0 | 0 | 0 | 0
|  |  |  | Capitalised finance costs balance for BS | 0 | USD 000s | 0 | 0 | 0 | 0 | 0 | 0 | 0 | 0 | 0 | 0 | 0 | 0 | 0 | 0 | 0 | 0 | 0 | 0 | 0 | 0 | 0 | 0 | 0 | 0 | 0 | 0 | 0 | 0 | 0 | 0 | 0 | 0 | 0 | 0 | 0 | 0 | 0 | 0 | 0 | 0 | 0 | 0 | 0 | 0 | 0 | 0 | 0 | 0 | 0 | 0 | 0 | 0 | 0 | 0 | 0 | 0 | 0 | 0 | 0 | 0 | 0 | 0 | 0 | 0 | 0 | 0 | 0 | 0 | 0 | 0 | 0 | 0 | 0 | 0 | 0 | 0 | 0 | 0 | 0 | 0 | 0 | 0 | 0 | 0 | 0 | 0 | 0 | 0
|  |  |  | Total - non-current assets |  | USD 000s |  |  | 0 | 0 | 0 | 119761.3299 | 160767.7708 | 163489.3653 | 161452.3508 | 159811.3622 | 157563.4719 | 155748.8045 | 153344.972 | 151369.6609 | 149144.679 | 147352.1007 | 145039.7335 | 143156.7753 | 140754.1778 | 138777.9073 | 136387.1052 | 134422.1611 | 131972.6206 | 129946.6315 | 127379.0805 | 125231.2291 | 122572.6088 | 120979.069 | 118961.2415 | 117368.2525 | 115195.8847 | 113443.6765 | 111199.8446 | 109373.6194 | 107804.0376 | 106668.6975 | 104247.4052 | 102237.6693 | 99729.1033 | 97629.0789 | 95024.2654 | 92824.7331 | 90114.7936 | 87806.6293 | 84990.1142 | 82571.8135 | 79647.4588 | 77117.7062 | 74139.6009 | 71553.8642 | 68393.1152 | 65619.1645 | 62324.0904 | 59411.4728 | 55972.4741 | 52911.329 | 49381.8302 | 46226.941 | 42512.4924 | 39166.9636 | 35392.8068 | 31985.0965 | 28054.5074 | 24485.3836 | 20391.1402 | 16653.1791 | 12387.6818 | 8473.0725 | 4063.447 | -3.4452e-09 | -3.5339e-09 | -3.6249e-09 | -3.7183e-09 | -3.8141e-09 | -3.9123e-09 | -4.0131e-09 | -4.1164e-09 | -4.2225e-09 | -4.3312e-09 | -4.4428e-09 | -4.5572e-09 | -4.6746e-09 | -4.795e-09 | -4.9185e-09 | -5.0452e-09 | -5.1751e-09 | -5.3084e-09 | -5.4451e-09
|  |  |  | MMRA balance | 0 | USD 000s | 0 | 0 | 0 | 0 | 0 | 0 | 0 | 0 | 0 | 0 | 0 | 0 | 0 | 0 | 0 | 0 | 0 | 0 | 0 | 0 | 0 | 0 | 0 | 0 | 0 | 0 | 0 | 0 | 0 | 0 | 0 | 0 | 0 | 0 | 0 | 0 | 0 | 0 | 0 | 0 | 0 | 0 | 0 | 0 | 0 | 0 | 0 | 0 | 0 | 0 | 0 | 0 | 0 | 0 | 0 | 0 | 0 | 0 | 0 | 0 | 0 | 0 | 0 | 0 | 0 | 0 | 0 | 0 | 0 | 0 | 0 | 0 | 0 | 0 | 0 | 0 | 0 | 0 | 0 | 0 | 0 | 0 | 0 | 0 | 0 | 0 | 0 | 0
|  |  |  | DSRA balance | 0 | USD 000s | 0 | 0 | 0 | 0 | 0 | 0 | 0 | 0 | 0 | 8050.8315 | 0 | 0 | 0 | 0 | 0 | 0 | 0 | 0 | 0 | 0 | 0 | 0 | 0 | 0 | 0 | 0 | 0 | 0 | 0 | 0 | 0 | 0 | 0 | 0 | 0 | 0 | 0 | 0 | 0 | 0 | 0 | 0 | 0 | 0 | 0 | 0 | 0 | 0 | 0 | 0 | 0 | 0 | 0 | 0 | 0 | 0 | 0 | 0 | 0 | 0 | 0 | 0 | 0 | 0 | 0 | 0 | 0 | 0 | 0 | 0 | 0 | 0 | 0 | 0 | 0 | 0 | 0 | 0 | 0 | 0 | 0 | 0 | 0 | 0 | 0 | 0 | 0 | 0
|  |  |  | WCRA balance | 0 | USD 000s | 0 | 0 | 0 | 0 | 0 | 0 | 0 | 0 | 0 | 0 | 0 | 0 | 0 | 0 | 0 | 0 | 0 | 0 | 0 | 0 | 0 | 0 | 0 | 0 | 0 | 0 | 0 | 0 | 0 | 0 | 0 | 0 | 0 | 0 | 0 | 0 | 0 | 0 | 0 | 0 | 0 | 0 | 0 | 0 | 0 | 0 | 0 | 0 | 0 | 0 | 0 | 0 | 0 | 0 | 0 | 0 | 0 | 0 | 0 | 0 | 0 | 0 | 0 | 0 | 0 | 0 | 0 | 0 | 0 | 0 | 0 | 0 | 0 | 0 | 0 | 0 | 0 | 0 | 0 | 0 | 0 | 0 | 0 | 0 | 0 | 0 | 0 | 0
|  |  |  | Accounts receivable balance | 0 | USD 000s | 0 | 0 | 0 | 0 | 0 | 0 | 0 | 0 | 0 | 0 | 1703.4166 | 1579.8036 | 1700.3867 | 1576.9935 | 1697.3224 | 1574.1516 | 1694.2151 | 1571.2698 | 1691.082 | 1568.3641 | 1687.9203 | 1565.4318 | 1684.7069 | 1562.4516 | 1681.4506 | 1559.4315 | 1678.1684 | 1556.3876 | 1674.8605 | 1553.3197 | 1671.5181 | 1550.2199 | 1668.1557 | 1547.1015 | 1664.7532 | 1543.9458 | 1661.3191 | 1540.761 | 1657.8449 | 1537.5389 | 1654.3449 | 1534.2928 | 1650.8105 | 1531.0149 | 1647.2388 | 1527.7024 | 1643.6241 | 1524.3501 | 1639.9808 | 1520.9711 | 1636.3002 | 1517.5576 | 1632.5852 | 1514.1122 | 1628.8416 | 1510.6402 | 1625.0578 | 1507.131 | 1621.2482 | 1503.5979 | 1617.4243 | 1500.0515 | 1613.5602 | 1496.4678 | 1609.6589 | 1492.8496 | 1605.7203 | 1489.1968 | 1601.7502 | 0 | 0 | 0 | 0 | 0 | 0 | 0 | 0 | 0 | 0 | 0 | 0 | 0 | 0 | 0 | 0 | 0 | 0 | 0
|  |  |  | EGR receivable balance | 0 | USD 000s | 0 | 0 | 0 | 0 | 0 | 0 | 0 | 3214.8589 | 1021.3552 | 3214.8589 | 0 | 0 | 0 | 0 | 0 | 0 | 0 | 0 | 0 | 0 | 0 | 0 | 0 | 0 | 0 | 0 | 0 | 0 | 0 | 0 | 0 | 0 | 0 | 0 | 0 | 0 | 0 | 0 | 0 | 0 | 0 | 0 | 0 | 0 | 0 | 0 | 0 | 0 | 0 | 0 | 0 | 0 | 0 | 0 | 0 | 0 | 0 | 0 | 0 | 0 | 0 | 0 | 0 | 0 | 0 | 0 | 0 | 0 | 0 | 0 | 0 | 0 | 0 | 0 | 0 | 0 | 0 | 0 | 0 | 0 | 0 | 0 | 0 | 0 | 0 | 0 | 0 | 0
|  |  |  | Prepaid upfront fee asset balance - ADB Loan | 0 | USD 000s | 0 | 0 | 0 | 0 | 0 | 0 | 0 | 0 | 0 | 0 | 0 | 0 | 0 | 0 | 0 | 0 | 0 | 0 | 0 | 0 | 0 | 0 | 0 | 0 | 0 | 0 | 0 | 0 | 0 | 0 | 0 | 0 | 0 | 0 | 0 | 0 | 0 | 0 | 0 | 0 | 0 | 0 | 0 | 0 | 0 | 0 | 0 | 0 | 0 | 0 | 0 | 0 | 0 | 0 | 0 | 0 | 0 | 0 | 0 | 0 | 0 | 0 | 0 | 0 | 0 | 0 | 0 | 0 | 0 | 0 | 0 | 0 | 0 | 0 | 0 | 0 | 0 | 0 | 0 | 0 | 0 | 0 | 0 | 0 | 0 | 0 | 0 | 0
|  |  |  | Prepaid upfront fee asset balance - EBRD | 0 | USD 000s | 0 | 0 | 0 | 0 | 0 | 0 | 0 | 0 | 0 | 0 | 0 | 0 | 0 | 0 | 0 | 0 | 0 | 0 | 0 | 0 | 0 | 0 | 0 | 0 | 0 | 0 | 0 | 0 | 0 | 0 | 0 | 0 | 0 | 0 | 0 | 0 | 0 | 0 | 0 | 0 | 0 | 0 | 0 | 0 | 0 | 0 | 0 | 0 | 0 | 0 | 0 | 0 | 0 | 0 | 0 | 0 | 0 | 0 | 0 | 0 | 0 | 0 | 0 | 0 | 0 | 0 | 0 | 0 | 0 | 0 | 0 | 0 | 0 | 0 | 0 | 0 | 0 | 0 | 0 | 0 | 0 | 0 | 0 | 0 | 0 | 0 | 0 | 0
|  |  |  | Prepaid upfront fee asset balance - AIIB | 0 | USD 000s | 0 | 0 | 0 | 0 | 0 | 0 | 0 | 0 | 0 | 0 | 0 | 0 | 0 | 0 | 0 | 0 | 0 | 0 | 0 | 0 | 0 | 0 | 0 | 0 | 0 | 0 | 0 | 0 | 0 | 0 | 0 | 0 | 0 | 0 | 0 | 0 | 0 | 0 | 0 | 0 | 0 | 0 | 0 | 0 | 0 | 0 | 0 | 0 | 0 | 0 | 0 | 0 | 0 | 0 | 0 | 0 | 0 | 0 | 0 | 0 | 0 | 0 | 0 | 0 | 0 | 0 | 0 | 0 | 0 | 0 | 0 | 0 | 0 | 0 | 0 | 0 | 0 | 0 | 0 | 0 | 0 | 0 | 0 | 0 | 0 | 0 | 0 | 0
|  |  |  | Prepaid upfront fee asset balance - EIB | 0 | USD 000s | 0 | 0 | 0 | 0 | 0 | 0 | 0 | 0 | 0 | 0 | 0 | 0 | 0 | 0 | 0 | 0 | 0 | 0 | 0 | 0 | 0 | 0 | 0 | 0 | 0 | 0 | 0 | 0 | 0 | 0 | 0 | 0 | 0 | 0 | 0 | 0 | 0 | 0 | 0 | 0 | 0 | 0 | 0 | 0 | 0 | 0 | 0 | 0 | 0 | 0 | 0 | 0 | 0 | 0 | 0 | 0 | 0 | 0 | 0 | 0 | 0 | 0 | 0 | 0 | 0 | 0 | 0 | 0 | 0 | 0 | 0 | 0 | 0 | 0 | 0 | 0 | 0 | 0 | 0 | 0 | 0 | 0 | 0 | 0 | 0 | 0 | 0 | 0
|  |  |  | Retained cash balance | 0 | USD 000s | 0 | 0 | 0 | 0 | 0 | 3735.7543 | 39.3819 | 3093.1923 | 12010.748 | 15368.1962 | -1.819e-12 | 0 | 0 | 0 | 0 | 0 | 0 | 0 | 0 | 0 | 0 | 0 | 0 | 0 | 0 | 0 | 0 | 0 | 0 | 0 | 0 | 0 | 0 | 0 | 0 | 0 | 0 | 0 | 0 | 0 | 0 | 0 | 0 | 0 | 0 | 0 | 0 | 0 | 0 | 0 | 0 | 0 | 0 | 0 | 0 | 0 | 0 | 0 | 0 | 0 | 0 | 0 | 0 | 0 | 0 | 0 | 0 | 0 | 0 | 0 | 0 | 0 | 0 | 0 | 0 | 0 | 0 | 0 | 0 | 0 | 0 | 0 | 0 | 0 | 0 | 0 | 0 | 0
|  |  |  | VAT debtor receivable balance | 0 | USD 000s | 0 | 0 | 0 | 0 | 0 | 0 | 0 | 385.7831 | 122.5626 | 385.7831 | 204.41 | 189.5764 | 204.0464 | 189.2392 | 203.6787 | 188.8982 | 203.3058 | 188.5524 | 202.9298 | 188.2037 | 202.5504 | 187.8518 | 202.1648 | 187.4942 | 201.7741 | 187.1318 | 201.3802 | 186.7665 | 200.9833 | 186.3984 | 200.5822 | 186.0264 | 200.1787 | 185.6522 | 199.7704 | 185.2735 | 199.3583 | 184.8913 | 198.9414 | 184.5047 | 198.5214 | 184.1151 | 198.0973 | 183.7218 | 197.6687 | 183.3243 | 197.2349 | 182.922 | 196.7977 | 182.5165 | 196.356 | 182.1069 | 195.9102 | 181.6935 | 195.461 | 181.2768 | 195.0069 | 180.8557 | 194.5498 | 180.4317 | 194.0909 | 180.0062 | 193.6272 | 179.5761 | 193.1591 | 179.142 | 192.6864 | 178.7036 | 192.21 | 0 | 0 | 0 | 0 | 0 | 0 | 0 | 0 | 0 | 0 | 0 | 0 | 0 | 0 | 0 | 0 | 0 | 0 | 0
|  |  |  | Total - current assets |  | USD 000s |  |  | 0 | 0 | 0 | 3735.7543 | 39.3819 | 6693.8342 | 13154.6658 | 27019.6697 | 1907.8266 | 1769.38 | 1904.4331 | 1766.2328 | 1901.0011 | 1763.0498 | 1897.521 | 1759.8222 | 1894.0119 | 1756.5678 | 1890.4707 | 1753.2836 | 1886.8718 | 1749.9458 | 1883.2246 | 1746.5633 | 1879.5486 | 1743.1541 | 1875.8437 | 1739.718 | 1872.1003 | 1736.2463 | 1868.3344 | 1732.7536 | 1864.5235 | 1729.2193 | 1860.6774 | 1725.6523 | 1856.7863 | 1722.0435 | 1852.8663 | 1718.408 | 1848.9077 | 1714.7367 | 1844.9075 | 1711.0267 | 1840.859 | 1707.2721 | 1836.7785 | 1703.4877 | 1832.6562 | 1699.6646 | 1828.4954 | 1695.8057 | 1824.3025 | 1691.9171 | 1820.0647 | 1687.9868 | 1815.798 | 1684.0296 | 1811.5152 | 1680.0576 | 1807.1874 | 1676.044 | 1802.818 | 1671.9916 | 1798.4067 | 1667.9005 | 1793.9602 | 0 | 0 | 0 | 0 | 0 | 0 | 0 | 0 | 0 | 0 | 0 | 0 | 0 | 0 | 0 | 0 | 0 | 0 | 0
|  |  |  | Total assets |  | USD 000s |  |  | 0 | 0 | 0 | 123497.0843 | 160807.1527 | 170183.1995 | 174607.0166 | 186831.0319 | 159471.2985 | 157518.1845 | 155249.4051 | 153135.8937 | 151045.6801 | 149115.1505 | 146937.2544 | 144916.5974 | 142648.1897 | 140534.4751 | 138277.5759 | 136175.4447 | 133859.4924 | 131696.5772 | 129262.3051 | 126977.7924 | 124452.1575 | 122722.223 | 120837.0852 | 119107.9705 | 117067.985 | 115179.9228 | 113068.179 | 111106.373 | 109668.5611 | 108397.9169 | 106108.0826 | 103963.3216 | 101585.8896 | 99351.1224 | 96877.1317 | 94543.1411 | 91963.7014 | 89521.366 | 86835.0217 | 84282.8402 | 81488.3178 | 78824.9783 | 75976.3794 | 73257.3518 | 70225.7715 | 67318.8291 | 64152.5858 | 61107.2785 | 57796.7766 | 54603.246 | 51201.8949 | 47914.9277 | 44328.2904 | 40850.9933 | 37204.322 | 33665.1542 | 29861.6948 | 26161.4275 | 22193.9581 | 18325.1706 | 14186.0886 | 10140.973 | 5857.4073 | -3.4452e-09 | -3.5339e-09 | -3.6249e-09 | -3.7183e-09 | -3.8141e-09 | -3.9123e-09 | -4.0131e-09 | -4.1164e-09 | -4.2225e-09 | -4.3312e-09 | -4.4428e-09 | -4.5572e-09 | -4.6746e-09 | -4.795e-09 | -4.9185e-09 | -5.0452e-09 | -5.1751e-09 | -5.3084e-09 | -5.4451e-09
Equity
|  |  |  | Sponsor share capital balance | 0 | USD 000s | 0 | 0 | 0 | 0 | 0 | 19500.7935 | 19500.7935 | 19500.7935 | 19500.7935 | 19500.7935 | 19500.7935 | 19500.7935 | 19500.7935 | 19500.7935 | 19500.7935 | 19500.7935 | 19500.7935 | 19500.7935 | 19500.7935 | 19500.7935 | 19500.7935 | 19500.7935 | 19500.7935 | 19500.7935 | 19500.7935 | 19500.7935 | 19500.7935 | 19500.7935 | 19500.7935 | 19500.7935 | 19500.7935 | 19500.7935 | 19500.7935 | 19500.7935 | 19500.7935 | 19500.7935 | 19500.7935 | 19500.7935 | 19500.7935 | 19500.7935 | 19500.7935 | 19500.7935 | 19500.7935 | 19500.7935 | 19500.7935 | 19500.7935 | 19500.7935 | 19500.7935 | 19500.7935 | 19500.7935 | 19500.7935 | 19500.7935 | 19500.7935 | 19500.7935 | 19500.7935 | 19500.7935 | 19500.7935 | 19500.7935 | 19500.7935 | 19500.7935 | 19500.7935 | 19500.7935 | 19500.7935 | 19500.7935 | 19500.7935 | 19500.7935 | 19500.7935 | 19500.7935 | 16688.194 | 12176.319 | 12176.319 | 12176.319 | 12176.319 | 12176.319 | 12176.319 | 12176.319 | 12176.319 | 12176.319 | 12176.319 | 12176.319 | 12176.319 | 12176.319 | 12176.319 | 12176.319 | 12176.319 | 12176.319 | 12176.319 | 12176.319
|  |  |  | Standby equity balance | 0 | USD 000s | 0 | 0 | 0 | 0 | 0 | 0 | 0 | 0 | 0 | 0 | 0 | 0 | 0 | 0 | 0 | 0 | 0 | 0 | 0 | 0 | 0 | 0 | 0 | 0 | 0 | 0 | 0 | 0 | 0 | 0 | 0 | 0 | 0 | 0 | 0 | 0 | 0 | 0 | 0 | 0 | 0 | 0 | 0 | 0 | 0 | 0 | 0 | 0 | 0 | 0 | 0 | 0 | 0 | 0 | 0 | 0 | 0 | 0 | 0 | 0 | 0 | 0 | 0 | 0 | 0 | 0 | 0 | 0 | 0 | 0 | 0 | 0 | 0 | 0 | 0 | 0 | 0 | 0 | 0 | 0 | 0 | 0 | 0 | 0 | 0 | 0 | 0 | 0
|  |  |  | Legal reserves balance | 0 | USD 000s | 0 | 0 | 0 | 0 | 0 | 0 | 0 | 0 | 0 | 0 | 0 | 0 | 0 | 0 | 0 | 0 | 0 | 0 | 0 | 0 | 0 | 0 | 0 | 0 | 0 | 0 | 0 | 0 | 0 | 0 | 0 | 0 | 0 | 0 | 0 | 0 | 0 | 0 | 0 | 0 | 0 | 0 | 0 | 0 | 0 | 0 | 0 | 0 | 0 | 0 | 0 | 0 | 0 | 0 | 0 | 0 | 0 | 0 | 0 | 0 | 0 | 0 | 0 | 0 | 0 | 0 | 0 | 0 | 0 | 0 | 0 | 0 | 0 | 0 | 0 | 0 | 0 | 0 | 0 | 0 | 0 | 0 | 0 | 0 | 0 | 0 | 0 | 0
|  |  |  | Retained earnings balance | 0 | USD 000s | 0 | 0 | 0 | 0 | 0 | 1771.6114 | 2785.756 | 2906.8836 | 2743.9864 | 2391.4484 | 1522.921 | 1289.7429 | 1002.406 | 782.0611 | 529.7967 | 344.5261 | 110.6047 | -52.0146 | -258.5455 | -391.9112 | -560.929 | -655.0177 | -787.8077 | -841.9309 | -933.7837 | -943.7592 | -985.9175 | -904.5272 | -852.9365 | -719.2048 | -622.6909 | -441.7387 | -288.4441 | -46.4778 | 214.9701 | 565.6208 | 839.4828 | 1200.0942 | 1533.5308 | 1955.8993 | 2353.7057 | 2843.5042 | 3311.5807 | 3874.9372 | 4420.2211 | 5067.019 | 5705.5341 | 6449.4253 | 7231.6982 | 8029.4327 | 8844.1838 | 9674.4748 | 10525.9608 | 11394.035 | 12283.9639 | 13191.3376 | 14125.1305 | 15077.6391 | 16052.1275 | 17045.8855 | 16819.1161 | 13336.2873 | 9476.1828 | 5832.1198 | 1808.1145 | -2004.6045 | -6200.1128 | -10189.2972 | -11716.5822 | -12176.3189 | -12176.3189 | -12176.3189 | -12176.3189 | -12176.3189 | -12176.3189 | -12176.3189 | -12176.3189 | -12176.3189 | -12176.3189 | -12176.3189 | -12176.3189 | -12176.3189 | -12176.3189 | -12176.3189 | -12176.3189 | -12176.3189 | -12176.3189 | -12176.3189
|  |  |  | Total - shareholders' equity |  | USD 000s |  |  | 0 | 0 | 0 | 21272.405 | 22286.5496 | 22407.6771 | 22244.78 | 21892.2419 | 21023.7145 | 20790.5364 | 20503.1995 | 20282.8546 | 20030.5902 | 19845.3196 | 19611.3982 | 19448.7789 | 19242.248 | 19108.8823 | 18939.8645 | 18845.7758 | 18712.9858 | 18658.8626 | 18567.0098 | 18557.0343 | 18514.876 | 18596.2663 | 18647.857 | 18781.5887 | 18878.1026 | 19059.0548 | 19212.3495 | 19454.3157 | 19715.7636 | 20066.4143 | 20340.2763 | 20700.8877 | 21034.3244 | 21456.6928 | 21854.4992 | 22344.2977 | 22812.3742 | 23375.7307 | 23921.0146 | 24567.8125 | 25206.3276 | 25950.2188 | 26732.4917 | 27530.2262 | 28344.9773 | 29175.2683 | 30026.7543 | 30894.8285 | 31784.7574 | 32692.1311 | 33625.9241 | 34578.4326 | 35552.921 | 36546.679 | 36319.9096 | 32837.0808 | 28976.9763 | 25332.9133 | 21308.908 | 17496.189 | 13300.6807 | 9311.4963 | 4971.6118 | 3.0933e-06 | 3.105e-06 | 3.1172e-06 | 3.1297e-06 | 3.1427e-06 | 3.156e-06 | 3.1699e-06 | 3.1842e-06 | 3.1989e-06 | 3.2142e-06 | 3.23e-06 | 3.2463e-06 | 3.2631e-06 | 3.2805e-06 | 3.2985e-06 | 3.3171e-06 | 3.3363e-06 | 3.3562e-06 | 3.3767e-06
Liabilities
|  |  |  | Equity bridge IFRS balance | 0 | USD 000s | 0 | 0 | 0 | 0 | 0 | 0 | 0 | 0 | 0 | 0 | 0 | 0 | 0 | 0 | 0 | 0 | 0 | 0 | 0 | 0 | 0 | 0 | 0 | 0 | 0 | 0 | 0 | 0 | 0 | 0 | 0 | 0 | 0 | 0 | 0 | 0 | 0 | 0 | 0 | 0 | 0 | 0 | 0 | 0 | 0 | 0 | 0 | 0 | 0 | 0 | 0 | 0 | 0 | 0 | 0 | 0 | 0 | 0 | 0 | 0 | 0 | 0 | 0 | 0 | 0 | 0 | 0 | 0 | 0 | 0 | 0 | 0 | 0 | 0 | 0 | 0 | 0 | 0 | 0 | 0 | 0 | 0 | 0 | 0 | 0 | 0 | 0 | 0
|  |  |  | ADB Loan IFRS balance | 0 | USD 000s | 0 | 0 | 0 | 0 | 0 | 9949.5908 | 19461.5723 | 21150.4595 | 21850.6583 | 24684.847 | 24811.3935 | 24405.1378 | 23914.5391 | 23466.601 | 23003.8934 | 22586.1636 | 22001.9514 | 21462.8615 | 20846.0758 | 20272.2707 | 19640.6103 | 19055.4784 | 18326.4598 | 17640.9928 | 16864.9041 | 16127.8687 | 15304.7332 | 14675.7531 | 13978.8143 | 13326.8091 | 12575.1988 | 11859.658 | 11060.71 | 10299.6742 | 9604.8158 | 8980.2452 | 8201.6702 | 7558.3944 | 6843.3153 | 6157.2181 | 5396.6293 | 4662.4159 | 3851.6987 | 3065.7257 | 2201.9607 | 1361.0175 | 441.8903 | 2.9729e-11 | 3.0813e-11 | 3.1937e-11 | 3.3102e-11 | 3.4309e-11 | 3.5561e-11 | 3.6858e-11 | 3.8202e-11 | 3.9595e-11 | 4.1039e-11 | 4.2536e-11 | 4.4087e-11 | 4.5695e-11 | 4.7362e-11 | 4.9089e-11 | 5.088e-11 | 5.2735e-11 | 5.4659e-11 | 5.6652e-11 | 5.8719e-11 | 6.086e-11 | 6.308e-11 | 6.5381e-11 | 6.7765e-11 | 7.0237e-11 | 7.2798e-11 | 7.5453e-11 | 7.8205e-11 | 8.1058e-11 | 8.4014e-11 | 8.7078e-11 | 9.0254e-11 | 9.3546e-11 | 9.6958e-11 | 1.0049e-10 | 1.0416e-10 | 1.0796e-10 | 1.119e-10 | 1.1598e-10 | 1.2021e-10 | 1.2459e-10
|  |  |  | EBRD IFRS balance | 0 | USD 000s | 0 | 0 | 0 | 0 | 0 | 13554.2743 | 26672.4897 | 29039.8681 | 30038.3887 | 33796.7181 | 33912.2609 | 33326.1038 | 32629.0443 | 31988.1498 | 31327.8585 | 30726.6697 | 29906.7851 | 29146.6681 | 28284.9127 | 27480.2713 | 26600.2115 | 25782.0232 | 24775.556 | 23827.482 | 22761.5164 | 21748.3001 | 20623.4173 | 19755.1954 | 18798.8044 | 17902.7612 | 16877.1716 | 15900.5938 | 14816.0819 | 13783.295 | 12839.2585 | 11989.1708 | 10938.3416 | 10067.2476 | 9103.525 | 8179.8308 | 7160.2681 | 6177.6216 | 5096.7954 | 4051.0931 | 2905.8873 | 1793.6664 | 581.8329 | -1.0231e-07 | -1.0574e-07 | -1.0928e-07 | -1.1294e-07 | -1.1672e-07 | -1.2062e-07 | -1.2466e-07 | -1.2883e-07 | -1.3315e-07 | -1.376e-07 | -1.4221e-07 | -1.4697e-07 | -1.5189e-07 | -1.5698e-07 | -1.6223e-07 | -1.6766e-07 | -1.7328e-07 | -1.7908e-07 | -1.8507e-07 | -1.9127e-07 | -1.9767e-07 | -2.0429e-07 | -2.1113e-07 | -2.1819e-07 | -2.255e-07 | -2.3305e-07 | -2.4085e-07 | -2.4891e-07 | -2.5724e-07 | -2.6586e-07 | -2.7476e-07 | -2.8395e-07 | -2.9346e-07 | -3.0328e-07 | -3.1344e-07 | -3.2393e-07 | -3.3477e-07 | -3.4598e-07 | -3.5756e-07 | -3.6953e-07 | -3.819e-07
|  |  |  | AIIB IFRS balance | 0 | USD 000s | 0 | 0 | 0 | 0 | 0 | 7958.1076 | 15660.1923 | 17050.1488 | 17636.4092 | 19843.0335 | 19910.872 | 19566.7221 | 19157.4583 | 18781.1705 | 18393.4944 | 18040.519 | 17559.141 | 17112.8542 | 16606.8926 | 16134.4643 | 15617.7557 | 15137.3736 | 14546.4475 | 13989.8058 | 13363.9464 | 12769.0578 | 12108.6064 | 11598.8482 | 11037.3233 | 10511.2304 | 9909.077 | 9335.6998 | 8698.9514 | 8092.5723 | 7538.301 | 7039.1899 | 6422.2176 | 5910.7731 | 5344.9436 | 4802.6159 | 4204.0011 | 3627.0608 | 2992.4764 | 2378.5142 | 1706.1307 | 1053.1136 | 341.611 | -6.0025e-08 | -6.2035e-08 | -6.4112e-08 | -6.6258e-08 | -6.8476e-08 | -7.0768e-08 | -7.3137e-08 | -7.5586e-08 | -7.8116e-08 | -8.0731e-08 | -8.3434e-08 | -8.6227e-08 | -8.9113e-08 | -9.2097e-08 | -9.518e-08 | -9.8366e-08 | -1.0166e-07 | -1.0506e-07 | -1.0858e-07 | -1.1221e-07 | -1.1597e-07 | -1.1985e-07 | -1.2387e-07 | -1.2801e-07 | -1.323e-07 | -1.3673e-07 | -1.413e-07 | -1.4603e-07 | -1.5092e-07 | -1.5597e-07 | -1.612e-07 | -1.6659e-07 | -1.7217e-07 | -1.7793e-07 | -1.8389e-07 | -1.9005e-07 | -1.9641e-07 | -2.0298e-07 | -2.0978e-07 | -2.168e-07 | -2.2406e-07
|  |  |  | EIB IFRS balance | 0 | USD 000s | 0 | 0 | 0 | 0 | 0 | 7959.115 | 15674.0918 | 17065.8239 | 17653.3485 | 19860.6158 | 19877.4902 | 19536.7726 | 19137.4808 | 18761.1242 | 18376.2022 | 18020.3013 | 17541.4495 | 17089.4326 | 16584.1307 | 16107.4757 | 15591.4575 | 15105.661 | 14516.1892 | 13954.5865 | 13329.5187 | 12730.0815 | 12072.1182 | 11557.1585 | 10998.0885 | 10466.4476 | 9865.5496 | 9288.8106 | 8654.6795 | 8044.3227 | 7490.7871 | 6986.3526 | 6371.9883 | 5857.7798 | 5295.2698 | 4752.5924 | 4158.8662 | 3583.2012 | 2956.1415 | 2344.4561 | 1681.9096 | 1034.054 | 333.8576 | -9.997e-09 | -1.0308e-08 | -1.0629e-08 | -1.096e-08 | -1.1302e-08 | -1.1654e-08 | -1.2017e-08 | -1.2391e-08 | -1.2777e-08 | -1.3175e-08 | -1.3585e-08 | -1.4008e-08 | -1.4445e-08 | -1.4894e-08 | -1.5358e-08 | -1.5837e-08 | -1.633e-08 | -1.6838e-08 | -1.7363e-08 | -1.7904e-08 | -1.8461e-08 | -1.9036e-08 | -1.9629e-08 | -2.024e-08 | -2.0871e-08 | -2.1521e-08 | -2.2191e-08 | -2.2882e-08 | -2.3595e-08 | -2.433e-08 | -2.5088e-08 | -2.5869e-08 | -2.6675e-08 | -2.7505e-08 | -2.8362e-08 | -2.9245e-08 | -3.0156e-08 | -3.1095e-08 | -3.2064e-08 | -3.3062e-08 | -3.4092e-08
|  |  |  | GB Refi debt balance | 0 | USD 000s | 0 | 0 | 0 | 0 | 0 | 0 | 0 | 0 | 0 | 0 | 0 | 0 | 0 | 0 | 0 | 0 | 0 | 0 | 0 | 0 | 0 | 0 | 0 | 0 | 0 | 0 | 0 | 0 | 0 | 0 | 0 | 0 | 0 | 0 | 0 | 0 | 0 | 0 | 0 | 0 | 0 | 0 | 0 | 0 | 0 | 0 | 0 | 0 | 0 | 0 | 0 | 0 | 0 | 0 | 0 | 0 | 0 | 0 | 0 | 0 | 0 | 0 | 0 | 0 | 0 | 0 | 0 | 0 | 0 | 0 | 0 | 0 | 0 | 0 | 0 | 0 | 0 | 0 | 0 | 0 | 0 | 0 | 0 | 0 | 0 | 0 | 0 | 0
|  |  |  | VAT facility balance | 0 | USD 000s | 0 | 0 | 0 | 0 | 0 | 17634.79 | 5192.9456 | 1394.3828 | 983.9636 | 1008.7133 | 0 | 0 | 0 | 0 | 0 | 0 | 0 | 0 | 0 | 0 | 0 | 0 | 0 | 0 | 0 | 0 | 0 | 0 | 0 | 0 | 0 | 0 | 0 | 0 | 0 | 0 | 0 | 0 | 0 | 0 | 0 | 0 | 0 | 0 | 0 | 0 | 0 | 0 | 0 | 0 | 0 | 0 | 0 | 0 | 0 | 0 | 0 | 0 | 0 | 0 | 0 | 0 | 0 | 0 | 0 | 0 | 0 | 0 | 0 | 0 | 0 | 0 | 0 | 0 | 0 | 0 | 0 | 0 | 0 | 0 | 0 | 0 | 0 | 0 | 0 | 0 | 0 | 0
|  |  |  | Shareholder loan balance | 0 | USD 000s | 0 | 0 | 0 | 0 | 0 | 58710.8486 | 60193.9944 | 61714.6071 | 63273.6333 | 64872.0435 | 39090.7174 | 39107.3959 | 39062.6677 | 39070.2068 | 39056.8661 | 39098.524 | 39460.6445 | 39859.1312 | 40228.7652 | 40634.8507 | 41017.2852 | 41437.5361 | 42107.0366 | 42808.7128 | 43504.7112 | 44233.3207 | 44956.9343 | 45725.9844 | 46492.1939 | 47293.4694 | 48089.8918 | 48921.3354 | 49749.848 | 50614.7404 | 51489.0557 | 52403.9522 | 52962.6514 | 53055.1697 | 53091.8278 | 53187.2356 | 53229.2171 | 53332.5181 | 53380.2995 | 53489.4325 | 53543.4564 | 53655.8913 | 53706.8722 | 52056.0847 | 48352.372 | 44892.7345 | 40998.217 | 37317.9801 | 33243.6169 | 29387.1023 | 25130.6634 | 21086.4958 | 16686.4376 | 12503.5667 | 7891.2401 | 3476.6572 | 0 | 0 | 0 | 0 | 0 | 0 | 0 | 0 | 0 | 0 | 0 | 0 | 0 | 0 | 0 | 0 | 0 | 0 | 0 | 0 | 0 | 0 | 0 | 0 | 0 | 0 | 0 | 0
|  |  |  | Total - long-term debt |  | USD 000s |  |  | 0 | 0 | 0 | 115766.7264 | 142855.286 | 147415.2902 | 151436.4017 | 164065.9713 | 137602.734 | 135942.1324 | 133901.1902 | 132067.2523 | 130158.3146 | 128472.1776 | 126469.9715 | 124670.9476 | 122550.777 | 120629.3328 | 118467.3202 | 116518.0722 | 114271.6892 | 112221.5799 | 109824.5967 | 107608.6287 | 105065.8094 | 103312.9396 | 101305.2245 | 99500.7178 | 97316.8888 | 95306.0976 | 92980.2708 | 90834.6047 | 88962.2181 | 87398.9106 | 84896.869 | 82449.3645 | 79678.8815 | 77079.4928 | 74148.9818 | 71382.8176 | 68277.4116 | 65329.2216 | 62039.3446 | 58897.7427 | 55406.064 | 52056.0847 | 48352.372 | 44892.7345 | 40998.217 | 37317.9801 | 33243.6169 | 29387.1023 | 25130.6634 | 21086.4958 | 16686.4376 | 12503.5667 | 7891.2401 | 3476.6572 | -2.6392e-07 | -2.7272e-07 | -2.8181e-07 | -2.9121e-07 | -3.0092e-07 | -3.1096e-07 | -3.2133e-07 | -3.3204e-07 | -3.4311e-07 | -3.5456e-07 | -3.6638e-07 | -3.786e-07 | -3.9122e-07 | -4.0427e-07 | -4.1775e-07 | -4.3168e-07 | -4.4608e-07 | -4.6095e-07 | -4.7633e-07 | -4.9221e-07 | -5.0863e-07 | -5.2559e-07 | -5.4312e-07 | -5.6123e-07 | -5.7995e-07 | -5.9929e-07 | -6.1928e-07 | -6.3993e-07
|  |  |  | Accounts payable balance | 0 | USD 000s | 0 | 0 | 0 | 0 | 0 | 0 | 0 | 0 | 0 | 0 | 42.5156 | 42.5156 | 45.0466 | 45.0466 | 65.7197 | 65.7197 | 66.6585 | 66.6585 | 67.8832 | 67.8832 | 94.0461 | 94.0461 | 103.3718 | 103.3718 | 99.3786 | 99.3786 | 103.0486 | 103.0486 | 125.1104 | 125.1104 | 110.4138 | 110.4138 | 116.9436 | 116.9436 | 299.2155 | 299.2155 | 114.8502 | 114.8502 | 120.1846 | 120.1846 | 124.3206 | 124.3206 | 127.3852 | 127.3852 | 131.2311 | 131.2311 | 135.9167 | 135.9167 | 163.0077 | 163.0077 | 151.8016 | 151.8016 | 154.0214 | 154.0214 | 155.4873 | 155.4873 | 171.1024 | 171.1024 | 165.5158 | 165.5158 | 168.8261 | 168.8261 | 172.2026 | 172.2026 | 175.6466 | 175.6466 | 179.1596 | 179.1596 | 182.7428 | 0 | 0 | 0 | 0 | 0 | 0 | 0 | 0 | 0 | 0 | 0 | 0 | 0 | 0 | 0 | 0 | 0 | 0 | 0
|  |  |  | Pre-completion operating cost payable balance | 0 | USD 000s | 0 | 0 | 0 | 0 | 0 | 0 | 0 | 150.675 | 150.675 | 150.675 | 0 | 0 | 0 | 0 | 0 | 0 | 0 | 0 | 0 | 0 | 0 | 0 | 0 | 0 | 0 | 0 | 0 | 0 | 0 | 0 | 0 | 0 | 0 | 0 | 0 | 0 | 0 | 0 | 0 | 0 | 0 | 0 | 0 | 0 | 0 | 0 | 0 | 0 | 0 | 0 | 0 | 0 | 0 | 0 | 0 | 0 | 0 | 0 | 0 | 0 | 0 | 0 | 0 | 0 | 0 | 0 | 0 | 0 | 0 | 0 | 0 | 0 | 0 | 0 | 0 | 0 | 0 | 0 | 0 | 0 | 0 | 0 | 0 | 0 | 0 | 0 | 0 | 0
|  |  |  | Corporate tax payable balance | 0 | USD 000s | 0 | 0 | 0 | 0 | 0 | 0 | 0 | 0 | 0 | 0 | 0 | 0 | 0 | 0 | 0 | 0 | 0 | 0 | 0 | 0 | 0 | 0 | 0 | 0 | 0 | 0 | 0 | 0 | 0 | 0 | 0 | 0 | 0 | 0 | 0 | 0 | 0 | 0 | 0 | 0 | 0 | 0 | 0 | 0 | 0 | 0 | 0 | 0 | 0 | 0 | 0 | 0 | 0 | 0 | 0 | 0 | 0 | 0 | 0 | 0 | 0 | 0 | 0 | 0 | 0 | 0 | 0 | 0 | 0 | 0 | 0 | 0 | 0 | 0 | 0 | 0 | 0 | 0 | 0 | 0 | 0 | 0 | 0 | 0 | 0 | 0 | 0 | 0
|  |  |  | VAT reclaimable from / (owed to) govt. balance | 0 | USD 000s | 0 | 0 | 0 | 0 | 0 | -13542.047 | -4334.6829 | 191.4762 | 757.079 | 704.0627 | 797.2325 | 737.8982 | 794.5633 | 735.3345 | 783.1693 | 724.0473 | 781.2272 | 722.2134 | 779.1355 | 720.2308 | 765.0596 | 706.2651 | 759.0408 | 700.3583 | 759.3946 | 700.8254 | 756.0575 | 697.6027 | 743.88 | 685.5405 | 749.3301 | 691.1069 | 744.5818 | 686.4758 | 655.4581 | 597.4705 | 742.3051 | 684.4372 | 738.0769 | 680.33 | 734.4116 | 676.7867 | 731.2441 | 673.7423 | 727.6837 | 670.3063 | 723.6996 | 666.448 | 708.9471 | 651.8224 | 712.5593 | 655.5629 | 709.7106 | 652.8436 | 707.2101 | 650.4734 | 697.8986 | 641.2937 | 698.7516 | 642.2794 | 695.3271 | 638.9882 | 691.8517 | 635.6473 | 688.3259 | 632.2574 | 684.7492 | 628.8179 | 681.1236 | 0 | 0 | 0 | 0 | 0 | 0 | 0 | 0 | 0 | 0 | 0 | 0 | 0 | 0 | 0 | 0 | 0 | 0 | 0
|  |  |  | VAT creditor payable balance | 0 | USD 000s | 0 | 0 | 0 | 0 | 0 | 0 | 0 | 18.081 | 18.081 | 18.081 | 5.1019 | 5.1019 | 5.4056 | 5.4056 | 7.8864 | 7.8864 | 7.999 | 7.999 | 8.146 | 8.146 | 11.2855 | 11.2855 | 12.4046 | 12.4046 | 11.9254 | 11.9254 | 12.3658 | 12.3658 | 15.0132 | 15.0132 | 13.2497 | 13.2497 | 14.0332 | 14.0332 | 35.9059 | 35.9059 | 13.782 | 13.782 | 14.4222 | 14.4222 | 14.9185 | 14.9185 | 15.2862 | 15.2862 | 15.7477 | 15.7477 | 16.31 | 16.31 | 19.5609 | 19.5609 | 18.2162 | 18.2162 | 18.4826 | 18.4826 | 18.6585 | 18.6585 | 20.5323 | 20.5323 | 19.8619 | 19.8619 | 20.2591 | 20.2591 | 20.6643 | 20.6643 | 21.0776 | 21.0776 | 21.4991 | 21.4991 | 21.9291 | 0 | 0 | 0 | 0 | 0 | 0 | 0 | 0 | 0 | 0 | 0 | 0 | 0 | 0 | 0 | 0 | 0 | 0 | 0
|  |  |  | Deferred tax liability / (asset) | 0 | USD 000s | 0 | 0 | 0 | 0 | 0 | 0 | 0 | 0 | 0 | 0 | 0 | 0 | 0 | 0 | 0 | 0 | 0 | 0 | 0 | 0 | 0 | 0 | 0 | 0 | 0 | 0 | 0 | 0 | 0 | 0 | 0 | 0 | 0 | 0 | 0 | 0 | 0 | 0 | 0 | 0 | 0 | 0 | 0 | 0 | 0 | 0 | 0 | 0 | 0 | 0 | 0 | 0 | 0 | 0 | 0 | 0 | 0 | 0 | 0 | 0 | 0 | 0 | 0 | 0 | 0 | 0 | 0 | 0 | 0 | 0 | 0 | 0 | 0 | 0 | 0 | 0 | 0 | 0 | 0 | 0 | 0 | 0 | 0 | 0 | 0 | 0 | 0 | 0
|  |  |  | Short term and other liabilities |  | USD 000s |  |  | 0 | 0 | 0 | -13542.047 | -4334.6829 | 360.2322 | 925.835 | 872.8187 | 844.85 | 785.5157 | 845.0154 | 785.7867 | 856.7753 | 797.6534 | 855.8847 | 796.8709 | 855.1646 | 796.26 | 870.3912 | 811.5967 | 874.8173 | 816.1347 | 870.6986 | 812.1294 | 871.472 | 813.0172 | 884.0037 | 825.6641 | 872.9936 | 814.7704 | 875.5587 | 817.4526 | 990.5795 | 932.5919 | 870.9373 | 813.0694 | 872.6837 | 814.9368 | 873.6508 | 816.0258 | 873.9156 | 816.4137 | 874.6625 | 817.285 | 875.9263 | 818.6747 | 891.5157 | 834.3911 | 882.5771 | 825.5807 | 882.2146 | 825.3476 | 881.3558 | 824.6192 | 889.5333 | 832.9284 | 884.1292 | 827.6571 | 884.4123 | 828.0734 | 884.7186 | 828.5142 | 885.0501 | 828.9817 | 885.4079 | 829.4766 | 885.7955 | 0 | 0 | 0 | 0 | 0 | 0 | 0 | 0 | 0 | 0 | 0 | 0 | 0 | 0 | 0 | 0 | 0 | 0 | 0
|  |  |  | Total liabilities |  | USD 000s |  |  | 0 | 0 | 0 | 123497.0843 | 160807.1527 | 170183.1995 | 174607.0166 | 186831.0319 | 159471.2985 | 157518.1845 | 155249.4051 | 153135.8937 | 151045.6801 | 149115.1505 | 146937.2544 | 144916.5974 | 142648.1897 | 140534.4751 | 138277.5759 | 136175.4447 | 133859.4924 | 131696.5772 | 129262.3051 | 126977.7924 | 124452.1575 | 122722.223 | 120837.0852 | 119107.9705 | 117067.985 | 115179.9228 | 113068.179 | 111106.373 | 109668.5611 | 108397.9169 | 106108.0826 | 103963.3216 | 101585.8896 | 99351.1224 | 96877.1317 | 94543.1411 | 91963.7014 | 89521.366 | 86835.0217 | 84282.8402 | 81488.3178 | 78824.9783 | 75976.3794 | 73257.3518 | 70225.7715 | 67318.8291 | 64152.5858 | 61107.2785 | 57796.7766 | 54603.246 | 51201.8949 | 47914.9277 | 44328.2904 | 40850.9933 | 37204.322 | 33665.1542 | 29861.6948 | 26161.4275 | 22193.9581 | 18325.1706 | 14186.0886 | 10140.973 | 5857.4073 | 2.7388e-06 | 2.7387e-06 | 2.7386e-06 | 2.7385e-06 | 2.7384e-06 | 2.7383e-06 | 2.7382e-06 | 2.7381e-06 | 2.738e-06 | 2.7379e-06 | 2.7378e-06 | 2.7376e-06 | 2.7375e-06 | 2.7374e-06 | 2.7373e-06 | 2.7372e-06 | 2.737e-06 | 2.7369e-06 | 2.7368e-06
UZS FINANCIAL STATEMENTS
UZS - Income statement
|  |  |  | USD to Som exchange rate | 11000 | Som / USD
|  |  |  | USD to Som exchange rate curve | 0 | Som / USD | 0 | 0 | 11000 | 11000 | 11000 | 11000 | 11000 | 11110.1644 | 11333.8142 | 11536.1195 | 11713.159 | 11892.9154 | 12069.5429 | 12248.7935 | 12430.7063 | 12615.3207 | 12802.677 | 12992.8157 | 13185.7783 | 13381.6067 | 13580.3435 | 13782.0317 | 13986.7154 | 14194.4389 | 14405.2474 | 14619.1867 | 14836.3033 | 15056.6445 | 15280.258 | 15507.1925 | 15737.4973 | 15971.2226 | 16208.4189 | 16449.138 | 16693.4322 | 16941.3544 | 17192.9587 | 17448.2997 | 17707.4328 | 17970.4145 | 18237.3018 | 18508.1529 | 18783.0264 | 19061.9823 | 19345.081 | 19632.3842 | 19923.9542 | 20219.8546 | 20520.1494 | 20824.9041 | 21134.1849 | 21448.0589 | 21766.5944 | 22089.8607 | 22417.9279 | 22750.8675 | 23088.7516 | 23431.6539 | 23779.6487 | 24132.8118 | 24491.2199 | 24854.9509 | 25224.0839 | 25598.699 | 25978.8777 | 26364.7026 | 26756.2576 | 27153.6277 | 27556.8994 | 27966.1603 | 27966.1603 | 27966.1603 | 27966.1603 | 27966.1603 | 27966.1603 | 27966.1603 | 27966.1603 | 27966.1603 | 27966.1603 | 27966.1603 | 27966.1603 | 27966.1603 | 27966.1603 | 27966.1603 | 27966.1603 | 27966.1603 | 27966.1603 | 27966.1603
Exchange rate (1=curve; 0=constant)
|  |  | 1 | Operating revenue |  | SOM Mn | 5921357.9875 |  | 0 | 0 | 0 | 1317374.6294 | 451070.849 | 100444.8728 | 54137.6867 | 53968.5702 | 53479.663 | 53572.1946 | 53078.4029 | 53069.8952 | 56737.5702 | 56819.76 | 57157.4655 | 57195.9475 | 57512.814 | 57503.2515 | 59222.2342 | 59218.4001 | 59993.0392 | 59954.7154 | 59900.6393 | 59790.6425 | 60147.1668 | 69742.5343 | 71536.2757 | 71647.7227 | 71034.4155 | 71050.7197 | 71783.6982 | 71754.112 | 84960.0691 | 85391.9357 | 72622.7833 | 72468.1611 | 73004.444 | 72782.5333 | 73178.3789 | 72878.4249 | 73128.003 | 72738.5296 | 72978.1603 | 72492.7565 | 72725.2584 | 72137.3186 | 73499.4396 | 72848.5934 | 71527.6323 | 70698.8042 | 70420.7385 | 69446.7962 | 68965.7856 | 67829.7975 | 68590.5005 | 67334.0179 | 65882.5663 | 64407.1646 | 66017.0675 | 64436.351 | 63656.8017 | 61865.5905 | 60904.677 | 58883.911 | 57723.5215 | 55452.5425 | 55041.4707 | 52537.5726 | -2.4816e-09 | -2.5455e-09 | -2.6111e-09 | -2.6783e-09 | -2.7473e-09 | -2.8181e-09 | -2.8907e-09 | -2.9651e-09 | -3.0415e-09 | -3.1198e-09 | -3.2002e-09 | -3.2826e-09 | -3.3672e-09 | -3.4539e-09 | -3.5429e-09 | -3.6341e-09 | -3.7277e-09 | -3.8237e-09
|  |  | 1 | Construction costs under IFRIC 12 |  | SOM Mn | -1750002.9547 |  | 0 | 0 | 0 | -1291543.7543 | -408960.4502 | -48128.3505 | -936.7397 | -433.66 | 0 | 0 | 0 | 0 | 0 | 0 | 0 | 0 | 0 | 0 | 0 | 0 | 0 | 0 | 0 | 0 | 0 | 0 | 0 | 0 | 0 | 0 | 0 | 0 | 0 | 0 | 0 | 0 | 0 | 0 | 0 | 0 | 0 | 0 | 0 | 0 | 0 | 0 | 0 | 0 | 0 | 0 | 0 | 0 | 0 | 0 | 0 | 0 | 0 | 0 | 0 | 0 | 0 | 0 | 0 | 0 | 0 | 0 | 0 | 0 | 0 | 0 | 0 | 0 | 0 | 0 | 0 | 0 | 0 | 0 | 0 | 0 | 0 | 0 | 0 | 0 | 0 | 0
|  |  | 1 | Lifecycle costs under IFRIC 12 |  | SOM Mn | 0 |  | 0 | 0 | 0 | 0 | 0 | 0 | 0 | 0 | 0 | 0 | 0 | 0 | 0 | 0 | 0 | 0 | 0 | 0 | 0 | 0 | 0 | 0 | 0 | 0 | 0 | 0 | 0 | 0 | 0 | 0 | 0 | 0 | 0 | 0 | 0 | 0 | 0 | 0 | 0 | 0 | 0 | 0 | 0 | 0 | 0 | 0 | 0 | 0 | 0 | 0 | 0 | 0 | 0 | 0 | 0 | 0 | 0 | 0 | 0 | 0 | 0 | 0 | 0 | 0 | 0 | 0 | 0 | 0 | 0 | 0 | 0 | 0 | 0 | 0 | 0 | 0 | 0 | 0 | 0 | 0 | 0 | 0 | 0 | 0 | 0 | 0
|  |  | 1 | Early contract period cash outflow - funded under IFRIC |  | SOM Mn | 0 |  | 0 | 0 | 0 | 0 | 0 | 0 | 0 | 0 | 0 | 0 | 0 | 0 | 0 | 0 | 0 | 0 | 0 | 0 | 0 | 0 | 0 | 0 | 0 | 0 | 0 | 0 | 0 | 0 | 0 | 0 | 0 | 0 | 0 | 0 | 0 | 0 | 0 | 0 | 0 | 0 | 0 | 0 | 0 | 0 | 0 | 0 | 0 | 0 | 0 | 0 | 0 | 0 | 0 | 0 | 0 | 0 | 0 | 0 | 0 | 0 | 0 | 0 | 0 | 0 | 0 | 0 | 0 | 0 | 0 | 0 | 0 | 0 | 0 | 0 | 0 | 0 | 0 | 0 | 0 | 0 | 0 | 0 | 0 | 0 | 0 | 0
|  |  | 1 | Operating costs accrued |  | SOM Mn | -1517453.4136 |  | 0 | 0 | 0 | 0 | 0 | -5022.0721 | -5123.1674 | -5214.6144 | -4944.4595 | -4983.14 | -4376.1233 | -4405.04 | -7768.0677 | -7848.2362 | -8044.5671 | -8129.7183 | -8350.8468 | -8441.423 | -10028.0514 | -10144.4129 | -10861.2994 | -10990.9122 | -10973.1225 | -11105.2724 | -11541.8559 | -20852.3586 | -22462.6373 | -22660.0671 | -22027.8974 | -22218.8707 | -22933.1476 | -23137.5652 | -35617.8301 | -36010.6341 | -23836.917 | -24054.7569 | -24765.6514 | -24997.2844 | -25651.5041 | -25896.2933 | -26498.1061 | -26755.4686 | -27443.3744 | -27714.7756 | -28499.0458 | -28786.1253 | -30742.1179 | -31062.5103 | -30589.2481 | -30907.3702 | -31579.6546 | -31912.4857 | -32545.4753 | -32892.6503 | -34858.8644 | -35240.3965 | -35276.3129 | -35664.0448 | -38788.7904 | -39228.6878 | -40259.579 | -40721.3198 | -41803.5535 | -42288.2246 | -43424.3625 | -43933.1051 | -46035.2144 | -46582.732 | 0 | 0 | 0 | 0 | 0 | 0 | 0 | 0 | 0 | 0 | 0 | 0 | 0 | 0 | 0 | 0 | 0 | 0
|  |  |  | EBITDA |  | SOM Mn | 2653901.6192 |  | 0 | 0 | 0 | 25830.8751 | 42110.3988 | 47294.4503 | 48077.7796 | 48320.2957 | 48535.2036 | 48589.0546 | 48702.2797 | 48664.8552 | 48969.5024 | 48971.5238 | 49112.8984 | 49066.2292 | 49161.9673 | 49061.8286 | 49194.1828 | 49073.9871 | 49131.7398 | 48963.8033 | 48927.5168 | 48685.3701 | 48605.3109 | 48890.1757 | 49073.6384 | 48987.6556 | 49006.5181 | 48831.849 | 48850.5505 | 48616.5467 | 49342.239 | 49381.3016 | 48785.8664 | 48413.4042 | 48238.7926 | 47785.2488 | 47526.8748 | 46982.1315 | 46629.8969 | 45983.061 | 45534.7859 | 44777.9809 | 44226.2126 | 43351.1934 | 42757.3217 | 41786.0832 | 40938.3842 | 39791.434 | 38841.0839 | 37534.3106 | 36420.3103 | 34937.1472 | 33731.6361 | 32093.6214 | 30606.2534 | 28743.1198 | 27228.2771 | 25207.6631 | 23397.2228 | 21144.2707 | 19101.1235 | 16595.6864 | 14299.1589 | 11519.4374 | 9006.2563 | 5954.8406 | -2.4816e-09 | -2.5455e-09 | -2.6111e-09 | -2.6783e-09 | -2.7473e-09 | -2.8181e-09 | -2.8907e-09 | -2.9651e-09 | -3.0415e-09 | -3.1198e-09 | -3.2002e-09 | -3.2826e-09 | -3.3672e-09 | -3.4539e-09 | -3.5429e-09 | -3.6341e-09 | -3.7277e-09 | -3.8237e-09
|  |  | 1 | Non current assets depreciation |  | SOM Mn | 0 |  | 0 | 0 | 0 | 0 | 0 | 0 | 0 | 0 | 0 | 0 | 0 | 0 | 0 | 0 | 0 | 0 | 0 | 0 | 0 | 0 | 0 | 0 | 0 | 0 | 0 | 0 | 0 | 0 | 0 | 0 | 0 | 0 | 0 | 0 | 0 | 0 | 0 | 0 | 0 | 0 | 0 | 0 | 0 | 0 | 0 | 0 | 0 | 0 | 0 | 0 | 0 | 0 | 0 | 0 | 0 | 0 | 0 | 0 | 0 | 0 | 0 | 0 | 0 | 0 | 0 | 0 | 0 | 0 | 0 | 0 | 0 | 0 | 0 | 0 | 0 | 0 | 0 | 0 | 0 | 0 | 0 | 0 | 0 | 0 | 0 | 0
|  |  | 1 | Capitalised finance costs amortisation |  | SOM Mn | 0 |  | 0 | 0 | 0 | 0 | 0 | 0 | 0 | 0 | 0 | 0 | 0 | 0 | 0 | 0 | 0 | 0 | 0 | 0 | 0 | 0 | 0 | 0 | 0 | 0 | 0 | 0 | 0 | 0 | 0 | 0 | 0 | 0 | 0 | 0 | 0 | 0 | 0 | 0 | 0 | 0 | 0 | 0 | 0 | 0 | 0 | 0 | 0 | 0 | 0 | 0 | 0 | 0 | 0 | 0 | 0 | 0 | 0 | 0 | 0 | 0 | 0 | 0 | 0 | 0 | 0 | 0 | 0 | 0 | 0 | 0 | 0 | 0 | 0 | 0 | 0 | 0 | 0 | 0 | 0 | 0 | 0 | 0 | 0 | 0 | 0 | 0
|  |  |  | EBIT |  | SOM Mn | 2653901.6192 |  | 0 | 0 | 0 | 25830.8751 | 42110.3988 | 47294.4503 | 48077.7796 | 48320.2957 | 48535.2036 | 48589.0546 | 48702.2797 | 48664.8552 | 48969.5024 | 48971.5238 | 49112.8984 | 49066.2292 | 49161.9673 | 49061.8286 | 49194.1828 | 49073.9871 | 49131.7398 | 48963.8033 | 48927.5168 | 48685.3701 | 48605.3109 | 48890.1757 | 49073.6384 | 48987.6556 | 49006.5181 | 48831.849 | 48850.5505 | 48616.5467 | 49342.239 | 49381.3016 | 48785.8664 | 48413.4042 | 48238.7926 | 47785.2488 | 47526.8748 | 46982.1315 | 46629.8969 | 45983.061 | 45534.7859 | 44777.9809 | 44226.2126 | 43351.1934 | 42757.3217 | 41786.0832 | 40938.3842 | 39791.434 | 38841.0839 | 37534.3106 | 36420.3103 | 34937.1472 | 33731.6361 | 32093.6214 | 30606.2534 | 28743.1198 | 27228.2771 | 25207.6631 | 23397.2228 | 21144.2707 | 19101.1235 | 16595.6864 | 14299.1589 | 11519.4374 | 9006.2563 | 5954.8406 | -2.4816e-09 | -2.5455e-09 | -2.6111e-09 | -2.6783e-09 | -2.7473e-09 | -2.8181e-09 | -2.8907e-09 | -2.9651e-09 | -3.0415e-09 | -3.1198e-09 | -3.2002e-09 | -3.2826e-09 | -3.3672e-09 | -3.4539e-09 | -3.5429e-09 | -3.6341e-09 | -3.7277e-09 | -3.8237e-09 | 0 | 0 | 0 | 0 | 0 | 0 | 0 | 0 | 0 | 0
|  |  | 1 | Effective interest on ADB Loan |  | SOM Mn | -305546.9591 |  | 0 | 0 | 0 | 0 | -3991.6942 | -7886.0181 | -8742.8949 | -9193.5583 | -10545.419 | -10762.1452 | -10743.1452 | -10683.5279 | -10639.1113 | -10584.2235 | -10546.3606 | -10426.1469 | -10321.7362 | -10174.0047 | -10040.897 | -9872.51 | -9720.6421 | -9487.5956 | -9268.3644 | -8992.2102 | -8726.941 | -8404.5278 | -8178.8161 | -7906.1104 | -7649.2914 | -7325.0801 | -7010.8743 | -6635.6812 | -6270.8799 | -5934.6694 | -5631.164 | -5219.3302 | -4881.4013 | -4485.2226 | -4095.4769 | -3642.8813 | -3194.0076 | -2677.8098 | -2163.0333 | -1576.6742 | -989.0052 | -325.8756 | -2.225e-11 | -2.3404e-11 | -2.4617e-11 | -2.5894e-11 | -2.7237e-11 | -2.865e-11 | -3.0136e-11 | -3.1699e-11 | -3.3343e-11 | -3.5072e-11 | -3.6891e-11 | -3.8805e-11 | -4.0817e-11 | -4.2934e-11 | -4.5161e-11 | -4.7503e-11 | -4.9967e-11 | -5.2558e-11 | -5.5284e-11 | -5.8152e-11 | -6.1168e-11 | -6.434e-11 | -6.6687e-11 | -6.9119e-11 | -7.164e-11 | -7.4253e-11 | -7.6961e-11 | -7.9768e-11 | -8.2677e-11 | -8.5693e-11 | -8.8818e-11 | -9.2057e-11 | -9.5415e-11 | -9.8895e-11 | -1.025e-10 | -1.0624e-10 | -1.1011e-10 | -1.1413e-10 | -1.1829e-10 | -1.2261e-10
|  |  | 1 | Effective interest on EBRD |  | SOM Mn | -379337.5892 |  | 0 | 0 | 0 | 0 | -4991.2636 | -9920.318 | -11018.2413 | -11600.5327 | -13252.2652 | -13501.6432 | -13465.3273 | -13379.4795 | -13311.484 | -13230.3263 | -13169.1526 | -13008.1208 | -12865.7834 | -12670.8181 | -12493.1893 | -12272.6935 | -12071.8626 | -11772.8928 | -11490.5395 | -11139.5066 | -10801.7115 | -10395.1408 | -10105.4014 | -9758.9919 | -9431.8577 | -9023.5905 | -8627.7102 | -8158.6455 | -7702.6513 | -7281.647 | -6900.512 | -6389.195 | -5967.7127 | -5476.5775 | -4993.9761 | -4436.4329 | -3884.44 | -3252.4214 | -2623.5197 | -1909.824 | -1196.3514 | -393.8382 | 7.0283e-08 | 7.3714e-08 | 7.7314e-08 | 8.1088e-08 | 8.5048e-08 | 8.92e-08 | 9.3555e-08 | 9.8123e-08 | 1.0291e-07 | 1.0794e-07 | 1.1321e-07 | 1.1874e-07 | 1.2453e-07 | 1.3061e-07 | 1.3699e-07 | 1.4368e-07 | 1.507e-07 | 1.5805e-07 | 1.6577e-07 | 1.7386e-07 | 1.8235e-07 | 1.9126e-07 | 1.9766e-07 | 2.0428e-07 | 2.1111e-07 | 2.1818e-07 | 2.2549e-07 | 2.3303e-07 | 2.4084e-07 | 2.489e-07 | 2.5723e-07 | 2.6584e-07 | 2.7474e-07 | 2.8394e-07 | 2.9344e-07 | 3.0327e-07 | 3.1342e-07 | 3.2391e-07 | 3.3475e-07 | 3.4596e-07
|  |  | 1 | Effective interest on AIIB |  | SOM Mn | -222720.1008 |  | 0 | 0 | 0 | 0 | -2930.5156 | -5824.5064 | -6469.1291 | -6811.0092 | -7780.7893 | -7927.2063 | -7905.8842 | -7855.4805 | -7815.5584 | -7767.9083 | -7731.9914 | -7637.445 | -7553.8746 | -7439.4048 | -7335.1138 | -7205.6543 | -7087.7407 | -6912.2068 | -6746.429 | -6540.3274 | -6341.9981 | -6103.2886 | -5933.1742 | -5729.7872 | -5537.7172 | -5298.0117 | -5065.5789 | -4790.1774 | -4522.45 | -4275.2661 | -4051.4908 | -3751.2817 | -3503.8172 | -3215.4575 | -2932.1082 | -2604.7584 | -2280.6674 | -1909.591 | -1540.3445 | -1121.3131 | -702.4126 | -231.2338 | 4.1234e-08 | 4.3247e-08 | 4.5359e-08 | 4.7574e-08 | 4.9896e-08 | 5.2333e-08 | 5.4888e-08 | 5.7568e-08 | 6.0378e-08 | 6.3326e-08 | 6.6418e-08 | 6.9661e-08 | 7.3063e-08 | 7.663e-08 | 8.0371e-08 | 8.4295e-08 | 8.8411e-08 | 9.2728e-08 | 9.7255e-08 | 1.02e-07 | 1.0698e-07 | 1.1221e-07 | 1.1596e-07 | 1.1985e-07 | 1.2386e-07 | 1.28e-07 | 1.3229e-07 | 1.3672e-07 | 1.413e-07 | 1.4603e-07 | 1.5091e-07 | 1.5597e-07 | 1.6119e-07 | 1.6658e-07 | 1.7216e-07 | 1.7792e-07 | 1.8388e-07 | 1.9004e-07 | 1.964e-07 | 2.0297e-07
|  |  | 1 | Effective interest on EIB |  | SOM Mn | -206587.616 |  | 0 | 0 | 0 | 0 | -2726.7321 | -5423.6027 | -6024.0469 | -6342.666 | -7245.2228 | -7362.6622 | -7343.9319 | -7300.6761 | -7263.395 | -7220.0309 | -7185.3484 | -7098.2903 | -7018.0816 | -6911.7174 | -6812.7623 | -6692.4473 | -6580.2208 | -6417.3518 | -6260.6971 | -6069.0774 | -5882.2284 | -5661.0458 | -5500.0515 | -5311.7226 | -5130.0308 | -4907.3207 | -4689.0596 | -4433.831 | -4182.3476 | -3952.3971 | -3740.9863 | -3462.6857 | -3230.529 | -2963.6792 | -2699.4554 | -2397.3035 | -2096.1471 | -1755.0047 | -1412.5299 | -1028.3967 | -641.6582 | -210.2443 | 6.389e-09 | 6.6859e-09 | 6.9965e-09 | 7.3215e-09 | 7.6617e-09 | 8.0176e-09 | 8.3901e-09 | 8.7799e-09 | 9.1878e-09 | 9.6147e-09 | 1.0061e-08 | 1.0529e-08 | 1.1018e-08 | 1.153e-08 | 1.2065e-08 | 1.2626e-08 | 1.3213e-08 | 1.3826e-08 | 1.4469e-08 | 1.5141e-08 | 1.5844e-08 | 1.6581e-08 | 1.7097e-08 | 1.7629e-08 | 1.8179e-08 | 1.8745e-08 | 1.9328e-08 | 1.993e-08 | 2.0551e-08 | 2.1191e-08 | 2.1851e-08 | 2.2532e-08 | 2.3234e-08 | 2.3957e-08 | 2.4703e-08 | 2.5473e-08 | 2.6266e-08 | 2.7084e-08 | 2.7928e-08 | 2.8797e-08
|  |  | 1 | GB Refi facility upfront fee paid |  | SOM Mn | 0 |  | 0 | 0 | 0 | 0 | 0 | 0 | 0 | 0 | 0 | 0 | 0 | 0 | 0 | 0 | 0 | 0 | 0 | 0 | 0 | 0 | 0 | 0 | 0 | 0 | 0 | 0 | 0 | 0 | 0 | 0 | 0 | 0 | 0 | 0 | 0 | 0 | 0 | 0 | 0 | 0 | 0 | 0 | 0 | 0 | 0 | 0 | 0 | 0 | 0 | 0 | 0 | 0 | 0 | 0 | 0 | 0 | 0 | 0 | 0 | 0 | 0 | 0 | 0 | 0 | 0 | 0 | 0 | 0 | 0 | 0 | 0 | 0 | 0 | 0 | 0 | 0 | 0 | 0 | 0 | 0 | 0 | 0 | 0 | 0 | 0 | 0
|  |  | 1 | GB Refi debt interest |  | SOM Mn | 0 |  | 0 | 0 | 0 | 0 | 0 | 0 | 0 | 0 | 0 | 0 | 0 | 0 | 0 | 0 | 0 | 0 | 0 | 0 | 0 | 0 | 0 | 0 | 0 | 0 | 0 | 0 | 0 | 0 | 0 | 0 | 0 | 0 | 0 | 0 | 0 | 0 | 0 | 0 | 0 | 0 | 0 | 0 | 0 | 0 | 0 | 0 | 0 | 0 | 0 | 0 | 0 | 0 | 0 | 0 | 0 | 0 | 0 | 0 | 0 | 0 | 0 | 0 | 0 | 0 | 0 | 0 | 0 | 0 | 0 | 0 | 0 | 0 | 0 | 0 | 0 | 0 | 0 | 0 | 0 | 0 | 0 | 0 | 0 | 0 | 0 | 0
|  |  | 1 | Effective interest on EBL incl. rolled-up |  | SOM Mn | 0 |  | 0 | 0 | 0 | 0 | 0 | 0 | 0 | 0 | 0 | 0 | 0 | 0 | 0 | 0 | 0 | 0 | 0 | 0 | 0 | 0 | 0 | 0 | 0 | 0 | 0 | 0 | 0 | 0 | 0 | 0 | 0 | 0 | 0 | 0 | 0 | 0 | 0 | 0 | 0 | 0 | 0 | 0 | 0 | 0 | 0 | 0 | 0 | 0 | 0 | 0 | 0 | 0 | 0 | 0 | 0 | 0 | 0 | 0 | 0 | 0 | 0 | 0 | 0 | 0 | 0 | 0 | 0 | 0 | 0 | 0 | 0 | 0 | 0 | 0 | 0 | 0 | 0 | 0 | 0 | 0 | 0 | 0 | 0 | 0 | 0 | 0
|  |  | 1 | Withholding tax on equity bridge |  | SOM Mn | 0 |  | 0 | 0 | 0 | 0 | 0 | 0 | 0 | 0 | 0 | 0 | 0 | 0 | 0 | 0 | 0 | 0 | 0 | 0 | 0 | 0 | 0 | 0 | 0 | 0 | 0 | 0 | 0 | 0 | 0 | 0 | 0 | 0 | 0 | 0 | 0 | 0 | 0 | 0 | 0 | 0 | 0 | 0 | 0 | 0 | 0 | 0 | 0 | 0 | 0 | 0 | 0 | 0 | 0 | 0 | 0 | 0 | 0 | 0 | 0 | 0 | 0 | 0 | 0 | 0 | 0 | 0 | 0 | 0 | 0 | 0 | 0 | 0 | 0 | 0 | 0 | 0 | 0 | 0 | 0 | 0 | 0 | 0 | 0 | 0 | 0 | 0
|  |  | 1 | Shareholder loan interest and fee |  | SOM Mn | -986579.3035 |  | 0 | 0 | 0 | -6343.1492 | -16314.6028 | -16894.2575 | -17669.7139 | -18439.4508 | -18996.414 | -11622.5649 | -11800.2098 | -11961.7637 | -12141.7566 | -12317.8723 | -12514.1443 | -12817.622 | -13139.3417 | -13458.1379 | -13795.8807 | -14132.5381 | -14489.3756 | -14942.1439 | -15416.7524 | -15900.0874 | -16406.474 | -16922.5144 | -17467.6209 | -18024.085 | -18607.0212 | -19201.3591 | -19823.4375 | -20458.5529 | -21123.3434 | -21807.3585 | -22524.4746 | -23102.7053 | -23486.7713 | -23852.0538 | -24249.7917 | -24629.3622 | -25043.6524 | -25438.358 | -25868.9351 | -26279.6426 | -26725.9381 | -27148.6286 | -26704.9659 | -25173.3378 | -23719.2838 | -21983.3043 | -20307.1334 | -18358.6716 | -16469.9486 | -14293.6098 | -12171.5216 | -9774.7707 | -7433.2606 | -4760.9453 | -2128.6894 | 0 | 0 | 0 | 0 | 0 | 0 | 0 | 0 | 0 | 0 | 0 | 0 | 0 | 0 | 0 | 0 | 0 | 0 | 0 | 0 | 0 | 0 | 0 | 0 | 0 | 0 | 0
|  |  | 1 | Total agent bank fee - operations |  | SOM Mn | -17647.1901 |  | 0 | 0 | 0 | 0 | 0 | 0 | 0 | 0 | -702.7895 | 0 | -724.1726 | 0 | -745.8424 | 0 | -768.1606 | 0 | -791.1467 | 0 | -814.8206 | 0 | -839.2029 | 0 | -864.3148 | 0 | -890.1782 | 0 | -916.8155 | 0 | -944.2498 | 0 | -972.5051 | 0 | -1001.6059 | 0 | -1031.5775 | 0 | -1062.446 | 0 | -1094.2381 | 0 | -1126.9816 | 0 | -1160.7049 | 0 | -1195.4373 | 0 | 0 | 0 | 0 | 0 | 0 | 0 | 0 | 0 | 0 | 0 | 0 | 0 | 0 | 0 | 0 | 0 | 0 | 0 | 0 | 0 | 0 | 0 | 0 | 0 | 0 | 0 | 0 | 0 | 0 | 0 | 0 | 0 | 0 | 0 | 0 | 0 | 0 | 0 | 0 | 0
|  |  | 1 | DSRA LC fee |  | SOM Mn | -6943.9861 |  | 0 | 0 | 0 | 0 | 0 | 0 | 0 | 0 | -185.5027 | -186.0008 | -187.6336 | -182.8863 | -188.1803 | -188.4103 | -192.56 | -191.4875 | -195.2731 | -192.3931 | -196.8393 | -194.8774 | -199.9901 | -199.8607 | -203.5818 | -189.996 | -181.2517 | -178.194 | -183.4395 | -183.1558 | -187.4615 | -186.4602 | -176.7204 | -159.5222 | -174.4981 | -189.4663 | -197.1633 | -196.1504 | -201.8076 | -202.1224 | -206.9134 | -206.1277 | -212.1065 | -211.1849 | -217.1567 | -163.9456 | -53.6649 | 0 | 0 | 0 | 0 | 0 | 0 | 0 | 0 | 0 | 0 | 0 | 0 | 0 | 0 | 0 | 0 | 0 | 0 | 0 | 0 | 0 | 0 | 0 | 0 | 0 | 0 | 0 | 0 | 0 | 0 | 0 | 0 | 0 | 0 | 0 | 0 | 0 | 0 | 0 | 0 | 0
|  |  |  | Net Fx gain/ (loss) | 0 | SOM Mn | 395315.8405 | 0 | 0 | 0 | 0 | 0 | 0 | 2455.1851 | 5011.4723 | 4500.2372 | 3875.7906 | 3779.1472 | 3672.1796 | 3675.2116 | 3689.7104 | 3697.9364 | 3718.1446 | 3728.8871 | 3752.8871 | 3768.1785 | 3797.6369 | 3819.9485 | 3857.422 | 3887.1268 | 3933.4468 | 3972.2134 | 4029.0408 | 4079.5889 | 4158.3768 | 4231.8426 | 4325.4908 | 4412.2885 | 4520.7387 | 4624.7793 | 4752.5751 | 4887.9767 | 5048.7956 | 5193.7059 | 5364.2865 | 5531.6419 | 5726.5198 | 5919.3133 | 6141.8566 | 6363.645 | 6617.6401 | 6872.5836 | 7163.2386 | 7458.5602 | 7792.7176 | 8146.8523 | 8514.5691 | 8896.7523 | 9293.3595 | 9706.6364 | 10135.5811 | 10582.402 | 11046.1536 | 11530.4051 | 12033.1168 | 12555.9798 | 13098.6257 | 13210.6767 | 12121.248 | 10855.2131 | 9631.034 | 8221.5076 | 6850.7201 | 5285.2936 | 3755.0629 | 2034.6862 | 0 | 0 | 0 | 0 | 0 | 0 | 0 | 0 | 0 | 0 | 0 | 0 | 0 | 0 | 0 | 0 | 0 | 0
|  |  |  | Profit before tax |  | SOM Mn | 923854.715 |  | 0 | 0 | 0 | 19487.7259 | 11155.5905 | 3800.9326 | 3165.2257 | 433.316 | -6297.4084 | 1005.9794 | 204.1546 | 976.2528 | 553.8848 | 1360.6886 | 723.325 | 1616.0038 | 1029.617 | 1983.5311 | 1502.3166 | 2523.215 | 2000.1271 | 3118.8784 | 2610.2844 | 3826.3786 | 3403.5687 | 5305.053 | 4946.6961 | 6305.6452 | 5844.3791 | 7302.3151 | 7005.4033 | 8604.9159 | 9117.0379 | 10828.4738 | 9757.2934 | 11485.7618 | 11268.5941 | 13121.7778 | 12981.4347 | 14984.5789 | 14933.7508 | 17102.3361 | 17166.2018 | 19570.7682 | 19884.9836 | 22499.9329 | 23845.0733 | 24759.5978 | 25733.6695 | 26704.882 | 27827.31 | 28882.2753 | 30085.9428 | 31225.9394 | 32606.2681 | 33849.2557 | 35206.1096 | 36538.1543 | 38198.2134 | 38418.3398 | 35518.4707 | 31999.4838 | 28732.1575 | 24817.194 | 21149.879 | 16804.731 | 12761.3192 | 7989.5269 | 3.2817e-07 | 3.3914e-07 | 3.5047e-07 | 3.6218e-07 | 3.7428e-07 | 3.8679e-07 | 3.9971e-07 | 4.1306e-07 | 4.2686e-07 | 4.4113e-07 | 4.5587e-07 | 4.711e-07 | 4.8684e-07 | 5.031e-07 | 5.1991e-07 | 5.3728e-07 | 5.5523e-07 | 5.7378e-07
|  |  |  | Corporate tax expense - UZS | 0 | SOM Mn | -155016.3495 | 0 | 0 | 0 | 0 | 0 | 0 | 0 | 0 | 0 | 0 | 0 | 0 | 0 | 0 | 0 | 0 | 0 | 0 | 0 | 0 | 0 | 0 | 0 | 0 | 0 | 0 | 0 | 0 | 0 | 0 | 0 | 0 | 0 | 0 | 0 | 0 | 0 | 0 | 0 | 0 | 0 | 0 | 0 | 0 | 0 | 0 | 0 | 0 | 0 | 0 | 0 | 0 | 0 | 0 | 0 | 0 | 0 | 0 | 0 | -4401.1172 | -4401.1172 | -17678.3997 | -17678.3997 | -18096.5401 | -18096.5401 | -18520.205 | -18520.205 | -18811.9127 | -18811.9127 | 0 | 0 | 0 | 0 | 0 | 0 | 0 | 0 | 0 | 0 | 0 | 0 | 0 | 0 | 0 | 0 | 0 | 0
|  |  |  | Profit after tax - UZS |  | SOM Mn | 768838.3655 |  | 0 | 0 | 0 | 19487.7259 | 11155.5905 | 3800.9326 | 3165.2257 | 433.316 | -6297.4084 | 1005.9794 | 204.1546 | 976.2528 | 553.8848 | 1360.6886 | 723.325 | 1616.0038 | 1029.617 | 1983.5311 | 1502.3166 | 2523.215 | 2000.1271 | 3118.8784 | 2610.2844 | 3826.3786 | 3403.5687 | 5305.053 | 4946.6961 | 6305.6452 | 5844.3791 | 7302.3151 | 7005.4033 | 8604.9159 | 9117.0379 | 10828.4738 | 9757.2934 | 11485.7618 | 11268.5941 | 13121.7778 | 12981.4347 | 14984.5789 | 14933.7508 | 17102.3361 | 17166.2018 | 19570.7682 | 19884.9836 | 22499.9329 | 23845.0733 | 24759.5978 | 25733.6695 | 26704.882 | 27827.31 | 28882.2753 | 30085.9428 | 31225.9394 | 32606.2681 | 33849.2557 | 35206.1096 | 36538.1543 | 33797.0962 | 34017.2226 | 17840.071 | 14321.0841 | 10635.6174 | 6720.6539 | 2629.674 | -1715.474 | -6050.5934 | -10822.3858 | 3.2817e-07 | 3.3914e-07 | 3.5047e-07 | 3.6218e-07 | 3.7428e-07 | 3.8679e-07 | 3.9971e-07 | 4.1306e-07 | 4.2686e-07 | 4.4113e-07 | 4.5587e-07 | 4.711e-07 | 4.8684e-07 | 5.031e-07 | 5.1991e-07 | 5.3728e-07 | 5.5523e-07 | 5.7378e-07
UZS - Balance sheet
|  |  |  | USD to Som exchange rate | 11000 | Som / USD
|  |  |  | USD to Som exchange rate curve | 0 | Som / USD | 0 | 0 | 11000 | 11000 | 11000 | 11000 | 11000 | 11110.1644 | 11333.8142 | 11536.1195 | 11713.159 | 11892.9154 | 12069.5429 | 12248.7935 | 12430.7063 | 12615.3207 | 12802.677 | 12992.8157 | 13185.7783 | 13381.6067 | 13580.3435 | 13782.0317 | 13986.7154 | 14194.4389 | 14405.2474 | 14619.1867 | 14836.3033 | 15056.6445 | 15280.258 | 15507.1925 | 15737.4973 | 15971.2226 | 16208.4189 | 16449.138 | 16693.4322 | 16941.3544 | 17192.9587 | 17448.2997 | 17707.4328 | 17970.4145 | 18237.3018 | 18508.1529 | 18783.0264 | 19061.9823 | 19345.081 | 19632.3842 | 19923.9542 | 20219.8546 | 20520.1494 | 20824.9041 | 21134.1849 | 21448.0589 | 21766.5944 | 22089.8607 | 22417.9279 | 22750.8675 | 23088.7516 | 23431.6539 | 23779.6487 | 24132.8118 | 24491.2199 | 24854.9509 | 25224.0839 | 25598.699 | 25978.8777 | 26364.7026 | 26756.2576 | 27153.6277 | 27556.8994 | 27966.1603 | 27966.1603 | 27966.1603 | 27966.1603 | 27966.1603 | 27966.1603 | 27966.1603 | 27966.1603 | 27966.1603 | 27966.1603 | 27966.1603 | 27966.1603 | 27966.1603 | 27966.1603 | 27966.1603 | 27966.1603 | 27966.1603 | 27966.1603 | 27966.1603
|  |  |  | Movement in exchange rate |  | Som / USD |  |  |  | 0 | 0 | 0 | 0 | 110.1644 | 223.6498 | 202.3053 | 177.0395 | 179.7564 | 176.6275 | 179.2506 | 181.9128 | 184.6144 | 187.3562 | 190.1388 | 192.9626 | 195.8284 | 198.7367 | 201.6883 | 204.6836 | 207.7235 | 210.8085 | 213.9393 | 217.1166 | 220.3411 | 223.6135 | 226.9345 | 230.3048 | 233.7252 | 237.1964 | 240.7191 | 244.2941 | 247.9223 | 251.6043 | 255.341 | 259.1332 | 262.9817 | 266.8873 | 270.851 | 274.8736 | 278.9558 | 283.0987 | 287.3032 | 291.5701 | 295.9003 | 300.2949 | 304.7547 | 309.2808 | 313.874 | 318.5355 | 323.2663 | 328.0672 | 332.9395 | 337.8842 | 342.9023 | 347.9949 | 353.1631 | 358.4081 | 363.731 | 369.1329 | 374.6151 | 380.1787 | 385.8249 | 391.555 | 397.3702 | 403.2717 | 409.2609 | 0 | 0 | 0 | 0 | 0 | 0 | 0 | 0 | 0 | 0 | 0 | 0 | 0 | 0 | 0 | 0 | 0 | 0
Assets
Exchange rate (1=curve; 0=constant)
|  |  | 1 | IFRIC 12 financial asset balance |  | SOM Mn |  |  | 0 | 0 | 0 | 1317374.6294 | 1768445.4784 | 1816393.7318 | 1829870.9503 | 1843602.9775 | 1845565.9983 | 1852307.3545 | 1850803.7107 | 1854095.7166 | 1853973.6954 | 1858894.0082 | 1856896.854 | 1860009.601 | 1855953.3881 | 1857071.3785 | 1852183.7318 | 1852610.49 | 1845863.4812 | 1844519.5161 | 1834927.1636 | 1830778.716 | 1818524.4026 | 1821538.8276 | 1817758.4596 | 1820052.0862 | 1812894.9298 | 1811834.2053 | 1802373.6657 | 1799101.7615 | 1799619.3874 | 1807112.2096 | 1792321.331 | 1783873.4901 | 1765946.3971 | 1754435.0141 | 1732986.2111 | 1718014.3487 | 1692628.5494 | 1673768.4093 | 1644140.6439 | 1621081.5654 | 1586892.3241 | 1559308.8023 | 1521355.6886 | 1490102.3605 | 1445432.7413 | 1407403.7058 | 1356583.1984 | 1312391.1566 | 1254786.8895 | 1203778.6321 | 1140164.8126 | 1083173.6804 | 1010932.1359 | 945208.9635 | 866813.0154 | 794988.0043 | 707649.2472 | 626793.9628 | 529738.9361 | 439056.1127 | 331448.0055 | 230074.656 | 111976.0015 | -9.6348e-08 | -9.883e-08 | -1.0138e-07 | -1.0399e-07 | -1.0666e-07 | -1.0941e-07 | -1.1223e-07 | -1.1512e-07 | -1.1809e-07 | -1.2113e-07 | -1.2425e-07 | -1.2745e-07 | -1.3073e-07 | -1.341e-07 | -1.3755e-07 | -1.4109e-07 | -1.4473e-07 | -1.4846e-07 | -1.5228e-07
|  |  | 1 | Non current assets balance for BS |  | SOM Mn |  |  | 0 | 0 | 0 | 0 | 0 | 0 | 0 | 0 | 0 | 0 | 0 | 0 | 0 | 0 | 0 | 0 | 0 | 0 | 0 | 0 | 0 | 0 | 0 | 0 | 0 | 0 | 0 | 0 | 0 | 0 | 0 | 0 | 0 | 0 | 0 | 0 | 0 | 0 | 0 | 0 | 0 | 0 | 0 | 0 | 0 | 0 | 0 | 0 | 0 | 0 | 0 | 0 | 0 | 0 | 0 | 0 | 0 | 0 | 0 | 0 | 0 | 0 | 0 | 0 | 0 | 0 | 0 | 0 | 0 | 0 | 0 | 0 | 0 | 0 | 0 | 0 | 0 | 0 | 0 | 0 | 0 | 0 | 0 | 0 | 0 | 0
|  |  | 1 | Capitalised finance costs balance for BS |  | SOM Mn |  |  | 0 | 0 | 0 | 0 | 0 | 0 | 0 | 0 | 0 | 0 | 0 | 0 | 0 | 0 | 0 | 0 | 0 | 0 | 0 | 0 | 0 | 0 | 0 | 0 | 0 | 0 | 0 | 0 | 0 | 0 | 0 | 0 | 0 | 0 | 0 | 0 | 0 | 0 | 0 | 0 | 0 | 0 | 0 | 0 | 0 | 0 | 0 | 0 | 0 | 0 | 0 | 0 | 0 | 0 | 0 | 0 | 0 | 0 | 0 | 0 | 0 | 0 | 0 | 0 | 0 | 0 | 0 | 0 | 0 | 0 | 0 | 0 | 0 | 0 | 0 | 0 | 0 | 0 | 0 | 0 | 0 | 0 | 0 | 0 | 0 | 0
|  |  |  | Total - non-current assets |  | SOM Mn |  |  | 0 | 0 | 0 | 1317374.6294 | 1768445.4784 | 1816393.7318 | 1829870.9503 | 1843602.9775 | 1845565.9983 | 1852307.3545 | 1850803.7107 | 1854095.7166 | 1853973.6954 | 1858894.0082 | 1856896.854 | 1860009.601 | 1855953.3881 | 1857071.3785 | 1852183.7318 | 1852610.49 | 1845863.4812 | 1844519.5161 | 1834927.1636 | 1830778.716 | 1818524.4026 | 1821538.8276 | 1817758.4596 | 1820052.0862 | 1812894.9298 | 1811834.2053 | 1802373.6657 | 1799101.7615 | 1799619.3874 | 1807112.2096 | 1792321.331 | 1783873.4901 | 1765946.3971 | 1754435.0141 | 1732986.2111 | 1718014.3487 | 1692628.5494 | 1673768.4093 | 1644140.6439 | 1621081.5654 | 1586892.3241 | 1559308.8023 | 1521355.6886 | 1490102.3605 | 1445432.7413 | 1407403.7058 | 1356583.1984 | 1312391.1566 | 1254786.8895 | 1203778.6321 | 1140164.8126 | 1083173.6804 | 1010932.1359 | 945208.9635 | 866813.0154 | 794988.0043 | 707649.2472 | 626793.9628 | 529738.9361 | 439056.1127 | 331448.0055 | 230074.656 | 111976.0015 | -9.6348e-08 | -9.883e-08 | -1.0138e-07 | -1.0399e-07 | -1.0666e-07 | -1.0941e-07 | -1.1223e-07 | -1.1512e-07 | -1.1809e-07 | -1.2113e-07 | -1.2425e-07 | -1.2745e-07 | -1.3073e-07 | -1.341e-07 | -1.3755e-07 | -1.4109e-07 | -1.4473e-07 | -1.4846e-07 | -1.5228e-07 | 0 | 0 | 0 | 0 | 0 | 0 | 0 | 0 | 0 | 0
|  |  | 1 | MMRA balance |  | SOM Mn |  |  | 0 | 0 | 0 | 0 | 0 | 0 | 0 | 0 | 0 | 0 | 0 | 0 | 0 | 0 | 0 | 0 | 0 | 0 | 0 | 0 | 0 | 0 | 0 | 0 | 0 | 0 | 0 | 0 | 0 | 0 | 0 | 0 | 0 | 0 | 0 | 0 | 0 | 0 | 0 | 0 | 0 | 0 | 0 | 0 | 0 | 0 | 0 | 0 | 0 | 0 | 0 | 0 | 0 | 0 | 0 | 0 | 0 | 0 | 0 | 0 | 0 | 0 | 0 | 0 | 0 | 0 | 0 | 0 | 0 | 0 | 0 | 0 | 0 | 0 | 0 | 0 | 0 | 0 | 0 | 0 | 0 | 0 | 0 | 0 | 0 | 0
|  |  | 1 | DSRA balance |  | SOM Mn |  |  | 0 | 0 | 0 | 0 | 0 | 0 | 0 | 92875.3548 | 0 | 0 | 0 | 0 | 0 | 0 | 0 | 0 | 0 | 0 | 0 | 0 | 0 | 0 | 0 | 0 | 0 | 0 | 0 | 0 | 0 | 0 | 0 | 0 | 0 | 0 | 0 | 0 | 0 | 0 | 0 | 0 | 0 | 0 | 0 | 0 | 0 | 0 | 0 | 0 | 0 | 0 | 0 | 0 | 0 | 0 | 0 | 0 | 0 | 0 | 0 | 0 | 0 | 0 | 0 | 0 | 0 | 0 | 0 | 0 | 0 | 0 | 0 | 0 | 0 | 0 | 0 | 0 | 0 | 0 | 0 | 0 | 0 | 0 | 0 | 0 | 0 | 0
|  |  | 1 | WCRA balance |  | SOM Mn |  |  | 0 | 0 | 0 | 0 | 0 | 0 | 0 | 0 | 0 | 0 | 0 | 0 | 0 | 0 | 0 | 0 | 0 | 0 | 0 | 0 | 0 | 0 | 0 | 0 | 0 | 0 | 0 | 0 | 0 | 0 | 0 | 0 | 0 | 0 | 0 | 0 | 0 | 0 | 0 | 0 | 0 | 0 | 0 | 0 | 0 | 0 | 0 | 0 | 0 | 0 | 0 | 0 | 0 | 0 | 0 | 0 | 0 | 0 | 0 | 0 | 0 | 0 | 0 | 0 | 0 | 0 | 0 | 0 | 0 | 0 | 0 | 0 | 0 | 0 | 0 | 0 | 0 | 0 | 0 | 0 | 0 | 0 | 0 | 0 | 0 | 0
|  |  | 1 | Accounts receivable balance |  | SOM Mn |  |  | 0 | 0 | 0 | 0 | 0 | 0 | 0 | 0 | 19952.3898 | 18788.4702 | 20522.8905 | 19316.2683 | 21098.9166 | 19858.4275 | 21690.4891 | 20415.2191 | 22298.233 | 20987.2313 | 22922.5372 | 21574.8302 | 23563.5163 | 22178.1236 | 24221.7115 | 22797.6209 | 24897.8158 | 23433.9743 | 25592.3002 | 24087.6272 | 26305.5121 | 24758.9066 | 27038.1666 | 25448.4855 | 27790.4441 | 26156.5335 | 28562.9905 | 26883.6589 | 29356.1769 | 27630.2107 | 30170.7869 | 28396.9265 | 31007.2167 | 29184.1794 | 31865.9681 | 29992.4413 | 32747.4921 | 30822.137 | 33652.6512 | 31674.0782 | 34581.8712 | 32548.6657 | 35535.8203 | 33446.5283 | 36515.2526 | 34368.3759 | 37520.5551 | 35314.5727 | 38552.7122 | 36286.0451 | 39612.6932 | 37283.7057 | 40700.5778 | 38307.6293 | 41817.1312 | 39358.5361 | 42963.066 | 40437.0968 | 44139.2689 | 0 | 0 | 0 | 0 | 0 | 0 | 0 | 0 | 0 | 0 | 0 | 0 | 0 | 0 | 0 | 0 | 0 | 0 | 0
|  |  | 1 | EGR receivable balance |  | SOM Mn |  |  | 0 | 0 | 0 | 0 | 0 | 35717.6107 | 11575.8498 | 37086.9963 | 0 | 0 | 0 | 0 | 0 | 0 | 0 | 0 | 0 | 0 | 0 | 0 | 0 | 0 | 0 | 0 | 0 | 0 | 0 | 0 | 0 | 0 | 0 | 0 | 0 | 0 | 0 | 0 | 0 | 0 | 0 | 0 | 0 | 0 | 0 | 0 | 0 | 0 | 0 | 0 | 0 | 0 | 0 | 0 | 0 | 0 | 0 | 0 | 0 | 0 | 0 | 0 | 0 | 0 | 0 | 0 | 0 | 0 | 0 | 0 | 0 | 0 | 0 | 0 | 0 | 0 | 0 | 0 | 0 | 0 | 0 | 0 | 0 | 0 | 0 | 0 | 0 | 0
|  |  | 1 | Prepaid upfront fee asset balance - ADB Loan |  | SOM Mn |  |  | 0 | 0 | 0 | 0 | 0 | 0 | 0 | 0 | 0 | 0 | 0 | 0 | 0 | 0 | 0 | 0 | 0 | 0 | 0 | 0 | 0 | 0 | 0 | 0 | 0 | 0 | 0 | 0 | 0 | 0 | 0 | 0 | 0 | 0 | 0 | 0 | 0 | 0 | 0 | 0 | 0 | 0 | 0 | 0 | 0 | 0 | 0 | 0 | 0 | 0 | 0 | 0 | 0 | 0 | 0 | 0 | 0 | 0 | 0 | 0 | 0 | 0 | 0 | 0 | 0 | 0 | 0 | 0 | 0 | 0 | 0 | 0 | 0 | 0 | 0 | 0 | 0 | 0 | 0 | 0 | 0 | 0 | 0 | 0 | 0 | 0
|  |  | 1 | Prepaid upfront fee asset balance - EBRD |  | SOM Mn |  |  | 0 | 0 | 0 | 0 | 0 | 0 | 0 | 0 | 0 | 0 | 0 | 0 | 0 | 0 | 0 | 0 | 0 | 0 | 0 | 0 | 0 | 0 | 0 | 0 | 0 | 0 | 0 | 0 | 0 | 0 | 0 | 0 | 0 | 0 | 0 | 0 | 0 | 0 | 0 | 0 | 0 | 0 | 0 | 0 | 0 | 0 | 0 | 0 | 0 | 0 | 0 | 0 | 0 | 0 | 0 | 0 | 0 | 0 | 0 | 0 | 0 | 0 | 0 | 0 | 0 | 0 | 0 | 0 | 0 | 0 | 0 | 0 | 0 | 0 | 0 | 0 | 0 | 0 | 0 | 0 | 0 | 0 | 0 | 0 | 0 | 0
|  |  | 1 | Prepaid upfront fee asset balance - AIIB |  | SOM Mn |  |  | 0 | 0 | 0 | 0 | 0 | 0 | 0 | 0 | 0 | 0 | 0 | 0 | 0 | 0 | 0 | 0 | 0 | 0 | 0 | 0 | 0 | 0 | 0 | 0 | 0 | 0 | 0 | 0 | 0 | 0 | 0 | 0 | 0 | 0 | 0 | 0 | 0 | 0 | 0 | 0 | 0 | 0 | 0 | 0 | 0 | 0 | 0 | 0 | 0 | 0 | 0 | 0 | 0 | 0 | 0 | 0 | 0 | 0 | 0 | 0 | 0 | 0 | 0 | 0 | 0 | 0 | 0 | 0 | 0 | 0 | 0 | 0 | 0 | 0 | 0 | 0 | 0 | 0 | 0 | 0 | 0 | 0 | 0 | 0 | 0 | 0
|  |  | 1 | Prepaid upfront fee asset balance - EIB |  | SOM Mn |  |  | 0 | 0 | 0 | 0 | 0 | 0 | 0 | 0 | 0 | 0 | 0 | 0 | 0 | 0 | 0 | 0 | 0 | 0 | 0 | 0 | 0 | 0 | 0 | 0 | 0 | 0 | 0 | 0 | 0 | 0 | 0 | 0 | 0 | 0 | 0 | 0 | 0 | 0 | 0 | 0 | 0 | 0 | 0 | 0 | 0 | 0 | 0 | 0 | 0 | 0 | 0 | 0 | 0 | 0 | 0 | 0 | 0 | 0 | 0 | 0 | 0 | 0 | 0 | 0 | 0 | 0 | 0 | 0 | 0 | 0 | 0 | 0 | 0 | 0 | 0 | 0 | 0 | 0 | 0 | 0 | 0 | 0 | 0 | 0 | 0 | 0
|  |  | 1 | Retained cash balance |  | SOM Mn |  |  | 0 | 0 | 0 | 41093.2978 | 433.2009 | 34365.8748 | 136127.5863 | 177289.3488 | -2.1306e-11 | 0 | 0 | 0 | 0 | 0 | 0 | 0 | 0 | 0 | 0 | 0 | 0 | 0 | 0 | 0 | 0 | 0 | 0 | 0 | 0 | 0 | 0 | 0 | 0 | 0 | 0 | 0 | 0 | 0 | 0 | 0 | 0 | 0 | 0 | 0 | 0 | 0 | 0 | 0 | 0 | 0 | 0 | 0 | 0 | 0 | 0 | 0 | 0 | 0 | 0 | 0 | 0 | 0 | 0 | 0 | 0 | 0 | 0 | 0 | 0 | 0 | 0 | 0 | 0 | 0 | 0 | 0 | 0 | 0 | 0 | 0 | 0 | 0 | 0 | 0 | 0 | 0
|  |  | 1 | VAT debtor receivable balance |  | SOM Mn |  |  | 0 | 0 | 0 | 0 | 0 | 4286.1133 | 1389.102 | 4450.4396 | 2394.2868 | 2254.6164 | 2462.7469 | 2317.9522 | 2531.87 | 2383.0113 | 2602.8587 | 2449.8263 | 2675.788 | 2518.4678 | 2750.7045 | 2588.9796 | 2827.622 | 2661.3748 | 2906.6054 | 2735.7145 | 2987.7379 | 2812.0769 | 3071.076 | 2890.5153 | 3156.6615 | 2971.0688 | 3244.58 | 3053.8183 | 3334.8533 | 3138.784 | 3427.5589 | 3226.0391 | 3522.7412 | 3315.6253 | 3620.4944 | 3407.6312 | 3720.866 | 3502.1015 | 3823.9162 | 3599.093 | 3929.6991 | 3698.6564 | 4038.3181 | 3800.8894 | 4149.8245 | 3905.8399 | 4264.2984 | 4013.5834 | 4381.8303 | 4124.2051 | 4502.4666 | 4237.7487 | 4626.3255 | 4354.3254 | 4753.5232 | 4474.0447 | 4884.0693 | 4596.9155 | 5018.0557 | 4723.0243 | 5155.5679 | 4852.4516 | 5296.7123 | 0 | 0 | 0 | 0 | 0 | 0 | 0 | 0 | 0 | 0 | 0 | 0 | 0 | 0 | 0 | 0 | 0 | 0 | 0
|  |  |  | Total - current assets |  | SOM Mn |  |  | 0 | 0 | 0 | 41093.2978 | 433.2009 | 74369.5989 | 149092.5381 | 311702.1394 | 22346.6766 | 21043.0867 | 22985.6373 | 21634.2205 | 23630.7866 | 22241.4388 | 24293.3478 | 22865.0454 | 24974.0209 | 23505.6991 | 25673.2417 | 24163.8099 | 26391.1383 | 24839.4985 | 27128.3169 | 25533.3354 | 27885.5537 | 26246.0513 | 28663.3762 | 26978.1425 | 29462.1735 | 27729.9754 | 30282.7466 | 28502.3037 | 31125.2974 | 29295.3176 | 31990.5494 | 30109.698 | 32878.9181 | 30945.836 | 33791.2813 | 31804.5577 | 34728.0827 | 32686.2809 | 35689.8843 | 33591.5343 | 36677.1912 | 34520.7935 | 37690.9693 | 35474.9676 | 38731.6957 | 36454.5055 | 39800.1187 | 37460.1117 | 40897.0829 | 38492.5811 | 42023.0217 | 39552.3215 | 43179.0376 | 40640.3706 | 44366.2163 | 41757.7503 | 45584.6472 | 42904.5448 | 46835.187 | 44081.5604 | 48118.6339 | 45289.5484 | 49435.9811 | 0 | 0 | 0 | 0 | 0 | 0 | 0 | 0 | 0 | 0 | 0 | 0 | 0 | 0 | 0 | 0 | 0 | 0 | 0
|  |  |  | Total assets |  | SOM Mn |  |  | 0 | 0 | 0 | 1358467.9272 | 1768878.6793 | 1890763.3306 | 1978963.4884 | 2155305.1169 | 1867912.6749 | 1873350.4412 | 1873789.348 | 1875729.937 | 1877604.482 | 1881135.447 | 1881190.2018 | 1882874.6465 | 1880927.409 | 1880577.0776 | 1877856.9735 | 1876774.2999 | 1872254.6194 | 1869359.0146 | 1862055.4805 | 1856312.0514 | 1846409.9562 | 1847784.8789 | 1846421.8358 | 1847030.2287 | 1842357.1034 | 1839564.1807 | 1832656.4123 | 1827604.0652 | 1830744.6848 | 1836407.5271 | 1824311.8804 | 1813983.1881 | 1798825.3152 | 1785380.8501 | 1766777.4924 | 1749818.9065 | 1727356.6321 | 1706454.6902 | 1679830.5281 | 1654673.0997 | 1623569.5153 | 1593829.5958 | 1559046.6579 | 1525577.3281 | 1484164.437 | 1443858.2113 | 1396383.3171 | 1349851.2683 | 1295683.9725 | 1242271.2132 | 1182187.8343 | 1122726.0018 | 1054111.1735 | 985849.3341 | 911179.2317 | 836745.7546 | 753233.8944 | 669698.5076 | 576574.1231 | 483137.6731 | 379566.6394 | 275364.2044 | 161411.9827 | -9.6348e-08 | -9.883e-08 | -1.0138e-07 | -1.0399e-07 | -1.0666e-07 | -1.0941e-07 | -1.1223e-07 | -1.1512e-07 | -1.1809e-07 | -1.2113e-07 | -1.2425e-07 | -1.2745e-07 | -1.3073e-07 | -1.341e-07 | -1.3755e-07 | -1.4109e-07 | -1.4473e-07 | -1.4846e-07 | -1.5228e-07
Equity
|  |  |  | Share capital balance - UZS | 0 | SOM Mn | 0 | 0 | 0 | 0 | 0 | 214508.7287 | 214508.7287 | 214508.7287 | 214508.7287 | 214508.7287 | 214508.7287 | 214508.7287 | 214508.7287 | 214508.7287 | 214508.7287 | 214508.7287 | 214508.7287 | 214508.7287 | 214508.7287 | 214508.7287 | 214508.7287 | 214508.7287 | 214508.7287 | 214508.7287 | 214508.7287 | 214508.7287 | 214508.7287 | 214508.7287 | 214508.7287 | 214508.7287 | 214508.7287 | 214508.7287 | 214508.7287 | 214508.7287 | 214508.7287 | 214508.7287 | 214508.7287 | 214508.7287 | 214508.7287 | 214508.7287 | 214508.7287 | 214508.7287 | 214508.7287 | 214508.7287 | 214508.7287 | 214508.7287 | 214508.7287 | 214508.7287 | 214508.7287 | 214508.7287 | 214508.7287 | 214508.7287 | 214508.7287 | 214508.7287 | 214508.7287 | 214508.7287 | 214508.7287 | 214508.7287 | 214508.7287 | 214508.7287 | 214508.7287 | 214508.7287 | 214508.7287 | 214508.7287 | 214508.7287 | 214508.7287 | 214508.7287 | 214508.7287 | 137002.2064 | 10822.3859 | 10822.3859 | 10822.3859 | 10822.3859 | 10822.3859 | 10822.3859 | 10822.3859 | 10822.3859 | 10822.3859 | 10822.3859 | 10822.3859 | 10822.3859 | 10822.3859 | 10822.3859 | 10822.3859 | 10822.3859 | 10822.3859 | 10822.3859 | 10822.3859
|  |  | 1 | Standby equity balance |  | SOM Mn |  |  | 0 | 0 | 0 | 0 | 0 | 0 | 0 | 0 | 0 | 0 | 0 | 0 | 0 | 0 | 0 | 0 | 0 | 0 | 0 | 0 | 0 | 0 | 0 | 0 | 0 | 0 | 0 | 0 | 0 | 0 | 0 | 0 | 0 | 0 | 0 | 0 | 0 | 0 | 0 | 0 | 0 | 0 | 0 | 0 | 0 | 0 | 0 | 0 | 0 | 0 | 0 | 0 | 0 | 0 | 0 | 0 | 0 | 0 | 0 | 0 | 0 | 0 | 0 | 0 | 0 | 0 | 0 | 0 | 0 | 0 | 0 | 0 | 0 | 0 | 0 | 0 | 0 | 0 | 0 | 0 | 0 | 0 | 0 | 0 | 0 | 0
|  |  | 1 | Legal reserves balance |  | SOM Mn |  |  | 0 | 0 | 0 | 0 | 0 | 0 | 0 | 0 | 0 | 0 | 0 | 0 | 0 | 0 | 0 | 0 | 0 | 0 | 0 | 0 | 0 | 0 | 0 | 0 | 0 | 0 | 0 | 0 | 0 | 0 | 0 | 0 | 0 | 0 | 0 | 0 | 0 | 0 | 0 | 0 | 0 | 0 | 0 | 0 | 0 | 0 | 0 | 0 | 0 | 0 | 0 | 0 | 0 | 0 | 0 | 0 | 0 | 0 | 0 | 0 | 0 | 0 | 0 | 0 | 0 | 0 | 0 | 0 | 0 | 0 | 0 | 0 | 0 | 0 | 0 | 0 | 0 | 0 | 0 | 0 | 0 | 0 | 0 | 0 | 0 | 0
|  |  |  | Retained earnings balance - UZS | 0 | SOM Mn | 0 | 0 | 0 | 0 | 0 | 19487.7259 | 30643.3164 | 34444.249 | 37609.4748 | 38042.7908 | 31745.3824 | 32751.3618 | 32955.5164 | 33931.7692 | 34485.654 | 35846.3426 | 36569.6676 | 38185.6713 | 39215.2884 | 41198.8194 | 42701.136 | 45224.351 | 47224.4781 | 50343.3565 | 52953.6409 | 56780.0195 | 60183.5883 | 65488.6413 | 70435.3374 | 76740.9825 | 82585.3616 | 89887.6767 | 96893.08 | 105497.9959 | 114615.0338 | 125443.5076 | 135200.801 | 146686.5628 | 157955.1568 | 171076.9346 | 184058.3693 | 199042.9482 | 213976.699 | 231079.0351 | 248245.2369 | 267816.0052 | 287700.9888 | 310200.9217 | 334045.995 | 358805.5928 | 384539.2623 | 411244.1443 | 439071.4543 | 467953.7296 | 498039.6724 | 529265.6119 | 561871.88 | 595721.1357 | 630927.2453 | 667465.3996 | 675010.1663 | 601655.3027 | 516408.9508 | 433980.8932 | 339072.7859 | 246773.0895 | 141367.7098 | 38332.1767 | 0 | -10822.3858 | -10822.3858 | -10822.3858 | -10822.3858 | -10822.3858 | -10822.3858 | -10822.3858 | -10822.3858 | -10822.3858 | -10822.3858 | -10822.3858 | -10822.3858 | -10822.3858 | -10822.3858 | -10822.3858 | -10822.3858 | -10822.3858 | -10822.3858 | -10822.3858
|  |  |  | Total - shareholders' equity |  | SOM Mn |  |  | 0 | 0 | 0 | 233996.4545 | 245152.0451 | 248952.9777 | 252118.2034 | 252551.5194 | 246254.1111 | 247260.0904 | 247464.2451 | 248440.4979 | 248994.3827 | 250355.0713 | 251078.3962 | 252694.4 | 253724.017 | 255707.5481 | 257209.8647 | 259733.0797 | 261733.2067 | 264852.0851 | 267462.3696 | 271288.7482 | 274692.3169 | 279997.3699 | 284944.066 | 291249.7112 | 297094.0903 | 304396.4054 | 311401.8086 | 320006.7245 | 329123.7625 | 339952.2362 | 349709.5297 | 361195.2914 | 372463.8855 | 385585.6633 | 398567.0979 | 413551.6768 | 428485.4277 | 445587.7637 | 462753.9656 | 482324.7338 | 502209.7174 | 524709.6503 | 548554.7237 | 573314.3214 | 599047.991 | 625752.873 | 653580.183 | 682462.4583 | 712548.4011 | 743774.3405 | 776380.6086 | 810229.8643 | 845435.9739 | 881974.1282 | 889518.895 | 816164.0313 | 730917.6795 | 648489.6218 | 553581.5145 | 461281.8182 | 355876.4385 | 252840.9053 | 137002.2064 | 7.7476e-05 | 7.7805e-05 | 7.8144e-05 | 7.8494e-05 | 7.8856e-05 | 7.9231e-05 | 7.9617e-05 | 8.0017e-05 | 8.043e-05 | 8.0857e-05 | 8.1298e-05 | 8.1754e-05 | 8.2225e-05 | 8.2712e-05 | 8.3215e-05 | 8.3735e-05 | 8.4272e-05 | 8.4828e-05 | 8.5401e-05
Liabilities
|  |  | 1 | Equity bridge IFRS balance |  | SOM Mn |  |  | 0 | 0 | 0 | 0 | 0 | 0 | 0 | 0 | 0 | 0 | 0 | 0 | 0 | 0 | 0 | 0 | 0 | 0 | 0 | 0 | 0 | 0 | 0 | 0 | 0 | 0 | 0 | 0 | 0 | 0 | 0 | 0 | 0 | 0 | 0 | 0 | 0 | 0 | 0 | 0 | 0 | 0 | 0 | 0 | 0 | 0 | 0 | 0 | 0 | 0 | 0 | 0 | 0 | 0 | 0 | 0 | 0 | 0 | 0 | 0 | 0 | 0 | 0 | 0 | 0 | 0 | 0 | 0 | 0 | 0 | 0 | 0 | 0 | 0 | 0 | 0 | 0 | 0 | 0 | 0 | 0 | 0 | 0 | 0 | 0 | 0
|  |  | 1 | ADB Loan IFRS balance |  | SOM Mn |  |  | 0 | 0 | 0 | 109445.4991 | 214077.2949 | 234985.083 | 247651.3023 | 284767.3463 | 290619.7972 | 290248.2394 | 288637.5543 | 287437.5492 | 285954.6422 | 284931.6978 | 281683.8769 | 278863.0048 | 274871.7343 | 271275.5543 | 266726.2332 | 262623.2078 | 256326.9767 | 250403.9935 | 242943.1153 | 235776.3228 | 227065.6646 | 220967.5963 | 213599.8893 | 206661.3949 | 197902.1574 | 189413.2376 | 179276.6217 | 169420.7626 | 160337.3411 | 152137.5162 | 141010.9764 | 131881.1305 | 121177.5459 | 110647.7614 | 98419.9572 | 86292.7059 | 72346.5593 | 58438.8094 | 42597.1077 | 26720.0175 | 8804.2013 | 6.0112e-10 | 6.323e-10 | 6.6509e-10 | 6.9958e-10 | 7.3587e-10 | 7.7403e-10 | 8.1418e-10 | 8.5641e-10 | 9.0082e-10 | 9.4755e-10 | 9.9669e-10 | 1.0484e-09 | 1.1028e-09 | 1.16e-09 | 1.2201e-09 | 1.2834e-09 | 1.35e-09 | 1.42e-09 | 1.4936e-09 | 1.5711e-09 | 1.6526e-09 | 1.7383e-09 | 1.8284e-09 | 1.8951e-09 | 1.9642e-09 | 2.0359e-09 | 2.1101e-09 | 2.1871e-09 | 2.2669e-09 | 2.3495e-09 | 2.4352e-09 | 2.5241e-09 | 2.6161e-09 | 2.7115e-09 | 2.8104e-09 | 2.9129e-09 | 3.0192e-09 | 3.1293e-09 | 3.2434e-09 | 3.3617e-09 | 3.4843e-09
|  |  | 1 | EBRD IFRS balance |  | SOM Mn |  |  | 0 | 0 | 0 | 149097.0177 | 293397.3863 | 322637.7101 | 340449.5167 | 389882.9805 | 397219.7043 | 396344.5333 | 393817.6487 | 391816.2406 | 389427.4073 | 387626.7925 | 382886.9087 | 378697.2876 | 372958.5893 | 367730.1837 | 361240.009 | 355328.6618 | 346528.6502 | 338217.7367 | 327885.2736 | 317942.4595 | 305975.2738 | 297446.9539 | 287250.5815 | 277621.5648 | 265604.4435 | 253951.9222 | 240145.2622 | 226723.3224 | 214331.2899 | 203112.7918 | 188062.4556 | 175656.3529 | 161200.0582 | 146994.9497 | 130583.9712 | 114336.3646 | 95733.243 | 77221.8641 | 56214.6245 | 35213.9483 | 11592.4125 | -2.0687e-06 | -2.1697e-06 | -2.2757e-06 | -2.3868e-06 | -2.5033e-06 | -2.6256e-06 | -2.7537e-06 | -2.8882e-06 | -3.0292e-06 | -3.1771e-06 | -3.3322e-06 | -3.4949e-06 | -3.6656e-06 | -3.8446e-06 | -4.0323e-06 | -4.2291e-06 | -4.4356e-06 | -4.6522e-06 | -4.8794e-06 | -5.1176e-06 | -5.3675e-06 | -5.6295e-06 | -5.9044e-06 | -6.102e-06 | -6.3063e-06 | -6.5174e-06 | -6.7356e-06 | -6.9611e-06 | -7.1941e-06 | -7.435e-06 | -7.6839e-06 | -7.9411e-06 | -8.2069e-06 | -8.4817e-06 | -8.7656e-06 | -9.0591e-06 | -9.3623e-06 | -9.6758e-06 | -9.9997e-06 | -1.0334e-05 | -1.068e-05
|  |  | 1 | AIIB IFRS balance |  | SOM Mn |  |  | 0 | 0 | 0 | 87539.1835 | 172262.1152 | 189429.9573 | 199887.7856 | 228911.606 | 233219.2093 | 232705.371 | 231221.7638 | 230046.679 | 228644.1257 | 227586.9325 | 224804.0093 | 222344.1613 | 218974.805 | 215905.0565 | 212094.4866 | 208623.7633 | 203457.0212 | 198577.4428 | 192510.9541 | 186673.2395 | 179646.9577 | 174639.7337 | 168653.1478 | 162999.6728 | 155944.0723 | 149102.5391 | 140996.2486 | 133115.8384 | 125840.1167 | 119253.4111 | 110416.9222 | 103132.9395 | 94645.2296 | 86304.9984 | 76669.6369 | 67130.1959 | 56207.7636 | 45339.1962 | 33005.2365 | 20675.1304 | 6806.2416 | -1.2137e-06 | -1.273e-06 | -1.3351e-06 | -1.4003e-06 | -1.4687e-06 | -1.5404e-06 | -1.6156e-06 | -1.6945e-06 | -1.7772e-06 | -1.864e-06 | -1.955e-06 | -2.0504e-06 | -2.1506e-06 | -2.2556e-06 | -2.3657e-06 | -2.4812e-06 | -2.6023e-06 | -2.7294e-06 | -2.8627e-06 | -3.0024e-06 | -3.149e-06 | -3.3028e-06 | -3.464e-06 | -3.58e-06 | -3.6998e-06 | -3.8237e-06 | -3.9517e-06 | -4.084e-06 | -4.2207e-06 | -4.362e-06 | -4.508e-06 | -4.659e-06 | -4.8149e-06 | -4.9761e-06 | -5.1427e-06 | -5.3148e-06 | -5.4928e-06 | -5.6767e-06 | -5.8667e-06 | -6.0631e-06 | -6.2661e-06
|  |  | 1 | EIB IFRS balance |  | SOM Mn |  |  | 0 | 0 | 0 | 87550.265 | 172415.0102 | 189604.1093 | 200079.772 | 229114.438 | 232828.2026 | 232349.184 | 230980.6447 | 229801.1359 | 228429.1712 | 227331.8801 | 224577.5119 | 222039.8483 | 218674.6712 | 215543.9052 | 211737.348 | 208186.6986 | 203033.8073 | 198077.5252 | 192015.014 | 186103.4375 | 179105.6072 | 174012.026 | 168053.6291 | 162305.2178 | 155259.061 | 148353.6608 | 140278.6705 | 132322.1748 | 125046.9454 | 118358.2748 | 109553.3311 | 102208.297 | 93765.6342 | 85406.0553 | 75846.498 | 66318.4352 | 55525.2845 | 44689.9802 | 32536.6767 | 20300.9449 | 6651.7629 | -2.0214e-07 | -2.1153e-07 | -2.2136e-07 | -2.3164e-07 | -2.424e-07 | -2.5366e-07 | -2.6545e-07 | -2.7778e-07 | -2.9069e-07 | -3.0419e-07 | -3.1832e-07 | -3.3311e-07 | -3.4859e-07 | -3.6478e-07 | -3.8173e-07 | -3.9947e-07 | -4.1802e-07 | -4.3745e-07 | -4.5777e-07 | -4.7904e-07 | -5.0129e-07 | -5.2458e-07 | -5.4895e-07 | -5.6605e-07 | -5.8368e-07 | -6.0186e-07 | -6.206e-07 | -6.3993e-07 | -6.5986e-07 | -6.8041e-07 | -7.016e-07 | -7.2345e-07 | -7.4599e-07 | -7.6922e-07 | -7.9318e-07 | -8.1788e-07 | -8.4335e-07 | -8.6962e-07 | -8.967e-07 | -9.2463e-07 | -9.5343e-07
|  |  | 1 | GB Refi debt balance |  | SOM Mn |  |  | 0 | 0 | 0 | 0 | 0 | 0 | 0 | 0 | 0 | 0 | 0 | 0 | 0 | 0 | 0 | 0 | 0 | 0 | 0 | 0 | 0 | 0 | 0 | 0 | 0 | 0 | 0 | 0 | 0 | 0 | 0 | 0 | 0 | 0 | 0 | 0 | 0 | 0 | 0 | 0 | 0 | 0 | 0 | 0 | 0 | 0 | 0 | 0 | 0 | 0 | 0 | 0 | 0 | 0 | 0 | 0 | 0 | 0 | 0 | 0 | 0 | 0 | 0 | 0 | 0 | 0 | 0 | 0 | 0 | 0 | 0 | 0 | 0 | 0 | 0 | 0 | 0 | 0 | 0 | 0 | 0 | 0 | 0 | 0 | 0 | 0
|  |  | 1 | VAT facility balance |  | SOM Mn |  |  | 0 | 0 | 0 | 193982.6897 | 57122.4014 | 15491.822 | 11152.0612 | 11636.6372 | 0 | 0 | 0 | 0 | 0 | 0 | 0 | 0 | 0 | 0 | 0 | 0 | 0 | 0 | 0 | 0 | 0 | 0 | 0 | 0 | 0 | 0 | 0 | 0 | 0 | 0 | 0 | 0 | 0 | 0 | 0 | 0 | 0 | 0 | 0 | 0 | 0 | 0 | 0 | 0 | 0 | 0 | 0 | 0 | 0 | 0 | 0 | 0 | 0 | 0 | 0 | 0 | 0 | 0 | 0 | 0 | 0 | 0 | 0 | 0 | 0 | 0 | 0 | 0 | 0 | 0 | 0 | 0 | 0 | 0 | 0 | 0 | 0 | 0 | 0 | 0 | 0 | 0
|  |  | 1 | Shareholder loan balance |  | SOM Mn |  |  | 0 | 0 | 0 | 645819.3351 | 662133.9379 | 685659.4327 | 717131.6056 | 748371.6486 | 457875.7884 | 465100.9512 | 471468.5413 | 478562.8952 | 485504.4303 | 493240.4199 | 505201.8836 | 517882.3472 | 530447.5813 | 543759.5918 | 557028.8204 | 571093.4368 | 588939.1366 | 607645.6564 | 626696.1258 | 646655.1722 | 666994.7137 | 688479.8889 | 710412.7178 | 733388.9351 | 756814.545 | 781333.5362 | 806366.3789 | 832568.8514 | 859529.0583 | 887793.9265 | 910584.6769 | 925722.4987 | 940119.9738 | 955796.6698 | 970757.2985 | 987086.3981 | 1002643.5747 | 1019614.6129 | 1035802.5002 | 1053393.0707 | 1070053.2649 | 1052566.4617 | 992197.8981 | 934886.892 | 866463.8977 | 800398.2348 | 723600.3263 | 649156.9968 | 563377.4005 | 479736.0711 | 385269.0129 | 292979.2466 | 187650.9176 | 83901.5135 | 0 | 0 | 0 | 0 | 0 | 0 | 0 | 0 | 0 | 0 | 0 | 0 | 0 | 0 | 0 | 0 | 0 | 0 | 0 | 0 | 0 | 0 | 0 | 0 | 0 | 0 | 0 | 0
|  |  |  | Total - long-term debt |  | SOM Mn |  |  | 0 | 0 | 0 | 1273433.9901 | 1571408.146 | 1637808.1144 | 1716352.0433 | 1892684.6565 | 1611762.7017 | 1616748.2789 | 1616126.1528 | 1617664.4999 | 1617959.7767 | 1620717.7228 | 1619154.1904 | 1619826.6492 | 1615927.3811 | 1614214.2915 | 1608826.8971 | 1605855.7683 | 1598285.592 | 1592922.3547 | 1582050.4828 | 1573150.6315 | 1558788.217 | 1555546.1988 | 1547969.9654 | 1542976.7853 | 1531524.2792 | 1522154.8959 | 1507063.182 | 1494150.9496 | 1485084.7514 | 1480655.9204 | 1459628.3622 | 1438601.2187 | 1410908.4417 | 1385150.4345 | 1352277.3619 | 1321164.0998 | 1282456.4251 | 1245304.4627 | 1200156.1456 | 1156303.1118 | 1103907.8831 | 1052566.4617 | 992197.8981 | 934886.892 | 866463.8977 | 800398.2348 | 723600.3263 | 649156.9968 | 563377.4005 | 479736.0711 | 385269.0129 | 292979.2466 | 187650.9176 | 83901.5135 | -6.4637e-06 | -6.7785e-06 | -7.1085e-06 | -7.4546e-06 | -7.8176e-06 | -8.1983e-06 | -8.5975e-06 | -9.0161e-06 | -9.4551e-06 | -9.9155e-06 | -1.0246e-05 | -1.0588e-05 | -1.0941e-05 | -1.1306e-05 | -1.1683e-05 | -1.2072e-05 | -1.2475e-05 | -1.2891e-05 | -1.3321e-05 | -1.3765e-05 | -1.4224e-05 | -1.4699e-05 | -1.5189e-05 | -1.5695e-05 | -1.6219e-05 | -1.676e-05 | -1.7319e-05 | -1.7896e-05
|  |  | 1 | Accounts payable balance |  | SOM Mn |  |  | 0 | 0 | 0 | 0 | 0 | 0 | 0 | 0 | 497.9921 | 505.6346 | 543.6917 | 551.7664 | 816.9417 | 829.0745 | 853.407 | 866.0814 | 895.0923 | 908.3858 | 1277.178 | 1296.146 | 1445.8326 | 1467.3054 | 1431.5728 | 1452.8338 | 1528.8605 | 1551.5664 | 1911.7192 | 1940.1111 | 1737.6376 | 1763.4441 | 1895.4714 | 1923.622 | 4994.934 | 5069.1162 | 1974.6142 | 2003.9402 | 2128.1612 | 2159.7675 | 2267.2731 | 2300.9455 | 2392.6802 | 2428.215 | 2538.6754 | 2576.3785 | 2707.9978 | 2748.2156 | 3344.9432 | 3394.6205 | 3208.2034 | 3255.85 | 3352.5221 | 3402.312 | 3485.7026 | 3537.4704 | 3950.5411 | 4009.2125 | 3935.9064 | 3994.3605 | 4134.7563 | 4196.1636 | 4343.6525 | 4408.1622 | 4563.1026 | 4630.8714 | 4793.6397 | 4864.8323 | 5035.824 | 0 | 0 | 0 | 0 | 0 | 0 | 0 | 0 | 0 | 0 | 0 | 0 | 0 | 0 | 0 | 0 | 0 | 0 | 0
|  |  | 1 | Pre-completion operating cost payable balance |  | SOM Mn |  |  | 0 | 0 | 0 | 0 | 0 | 1674.024 | 1707.7225 | 1738.2048 | 0 | 0 | 0 | 0 | 0 | 0 | 0 | 0 | 0 | 0 | 0 | 0 | 0 | 0 | 0 | 0 | 0 | 0 | 0 | 0 | 0 | 0 | 0 | 0 | 0 | 0 | 0 | 0 | 0 | 0 | 0 | 0 | 0 | 0 | 0 | 0 | 0 | 0 | 0 | 0 | 0 | 0 | 0 | 0 | 0 | 0 | 0 | 0 | 0 | 0 | 0 | 0 | 0 | 0 | 0 | 0 | 0 | 0 | 0 | 0 | 0 | 0 | 0 | 0 | 0 | 0 | 0 | 0 | 0 | 0 | 0 | 0 | 0 | 0 | 0 | 0 | 0 | 0
|  |  | 1 | Corporate tax payable balance |  | SOM Mn |  |  | 0 | 0 | 0 | 0 | 0 | 0 | 0 | 0 | 0 | 0 | 0 | 0 | 0 | 0 | 0 | 0 | 0 | 0 | 0 | 0 | 0 | 0 | 0 | 0 | 0 | 0 | 0 | 0 | 0 | 0 | 0 | 0 | 0 | 0 | 0 | 0 | 0 | 0 | 0 | 0 | 0 | 0 | 0 | 0 | 0 | 0 | 0 | 0 | 0 | 0 | 0 | 0 | 0 | 0 | 0 | 0 | 0 | 0 | 0 | 0 | 0 | 0 | 0 | 0 | 0 | 0 | 0 | 0 | 0 | 0 | 0 | 0 | 0 | 0 | 0 | 0 | 0 | 0 | 0 | 0 | 0 | 0 | 0 | 0 | 0 | 0
|  |  | 1 | VAT reclaimable from / (owed to) govt. balance |  | SOM Mn |  |  | 0 | 0 | 0 | -148962.5174 | -47681.5118 | 2127.3316 | 8580.5925 | 8122.1516 | 9338.1109 | 8775.7611 | 9590.0154 | 9006.9609 | 9735.3479 | 9134.0895 | 10001.7994 | 9383.5861 | 10273.5075 | 9637.8459 | 10389.7724 | 9733.7685 | 10616.4882 | 9941.1928 | 10939.2666 | 10245.4978 | 11217.0985 | 10503.5558 | 11366.6788 | 10630.8077 | 11792.5798 | 11037.822 | 12068.4937 | 11291.9345 | 10941.8448 | 10121.9603 | 12762.4206 | 11942.265 | 13069.4476 | 12225.8127 | 13393.6866 | 12526.0709 | 13734.9775 | 12842.8629 | 14077.1005 | 13159.7101 | 14418.9573 | 13475.4823 | 14547.6999 | 13574.1397 | 15059.3605 | 14060.5515 | 15447.9831 | 14421.2238 | 15854.184 | 14798.8346 | 16113.6067 | 15026.5729 | 16616.0667 | 15500.0086 | 17029.4097 | 15882.0202 | 17451.3242 | 16271.7442 | 17881.9338 | 16669.279 | 18321.3246 | 17074.6869 | 18769.6536 | 0 | 0 | 0 | 0 | 0 | 0 | 0 | 0 | 0 | 0 | 0 | 0 | 0 | 0 | 0 | 0 | 0 | 0 | 0
|  |  | 1 | VAT creditor payable balance |  | SOM Mn |  |  | 0 | 0 | 0 | 0 | 0 | 200.8829 | 204.9267 | 208.5846 | 59.7591 | 60.6762 | 65.243 | 66.212 | 98.033 | 99.4889 | 102.4088 | 103.9298 | 107.4111 | 109.0063 | 153.2614 | 155.5375 | 173.4999 | 176.0766 | 171.7887 | 174.3401 | 183.4633 | 186.188 | 229.4063 | 232.8133 | 208.5165 | 211.6133 | 227.4566 | 230.8346 | 599.3921 | 608.2939 | 236.9537 | 240.4728 | 255.3793 | 259.1721 | 272.0728 | 276.1135 | 287.1216 | 291.3858 | 304.641 | 309.1654 | 324.9597 | 329.7859 | 401.3932 | 407.3545 | 384.9844 | 390.702 | 402.3027 | 408.2774 | 418.2843 | 424.4965 | 474.0649 | 481.1055 | 472.3088 | 479.3233 | 496.1708 | 503.5396 | 521.2383 | 528.9795 | 547.5723 | 555.7046 | 575.2368 | 583.7799 | 604.2989 | 0 | 0 | 0 | 0 | 0 | 0 | 0 | 0 | 0 | 0 | 0 | 0 | 0 | 0 | 0 | 0 | 0 | 0 | 0
|  |  | 1 | Deferred tax liability / (asset) |  | SOM Mn |  |  | 0 | 0 | 0 | 0 | 0 | 0 | 0 | 0 | 0 | 0 | 0 | 0 | 0 | 0 | 0 | 0 | 0 | 0 | 0 | 0 | 0 | 0 | 0 | 0 | 0 | 0 | 0 | 0 | 0 | 0 | 0 | 0 | 0 | 0 | 0 | 0 | 0 | 0 | 0 | 0 | 0 | 0 | 0 | 0 | 0 | 0 | 0 | 0 | 0 | 0 | 0 | 0 | 0 | 0 | 0 | 0 | 0 | 0 | 0 | 0 | 0 | 0 | 0 | 0 | 0 | 0 | 0 | 0 | 0 | 0 | 0 | 0 | 0 | 0 | 0 | 0 | 0 | 0 | 0 | 0 | 0 | 0 | 0 | 0 | 0 | 0
|  |  |  | Short term and other liabilities |  | SOM Mn |  |  | 0 | 0 | 0 | -148962.5174 | -47681.5118 | 4002.2385 | 10493.2417 | 10068.941 | 9895.8621 | 9342.0718 | 10198.9501 | 9624.9392 | 10650.3226 | 10062.6529 | 10957.6152 | 10353.5973 | 11276.0109 | 10655.2379 | 11820.2118 | 11185.4519 | 12235.8207 | 11584.5748 | 12542.6281 | 11872.6717 | 12929.4223 | 12241.3102 | 13507.8044 | 12803.7322 | 13738.7339 | 13012.8794 | 14191.4217 | 13446.3911 | 16536.1709 | 15799.3704 | 14973.9885 | 14186.678 | 15452.9881 | 14644.7524 | 15933.0325 | 15103.1299 | 16414.7793 | 15562.4637 | 16920.417 | 16045.2541 | 17451.9148 | 16553.4838 | 18294.0362 | 17376.1147 | 18652.5484 | 17707.1035 | 19202.8079 | 18231.8133 | 19758.1709 | 18760.8015 | 20538.2128 | 19516.8909 | 21024.282 | 19973.6924 | 21660.3368 | 20581.7234 | 22316.215 | 21208.8859 | 22992.6086 | 21855.855 | 23690.2011 | 22523.2992 | 24409.7764 | 0 | 0 | 0 | 0 | 0 | 0 | 0 | 0 | 0 | 0 | 0 | 0 | 0 | 0 | 0 | 0 | 0 | 0 | 0
|  |  |  | Total liabilities |  | SOM Mn |  |  | 0 | 0 | 0 | 1358467.9272 | 1768878.6793 | 1890763.3306 | 1978963.4884 | 2155305.1169 | 1867912.6749 | 1873350.4412 | 1873789.348 | 1875729.937 | 1877604.482 | 1881135.447 | 1881190.2018 | 1882874.6465 | 1880927.409 | 1880577.0776 | 1877856.9735 | 1876774.2999 | 1872254.6194 | 1869359.0146 | 1862055.4805 | 1856312.0514 | 1846409.9562 | 1847784.8789 | 1846421.8358 | 1847030.2287 | 1842357.1034 | 1839564.1807 | 1832656.4123 | 1827604.0652 | 1830744.6848 | 1836407.5271 | 1824311.8804 | 1813983.1881 | 1798825.3152 | 1785380.8501 | 1766777.4924 | 1749818.9065 | 1727356.6321 | 1706454.6902 | 1679830.5281 | 1654673.0997 | 1623569.5153 | 1593829.5958 | 1559046.6579 | 1525577.3281 | 1484164.437 | 1443858.2113 | 1396383.3171 | 1349851.2683 | 1295683.9725 | 1242271.2132 | 1182187.8343 | 1122726.0018 | 1054111.1735 | 985849.3341 | 911179.2317 | 836745.7547 | 753233.8945 | 669698.5077 | 576574.1231 | 483137.6732 | 379566.6395 | 275364.2045 | 161411.9827 | 6.7561e-05 | 6.7558e-05 | 6.7556e-05 | 6.7553e-05 | 6.7551e-05 | 6.7548e-05 | 6.7545e-05 | 6.7542e-05 | 6.7539e-05 | 6.7536e-05 | 6.7533e-05 | 6.753e-05 | 6.7526e-05 | 6.7523e-05 | 6.752e-05 | 6.7516e-05 | 6.7512e-05 | 6.7509e-05 | 6.7505e-05
BALANCE SHEET CHECK
|  |  |  | Total assets | 0 | SOM Mn | 0 | 0 | 0 | 0 | 0 | 1358467.9272 | 1768878.6793 | 1890763.3306 | 1978963.4884 | 2155305.1169 | 1867912.6749 | 1873350.4412 | 1873789.348 | 1875729.937 | 1877604.482 | 1881135.447 | 1881190.2018 | 1882874.6465 | 1880927.409 | 1880577.0776 | 1877856.9735 | 1876774.2999 | 1872254.6194 | 1869359.0146 | 1862055.4805 | 1856312.0514 | 1846409.9562 | 1847784.8789 | 1846421.8358 | 1847030.2287 | 1842357.1034 | 1839564.1807 | 1832656.4123 | 1827604.0652 | 1830744.6848 | 1836407.5271 | 1824311.8804 | 1813983.1881 | 1798825.3152 | 1785380.8501 | 1766777.4924 | 1749818.9065 | 1727356.6321 | 1706454.6902 | 1679830.5281 | 1654673.0997 | 1623569.5153 | 1593829.5958 | 1559046.6579 | 1525577.3281 | 1484164.437 | 1443858.2113 | 1396383.3171 | 1349851.2683 | 1295683.9725 | 1242271.2132 | 1182187.8343 | 1122726.0018 | 1054111.1735 | 985849.3341 | 911179.2317 | 836745.7546 | 753233.8944 | 669698.5076 | 576574.1231 | 483137.6731 | 379566.6394 | 275364.2044 | 161411.9827 | -9.6348e-08 | -9.883e-08 | -1.0138e-07 | -1.0399e-07 | -1.0666e-07 | -1.0941e-07 | -1.1223e-07 | -1.1512e-07 | -1.1809e-07 | -1.2113e-07 | -1.2425e-07 | -1.2745e-07 | -1.3073e-07 | -1.341e-07 | -1.3755e-07 | -1.4109e-07 | -1.4473e-07 | -1.4846e-07 | -1.5228e-07
|  |  |  | Total liabilities | 0 | SOM Mn | 0 | 0 | 0 | 0 | 0 | 1358467.9272 | 1768878.6793 | 1890763.3306 | 1978963.4884 | 2155305.1169 | 1867912.6749 | 1873350.4412 | 1873789.348 | 1875729.937 | 1877604.482 | 1881135.447 | 1881190.2018 | 1882874.6465 | 1880927.409 | 1880577.0776 | 1877856.9735 | 1876774.2999 | 1872254.6194 | 1869359.0146 | 1862055.4805 | 1856312.0514 | 1846409.9562 | 1847784.8789 | 1846421.8358 | 1847030.2287 | 1842357.1034 | 1839564.1807 | 1832656.4123 | 1827604.0652 | 1830744.6848 | 1836407.5271 | 1824311.8804 | 1813983.1881 | 1798825.3152 | 1785380.8501 | 1766777.4924 | 1749818.9065 | 1727356.6321 | 1706454.6902 | 1679830.5281 | 1654673.0997 | 1623569.5153 | 1593829.5958 | 1559046.6579 | 1525577.3281 | 1484164.437 | 1443858.2113 | 1396383.3171 | 1349851.2683 | 1295683.9725 | 1242271.2132 | 1182187.8343 | 1122726.0018 | 1054111.1735 | 985849.3341 | 911179.2317 | 836745.7547 | 753233.8945 | 669698.5077 | 576574.1231 | 483137.6732 | 379566.6395 | 275364.2045 | 161411.9827 | 6.7561e-05 | 6.7558e-05 | 6.7556e-05 | 6.7553e-05 | 6.7551e-05 | 6.7548e-05 | 6.7545e-05 | 6.7542e-05 | 6.7539e-05 | 6.7536e-05 | 6.7533e-05 | 6.753e-05 | 6.7526e-05 | 6.7523e-05 | 6.752e-05 | 6.7516e-05 | 6.7512e-05 | 6.7509e-05 | 6.7505e-05
|  |  |  | Balance sheet difference |  | SOM Mn | -0.0018605 |  | 0 | 0 | 0 | 0 | 0 | 0 | 0 | 0 | 0 | 0 | 0 | 0 | 0 | 0 | 0 | 0 | 0 | 0 | 0 | 0 | 0 | 1.8626e-09 | 1.8626e-09 | 1.8626e-09 | 2.0955e-09 | 1.8626e-09 | 1.8626e-09 | 1.8626e-09 | 2.3283e-09 | 2.0955e-09 | 2.3283e-09 | 2.5611e-09 | 2.794e-09 | 2.5611e-09 | 2.5611e-09 | 2.5611e-09 | 2.5611e-09 | 2.5611e-09 | 2.0955e-09 | 2.3283e-09 | 2.5611e-09 | 2.3283e-09 | 2.3283e-09 | 2.0955e-09 | 2.3283e-09 | 2.5611e-09 | 2.794e-09 | 2.3283e-09 | 2.3283e-09 | 2.3283e-09 | 2.3283e-09 | 2.5611e-09 | 2.3283e-09 | 2.0955e-09 | 2.0955e-09 | 1.8626e-09 | 1.8626e-09 | 1.9791e-09 | -3.3828e-05 | -6.7658e-05 | -6.7658e-05 | -6.7658e-05 | -6.7658e-05 | -6.7657e-05 | -6.7657e-05 | -6.7657e-05 | -6.7657e-05 | -6.7657e-05 | -6.7657e-05 | -6.7657e-05 | -6.7657e-05 | -6.7657e-05 | -6.7657e-05 | -6.7657e-05 | -6.7657e-05 | -6.7657e-05 | -6.7657e-05 | -6.7657e-05 | -6.7657e-05 | -6.7657e-05 | -6.7657e-05 | -6.7657e-05 | -6.7657e-05 | -6.7657e-05 | -6.7657e-05 | -6.7657e-05
|  |  |  | Balance sheet difference check |  | check |  |  | 0 | 0 | 0 | 0 | 0 | 0 | 0 | 0 | 0 | 0 | 0 | 0 | 0 | 0 | 0 | 0 | 0 | 0 | 0 | 0 | 0 | 0 | 0 | 0 | 0 | 0 | 0 | 0 | 0 | 0 | 0 | 0 | 0 | 0 | 0 | 0 | 0 | 0 | 0 | 0 | 0 | 0 | 0 | 0 | 0 | 0 | 0 | 0 | 0 | 0 | 0 | 0 | 0 | 0 | 0 | 0 | 0 | 0 | 0 | 0 | 0 | 0 | 0 | 0 | 0 | 0 | 0 | 0 | 0 | 0 | 0 | 0 | 0 | 0 | 0 | 0 | 0 | 0 | 0 | 0 | 0 | 0 | 0 | 0 | 0 | 0 | 0 | 0 | 0 | 0 | 0 | 0 | 0 | 0 | 0 | 0
|  |  |  | Balance sheet difference check | 0 | check
WORKINGS/ CALCULATIONS
UZS - Forex gain/ loss
Assets
|  |  |  | Project duration flag | 0 | flag | 65 | 0 | 0 | 0 | 0 | 1 | 1 | 1 | 1 | 1 | 1 | 1 | 1 | 1 | 1 | 1 | 1 | 1 | 1 | 1 | 1 | 1 | 1 | 1 | 1 | 1 | 1 | 1 | 1 | 1 | 1 | 1 | 1 | 1 | 1 | 1 | 1 | 1 | 1 | 1 | 1 | 1 | 1 | 1 | 1 | 1 | 1 | 1 | 1 | 1 | 1 | 1 | 1 | 1 | 1 | 1 | 1 | 1 | 1 | 1 | 1 | 1 | 1 | 1 | 1 | 1 | 1 | 1 | 1 | 1 | 0 | 0 | 0 | 0 | 0 | 0 | 0 | 0 | 0 | 0 | 0 | 0 | 0 | 0 | 0 | 0 | 0 | 0
|  |  |  | Fx gain/ (loss) on non-current assets |  | SOM Mn | 0 |  |  | 0 | 0 | 0 | 0 | 17710.8904 | 36564.3622 | 32662.6685 | 28292.917 | 28323.0425 | 27509.5152 | 27487.1838 | 27536.075 | 27534.2628 | 27607.3368 | 27577.676 | 27623.905 | 27563.6642 | 27580.268 | 27507.6792 | 27514.0172 | 27413.8141 | 27393.8542 | 27251.3935 | 27189.7829 | 27007.7882 | 27052.5568 | 26996.4128 | 27030.4765 | 26924.1821 | 26908.4288 | 26767.9257 | 26719.3331 | 26727.0206 | 26838.3001 | 26618.6336 | 26493.1706 | 26226.9267 | 26055.9656 | 25737.419 | 25515.0646 | 25138.0478 | 24857.9467 | 24417.9304 | 24075.4688 | 23567.7078 | 23158.0515 | 22594.3914 | 22130.2331 | 21466.8229 | 20902.0352 | 20147.2752 | 19490.9578 | 18635.4489 | 17877.9005 | 16933.1408 | 16086.7378 | 15013.8436 | 14037.7569 | 12873.4606 | 11806.7525 | 10509.6423 | 9308.8212 | 7867.4099 | 6520.6353 | 4922.4951 | 3416.9503 | 1663.0099 | 0 | 0 | 0 | 0 | 0 | 0 | 0 | 0 | 0 | 0 | 0 | 0 | 0 | 0 | 0 | 0 | 0 | 0
|  |  |  | Fx gain/ (loss) on current assets |  | SOM Mn | 0 |  |  | 0 | 0 | 0 | 0 | 4.3385 | 1497.0746 | 2661.2588 | 4783.5477 | 342.944 | 312.5211 | 341.3709 | 321.3003 | 350.9523 | 330.3184 | 360.7923 | 339.5799 | 370.9013 | 349.0945 | 381.2858 | 358.8685 | 391.9476 | 368.9034 | 402.8958 | 379.208 | 414.1419 | 389.7928 | 425.6937 | 400.6655 | 437.557 | 411.8313 | 449.7438 | 423.3015 | 462.2569 | 435.079 | 475.1072 | 447.1737 | 488.3008 | 459.5916 | 501.8507 | 472.3449 | 515.7636 | 485.4398 | 530.0478 | 498.8842 | 544.7108 | 512.6851 | 559.7669 | 526.856 | 575.2232 | 541.4035 | 591.0909 | 556.3383 | 607.3824 | 571.672 | 624.1043 | 587.4107 | 641.2728 | 603.5699 | 658.9042 | 620.1646 | 676.9997 | 637.1962 | 695.5721 | 654.6766 | 714.6332 | 672.6171 | 734.1977 | 0 | 0 | 0 | 0 | 0 | 0 | 0 | 0 | 0 | 0 | 0 | 0 | 0 | 0 | 0 | 0 | 0 | 0
|  |  |  | Fx gain/ (loss) on assets |  | SOM Mn | 1458766.9069 |  | 0 | 0 | 0 | 0 | 0 | 17715.2289 | 38061.4368 | 35323.9273 | 33076.4647 | 28665.9866 | 27822.0363 | 27828.5547 | 27857.3753 | 27885.2151 | 27937.6552 | 27938.4683 | 27963.4848 | 27934.5655 | 27929.3625 | 27888.965 | 27872.8856 | 27805.7617 | 27762.7576 | 27654.2893 | 27568.9909 | 27421.93 | 27442.3497 | 27422.1065 | 27431.142 | 27361.7392 | 27320.2601 | 27217.6695 | 27142.6346 | 27189.2775 | 27273.3791 | 27093.7408 | 26940.3444 | 26715.2275 | 26515.5572 | 26239.2697 | 25987.4095 | 25653.8114 | 25343.3865 | 24947.9781 | 24574.353 | 24112.4185 | 23670.7366 | 23154.1583 | 22657.089 | 22042.0461 | 21443.4388 | 20738.3661 | 20047.2961 | 19242.8313 | 18449.5725 | 17557.2451 | 16674.1485 | 15655.1164 | 14641.3267 | 13532.3648 | 12426.9171 | 11186.642 | 9946.0174 | 8562.982 | 7175.312 | 5637.1283 | 4089.5674 | 2397.2077 | 0 | 0 | 0 | 0 | 0 | 0 | 0 | 0 | 0 | 0 | 0 | 0 | 0 | 0 | 0 | 0 | 0 | 0
Equity and Liabilities
|  |  |  | Project duration flag | 0 | flag | 65 | 0 | 0 | 0 | 0 | 1 | 1 | 1 | 1 | 1 | 1 | 1 | 1 | 1 | 1 | 1 | 1 | 1 | 1 | 1 | 1 | 1 | 1 | 1 | 1 | 1 | 1 | 1 | 1 | 1 | 1 | 1 | 1 | 1 | 1 | 1 | 1 | 1 | 1 | 1 | 1 | 1 | 1 | 1 | 1 | 1 | 1 | 1 | 1 | 1 | 1 | 1 | 1 | 1 | 1 | 1 | 1 | 1 | 1 | 1 | 1 | 1 | 1 | 1 | 1 | 1 | 1 | 1 | 1 | 1 | 0 | 0 | 0 | 0 | 0 | 0 | 0 | 0 | 0 | 0 | 0 | 0 | 0 | 0 | 0 | 0 | 0 | 0
|  |  |  | Fx (gain)/ loss on shareholder's equity |  | SOM Mn | 0 |  |  | 0 | 0 | 0 | 0 | 0 | 0 | 0 | 0 | 0 | 0 | 0 | 0 | 0 | 0 | 0 | 0 | 0 | 0 | 0 | 0 | 0 | 0 | 0 | 0 | 0 | 0 | 0 | 0 | 0 | 0 | 0 | 0 | 0 | 0 | 0 | 0 | 0 | 0 | 0 | 0 | 0 | 0 | 0 | 0 | 0 | 0 | 0 | 0 | 0 | 0 | 0 | 0 | 0 | 0 | 0 | 0 | 0 | 0 | 0 | 0 | 0 | 0 | 0 | 0 | 0 | 0 | 0 | 0 | 0 | 0 | 0 | 0 | 0 | 0 | 0 | 0 | 0 | 0 | 0 | 0 | 0 | 0 | 0 | 0 | 0
|  |  |  | Fx (gain)/ loss on long term debt |  | SOM Mn | 0 |  |  | 0 | 0 | 0 | 0 | 15737.5716 | 32969.3987 | 30636.3887 | 29046.1507 | 24734.9722 | 24011.1131 | 24001.8736 | 24024.7203 | 24029.1056 | 24070.0652 | 24046.8444 | 24056.8314 | 23998.9215 | 23973.4796 | 23893.4688 | 23849.3431 | 23736.9147 | 23657.2627 | 23495.7992 | 23363.6232 | 23150.3201 | 23102.1713 | 22989.653 | 22915.4968 | 22745.4101 | 22606.2608 | 22382.1265 | 22190.3606 | 22055.7141 | 21989.9394 | 21677.6489 | 21365.3646 | 20954.0858 | 20571.5411 | 20083.3272 | 19621.249 | 19046.3826 | 18494.6207 | 17824.1012 | 17172.8185 | 16394.6715 | 15632.1752 | 14735.6123 | 13884.4588 | 12868.2757 | 11887.1025 | 10746.5395 | 9640.9455 | 8366.9911 | 7124.7931 | 5721.817 | 4351.1769 | 2786.8948 | 1246.0621 | -9.5996e-08 | -1.0067e-07 | -1.0557e-07 | -1.1071e-07 | -1.161e-07 | -1.2176e-07 | -1.2769e-07 | -1.339e-07 | -1.4042e-07 | 0 | 0 | 0 | 0 | 0 | 0 | 0 | 0 | 0 | 0 | 0 | 0 | 0 | 0 | 0 | 0 | 0 | 0
|  |  |  | Fx (gain)/ loss on short term and other liabilities |  | SOM Mn | 0 |  |  | 0 | 0 | 0 | 0 | -477.5279 | 80.5658 | 187.3013 | 154.5234 | 151.8672 | 138.7436 | 151.4696 | 142.9446 | 158.1731 | 149.4453 | 162.7369 | 153.7663 | 167.4655 | 158.2461 | 175.5477 | 166.1206 | 181.7201 | 172.0481 | 186.2767 | 176.3268 | 192.0211 | 181.8016 | 200.611 | 190.1544 | 204.0406 | 193.2606 | 210.7637 | 199.6989 | 245.5867 | 234.6441 | 222.386 | 210.6932 | 229.4998 | 217.4963 | 236.6292 | 224.3039 | 243.7839 | 231.1257 | 251.2933 | 238.2959 | 259.1869 | 245.8438 | 271.6936 | 258.0611 | 277.018 | 262.9768 | 285.1902 | 270.7695 | 293.4382 | 278.6258 | 305.023 | 289.8548 | 312.2418 | 296.639 | 321.6882 | 305.6692 | 331.4289 | 314.9835 | 341.4744 | 324.5919 | 351.8347 | 334.5044 | 362.5214 | 0 | 0 | 0 | 0 | 0 | 0 | 0 | 0 | 0 | 0 | 0 | 0 | 0 | 0 | 0 | 0 | 0 | 0
|  |  |  | Fx (gain)/ loss on liabilities |  | SOM Mn | 1063451.0664 |  | 0 | 0 | 0 | 0 | 0 | 15260.0438 | 33049.9645 | 30823.6901 | 29200.674 | 24886.8393 | 24149.8567 | 24153.3431 | 24167.6649 | 24187.2787 | 24219.5105 | 24209.5813 | 24210.5977 | 24166.387 | 24131.7257 | 24069.0165 | 24015.4637 | 23918.6348 | 23829.3108 | 23682.0759 | 23539.95 | 23342.3412 | 23283.9729 | 23190.2639 | 23105.6513 | 22949.4507 | 22799.5214 | 22592.8902 | 22390.0595 | 22301.3008 | 22224.5835 | 21900.0349 | 21576.0579 | 21183.5856 | 20789.0374 | 20319.9564 | 19845.5529 | 19290.1664 | 18725.7464 | 18075.3945 | 17411.1143 | 16653.8584 | 15878.019 | 15007.306 | 14142.5199 | 13145.2938 | 12150.0793 | 11031.7297 | 9911.715 | 8660.4293 | 7403.4189 | 6026.84 | 4641.0317 | 3099.1366 | 1542.7011 | 321.6882 | 305.6692 | 331.4289 | 314.9835 | 341.4744 | 324.5919 | 351.8347 | 334.5044 | 362.5214 | 0 | 0 | 0 | 0 | 0 | 0 | 0 | 0 | 0 | 0 | 0 | 0 | 0 | 0 | 0 | 0 | 0 | 0
Net Fx gain/ loss
|  |  |  | Fx gain/ (loss) on assets | 0 | SOM Mn | 1458766.9069 | 0 | 0 | 0 | 0 | 0 | 0 | 17715.2289 | 38061.4368 | 35323.9273 | 33076.4647 | 28665.9866 | 27822.0363 | 27828.5547 | 27857.3753 | 27885.2151 | 27937.6552 | 27938.4683 | 27963.4848 | 27934.5655 | 27929.3625 | 27888.965 | 27872.8856 | 27805.7617 | 27762.7576 | 27654.2893 | 27568.9909 | 27421.93 | 27442.3497 | 27422.1065 | 27431.142 | 27361.7392 | 27320.2601 | 27217.6695 | 27142.6346 | 27189.2775 | 27273.3791 | 27093.7408 | 26940.3444 | 26715.2275 | 26515.5572 | 26239.2697 | 25987.4095 | 25653.8114 | 25343.3865 | 24947.9781 | 24574.353 | 24112.4185 | 23670.7366 | 23154.1583 | 22657.089 | 22042.0461 | 21443.4388 | 20738.3661 | 20047.2961 | 19242.8313 | 18449.5725 | 17557.2451 | 16674.1485 | 15655.1164 | 14641.3267 | 13532.3648 | 12426.9171 | 11186.642 | 9946.0174 | 8562.982 | 7175.312 | 5637.1283 | 4089.5674 | 2397.2077 | 0 | 0 | 0 | 0 | 0 | 0 | 0 | 0 | 0 | 0 | 0 | 0 | 0 | 0 | 0 | 0 | 0 | 0
|  |  | less | Fx (gain)/ loss on liabilities | 0 | SOM Mn | 1063451.0664 | 0 | 0 | 0 | 0 | 0 | 0 | 15260.0438 | 33049.9645 | 30823.6901 | 29200.674 | 24886.8393 | 24149.8567 | 24153.3431 | 24167.6649 | 24187.2787 | 24219.5105 | 24209.5813 | 24210.5977 | 24166.387 | 24131.7257 | 24069.0165 | 24015.4637 | 23918.6348 | 23829.3108 | 23682.0759 | 23539.95 | 23342.3412 | 23283.9729 | 23190.2639 | 23105.6513 | 22949.4507 | 22799.5214 | 22592.8902 | 22390.0595 | 22301.3008 | 22224.5835 | 21900.0349 | 21576.0579 | 21183.5856 | 20789.0374 | 20319.9564 | 19845.5529 | 19290.1664 | 18725.7464 | 18075.3945 | 17411.1143 | 16653.8584 | 15878.019 | 15007.306 | 14142.5199 | 13145.2938 | 12150.0793 | 11031.7297 | 9911.715 | 8660.4293 | 7403.4189 | 6026.84 | 4641.0317 | 3099.1366 | 1542.7011 | 321.6882 | 305.6692 | 331.4289 | 314.9835 | 341.4744 | 324.5919 | 351.8347 | 334.5044 | 362.5214 | 0 | 0 | 0 | 0 | 0 | 0 | 0 | 0 | 0 | 0 | 0 | 0 | 0 | 0 | 0 | 0 | 0 | 0
|  |  |  | Net Fx gain/ (loss) |  | SOM Mn | 395315.8405 |  | 0 | 0 | 0 | 0 | 0 | 2455.1851 | 5011.4723 | 4500.2372 | 3875.7906 | 3779.1472 | 3672.1796 | 3675.2116 | 3689.7104 | 3697.9364 | 3718.1446 | 3728.8871 | 3752.8871 | 3768.1785 | 3797.6369 | 3819.9485 | 3857.422 | 3887.1268 | 3933.4468 | 3972.2134 | 4029.0408 | 4079.5889 | 4158.3768 | 4231.8426 | 4325.4908 | 4412.2885 | 4520.7387 | 4624.7793 | 4752.5751 | 4887.9767 | 5048.7956 | 5193.7059 | 5364.2865 | 5531.6419 | 5726.5198 | 5919.3133 | 6141.8566 | 6363.645 | 6617.6401 | 6872.5836 | 7163.2386 | 7458.5602 | 7792.7176 | 8146.8523 | 8514.5691 | 8896.7523 | 9293.3595 | 9706.6364 | 10135.5811 | 10582.402 | 11046.1536 | 11530.4051 | 12033.1168 | 12555.9798 | 13098.6257 | 13210.6767 | 12121.248 | 10855.2131 | 9631.034 | 8221.5076 | 6850.7201 | 5285.2936 | 3755.0629 | 2034.6862 | 0 | 0 | 0 | 0 | 0 | 0 | 0 | 0 | 0 | 0 | 0 | 0 | 0 | 0 | 0 | 0 | 0 | 0
UZS taxable income calculations
Taxable income calculations - UZS
|  |  |  | USD to Som exchange rate curve | 0 | Som / USD | 0 | 0 | 11000 | 11000 | 11000 | 11000 | 11000 | 11110.1644 | 11333.8142 | 11536.1195 | 11713.159 | 11892.9154 | 12069.5429 | 12248.7935 | 12430.7063 | 12615.3207 | 12802.677 | 12992.8157 | 13185.7783 | 13381.6067 | 13580.3435 | 13782.0317 | 13986.7154 | 14194.4389 | 14405.2474 | 14619.1867 | 14836.3033 | 15056.6445 | 15280.258 | 15507.1925 | 15737.4973 | 15971.2226 | 16208.4189 | 16449.138 | 16693.4322 | 16941.3544 | 17192.9587 | 17448.2997 | 17707.4328 | 17970.4145 | 18237.3018 | 18508.1529 | 18783.0264 | 19061.9823 | 19345.081 | 19632.3842 | 19923.9542 | 20219.8546 | 20520.1494 | 20824.9041 | 21134.1849 | 21448.0589 | 21766.5944 | 22089.8607 | 22417.9279 | 22750.8675 | 23088.7516 | 23431.6539 | 23779.6487 | 24132.8118 | 24491.2199 | 24854.9509 | 25224.0839 | 25598.699 | 25978.8777 | 26364.7026 | 26756.2576 | 27153.6277 | 27556.8994 | 27966.1603 | 27966.1603 | 27966.1603 | 27966.1603 | 27966.1603 | 27966.1603 | 27966.1603 | 27966.1603 | 27966.1603 | 27966.1603 | 27966.1603 | 27966.1603 | 27966.1603 | 27966.1603 | 27966.1603 | 27966.1603 | 27966.1603 | 27966.1603 | 27966.1603
|  |  |  | Adjusted net profit for FAA tax calculation under IFRIC12 - P50 | 0 | USD 000s | 76407.3544 | 0 | 0 | 0 | 0 | 0 | 0 | -1459.5623 | -820.5315 | -1189.0322 | -4670.7908 | -5065.4159 | -4480.7206 | -4697.6404 | -4438.4117 | -4683.5922 | -4157.4404 | -4383.1666 | -3865.6112 | -4090.3053 | -3669.0967 | -3897.7273 | -3411.9102 | -3652.5643 | -3095.5074 | -3320.1335 | -2798.0234 | 1774.7155 | 2135.3142 | 1818.5263 | 2328.9489 | 2006.8357 | 2450.6739 | 2141.0613 | 1877.9739 | 1549.5744 | 2737.0962 | 2425.9237 | 2878.5412 | 2565.2164 | 3033.3046 | 2727.529 | 3201.9642 | 2899.2754 | 3377.8644 | 3081.0203 | 3569.7909 | 3303.4946 | 3760.3781 | 3383.4713 | 3975.5 | 3604.2417 | 4146.5601 | 3780.6918 | 4328.9276 | 3968.5187 | 4463.2917 | 4107.3978 | 4688.937 | 4339.2867 | 4798.9971 | 4421.9011 | 4858.1639 | 4395.1139 | 4829.4993 | 4367.4272 | 4799.9202 | 4338.8413 | 4736.4494 | 4276.3773 | 0 | 0 | 0 | 0 | 0 | 0 | 0 | 0 | 0 | 0 | 0 | 0 | 0 | 0 | 0 | 0 | 0 | 0
|  |  |  | Adjusted net profit for FAA tax calculation under IFRIC12 - P50 - UZS |  | SOM Mn | 2311541.7084 |  | 0 | 0 | 0 | 0 | 0 | -16215.9774 | -9299.7521 | -13716.8181 | -54709.7156 | -60242.5632 | -54080.2492 | -57540.4267 | -55172.5916 | -59085.0173 | -53226.3661 | -56949.6755 | -50971.0926 | -54734.8564 | -49827.5929 | -53718.6016 | -47721.4173 | -51846.1005 | -44591.5502 | -48537.6517 | -41512.3237 | 26721.2597 | 32628.1525 | 28200.2368 | 36651.8266 | 32051.6199 | 39721.5488 | 35218.6133 | 31349.8299 | 26251.8893 | 47058.7824 | 42328.2434 | 50971.5745 | 46098.0028 | 55319.2912 | 50481.5228 | 60142.578 | 55265.9363 | 65345.0602 | 60487.7742 | 71124.3505 | 66796.1803 | 77163.521 | 70460.4649 | 84018.9527 | 77303.9881 | 90256.4931 | 83514.956 | 97045.5866 | 90287.2437 | 103051.8345 | 96243.1236 | 111501.2751 | 104719.1904 | 117533.2928 | 109906.1348 | 122542.7324 | 112509.1974 | 125464.9715 | 115145.9197 | 128427.9015 | 117815.2821 | 130521.8611 | 119593.8521 | 0 | 0 | 0 | 0 | 0 | 0 | 0 | 0 | 0 | 0 | 0 | 0 | 0 | 0 | 0 | 0 | 0 | 0
|  |  |  | Include IFRIC 12 financial asset balance in Fx gain/ (loss) adjustments | 1 | 0 = no, 1 = yes
|  |  |  | Fx gain/ (loss) on IFRIC 12 financial asset balance |  | SOM Mn | 0 |  |  | 0 | 0 | 0 | 0 | 17710.8904 | 36564.3622 | 32662.6685 | 28292.917 | 28323.0425 | 27509.5152 | 27487.1838 | 27536.075 | 27534.2628 | 27607.3368 | 27577.676 | 27623.905 | 27563.6642 | 27580.268 | 27507.6792 | 27514.0172 | 27413.8141 | 27393.8542 | 27251.3935 | 27189.7829 | 27007.7882 | 27052.5568 | 26996.4128 | 27030.4765 | 26924.1821 | 26908.4288 | 26767.9257 | 26719.3331 | 26727.0206 | 26838.3001 | 26618.6336 | 26493.1706 | 26226.9267 | 26055.9656 | 25737.419 | 25515.0646 | 25138.0478 | 24857.9467 | 24417.9304 | 24075.4688 | 23567.7078 | 23158.0515 | 22594.3914 | 22130.2331 | 21466.8229 | 20902.0352 | 20147.2752 | 19490.9578 | 18635.4489 | 17877.9005 | 16933.1408 | 16086.7378 | 15013.8436 | 14037.7569 | 12873.4606 | 11806.7525 | 10509.6423 | 9308.8212 | 7867.4099 | 6520.6353 | 4922.4951 | 3416.9503 | 1663.0099 | 0 | 0 | 0 | 0 | 0 | 0 | 0 | 0 | 0 | 0 | 0 | 0 | 0 | 0 | 0 | 0 | 0 | 0
|  |  |  | Adjustment for Fx gain/ (loss) on IFRIC 12 financial asset balance |  | SOM Mn | -1420884.7875 |  | 0 | 0 | 0 | 0 | 0 | -17710.8904 | -36564.3622 | -32662.6685 | -28292.917 | -28323.0425 | -27509.5152 | -27487.1838 | -27536.075 | -27534.2628 | -27607.3368 | -27577.676 | -27623.905 | -27563.6642 | -27580.268 | -27507.6792 | -27514.0172 | -27413.8141 | -27393.8542 | -27251.3935 | -27189.7829 | -27007.7882 | -27052.5568 | -26996.4128 | -27030.4765 | -26924.1821 | -26908.4288 | -26767.9257 | -26719.3331 | -26727.0206 | -26838.3001 | -26618.6336 | -26493.1706 | -26226.9267 | -26055.9656 | -25737.419 | -25515.0646 | -25138.0478 | -24857.9467 | -24417.9304 | -24075.4688 | -23567.7078 | -23158.0515 | -22594.3914 | -22130.2331 | -21466.8229 | -20902.0352 | -20147.2752 | -19490.9578 | -18635.4489 | -17877.9005 | -16933.1408 | -16086.7378 | -15013.8436 | -14037.7569 | -12873.4606 | -11806.7525 | -10509.6423 | -9308.8212 | -7867.4099 | -6520.6353 | -4922.4951 | -3416.9503 | -1663.0099 | 0 | 0 | 0 | 0 | 0 | 0 | 0 | 0 | 0 | 0 | 0 | 0 | 0 | 0 | 0 | 0 | 0 | 0
|  |  |  | Adjusted net profit for FAA tax calculation under IFRIC12 - P50 - UZS | 0 | SOM Mn | 2311541.7084 | 0 | 0 | 0 | 0 | 0 | 0 | -16215.9774 | -9299.7521 | -13716.8181 | -54709.7156 | -60242.5632 | -54080.2492 | -57540.4267 | -55172.5916 | -59085.0173 | -53226.3661 | -56949.6755 | -50971.0926 | -54734.8564 | -49827.5929 | -53718.6016 | -47721.4173 | -51846.1005 | -44591.5502 | -48537.6517 | -41512.3237 | 26721.2597 | 32628.1525 | 28200.2368 | 36651.8266 | 32051.6199 | 39721.5488 | 35218.6133 | 31349.8299 | 26251.8893 | 47058.7824 | 42328.2434 | 50971.5745 | 46098.0028 | 55319.2912 | 50481.5228 | 60142.578 | 55265.9363 | 65345.0602 | 60487.7742 | 71124.3505 | 66796.1803 | 77163.521 | 70460.4649 | 84018.9527 | 77303.9881 | 90256.4931 | 83514.956 | 97045.5866 | 90287.2437 | 103051.8345 | 96243.1236 | 111501.2751 | 104719.1904 | 117533.2928 | 109906.1348 | 122542.7324 | 112509.1974 | 125464.9715 | 115145.9197 | 128427.9015 | 117815.2821 | 130521.8611 | 119593.8521 | 0 | 0 | 0 | 0 | 0 | 0 | 0 | 0 | 0 | 0 | 0 | 0 | 0 | 0 | 0 | 0 | 0 | 0
|  |  |  | Net Fx gain/ (loss) | 0 | SOM Mn | 395315.8405 | 0 | 0 | 0 | 0 | 0 | 0 | 2455.1851 | 5011.4723 | 4500.2372 | 3875.7906 | 3779.1472 | 3672.1796 | 3675.2116 | 3689.7104 | 3697.9364 | 3718.1446 | 3728.8871 | 3752.8871 | 3768.1785 | 3797.6369 | 3819.9485 | 3857.422 | 3887.1268 | 3933.4468 | 3972.2134 | 4029.0408 | 4079.5889 | 4158.3768 | 4231.8426 | 4325.4908 | 4412.2885 | 4520.7387 | 4624.7793 | 4752.5751 | 4887.9767 | 5048.7956 | 5193.7059 | 5364.2865 | 5531.6419 | 5726.5198 | 5919.3133 | 6141.8566 | 6363.645 | 6617.6401 | 6872.5836 | 7163.2386 | 7458.5602 | 7792.7176 | 8146.8523 | 8514.5691 | 8896.7523 | 9293.3595 | 9706.6364 | 10135.5811 | 10582.402 | 11046.1536 | 11530.4051 | 12033.1168 | 12555.9798 | 13098.6257 | 13210.6767 | 12121.248 | 10855.2131 | 9631.034 | 8221.5076 | 6850.7201 | 5285.2936 | 3755.0629 | 2034.6862 | 0 | 0 | 0 | 0 | 0 | 0 | 0 | 0 | 0 | 0 | 0 | 0 | 0 | 0 | 0 | 0 | 0 | 0
|  |  |  | Adjustment for Fx gain/ (loss) on IFRIC 12 financial asset balance | 0 | SOM Mn | -1420884.7875 | 0 | 0 | 0 | 0 | 0 | 0 | -17710.8904 | -36564.3622 | -32662.6685 | -28292.917 | -28323.0425 | -27509.5152 | -27487.1838 | -27536.075 | -27534.2628 | -27607.3368 | -27577.676 | -27623.905 | -27563.6642 | -27580.268 | -27507.6792 | -27514.0172 | -27413.8141 | -27393.8542 | -27251.3935 | -27189.7829 | -27007.7882 | -27052.5568 | -26996.4128 | -27030.4765 | -26924.1821 | -26908.4288 | -26767.9257 | -26719.3331 | -26727.0206 | -26838.3001 | -26618.6336 | -26493.1706 | -26226.9267 | -26055.9656 | -25737.419 | -25515.0646 | -25138.0478 | -24857.9467 | -24417.9304 | -24075.4688 | -23567.7078 | -23158.0515 | -22594.3914 | -22130.2331 | -21466.8229 | -20902.0352 | -20147.2752 | -19490.9578 | -18635.4489 | -17877.9005 | -16933.1408 | -16086.7378 | -15013.8436 | -14037.7569 | -12873.4606 | -11806.7525 | -10509.6423 | -9308.8212 | -7867.4099 | -6520.6353 | -4922.4951 | -3416.9503 | -1663.0099 | 0 | 0 | 0 | 0 | 0 | 0 | 0 | 0 | 0 | 0 | 0 | 0 | 0 | 0 | 0 | 0 | 0 | 0
|  |  |  | Total project costs to be expensed - in UZS | 0 | SOM Mn | -232257.9472 | 0 | 0 | 0 | 0 | -133285.2208 | -49473.9761 | -48128.3505 | -936.7397 | -433.66 | 0 | 0 | 0 | 0 | 0 | 0 | 0 | 0 | 0 | 0 | 0 | 0 | 0 | 0 | 0 | 0 | 0 | 0 | 0 | 0 | 0 | 0 | 0 | 0 | 0 | 0 | 0 | 0 | 0 | 0 | 0 | 0 | 0 | 0 | 0 | 0 | 0 | 0 | 0 | 0 | 0 | 0 | 0 | 0 | 0 | 0 | 0 | 0 | 0 | 0 | 0 | 0 | 0 | 0 | 0 | 0 | 0 | 0 | 0 | 0 | 0 | 0 | 0 | 0 | 0 | 0 | 0 | 0 | 0 | 0 | 0 | 0 | 0 | 0 | 0 | 0 | 0 | 0
|  |  |  | Total finance costs during construction to be expensed - in UZS | 0 | SOM Mn | -20272.4841 | 0 | 0 | 0 | 0 | -14276.0246 | -2291.795 | -1452.1121 | -1213.1625 | -1039.3899 | 0 | 0 | 0 | 0 | 0 | 0 | 0 | 0 | 0 | 0 | 0 | 0 | 0 | 0 | 0 | 0 | 0 | 0 | 0 | 0 | 0 | 0 | 0 | 0 | 0 | 0 | 0 | 0 | 0 | 0 | 0 | 0 | 0 | 0 | 0 | 0 | 0 | 0 | 0 | 0 | 0 | 0 | 0 | 0 | 0 | 0 | 0 | 0 | 0 | 0 | 0 | 0 | 0 | 0 | 0 | 0 | 0 | 0 | 0 | 0 | 0 | 0 | 0 | 0 | 0 | 0 | 0 | 0 | 0 | 0 | 0 | 0 | 0 | 0 | 0 | 0 | 0 | 0
|  |  |  | Taxable Income POS |  | SOM Mn | 1033442.3302 |  | 0 | 0 | 0 | -147561.2454 | -51765.7711 | -81052.1452 | -43002.5442 | -43352.2994 | -79126.842 | -84786.4585 | -77917.5848 | -81352.399 | -79018.9563 | -82921.3437 | -77115.5583 | -80798.4645 | -74842.1104 | -78530.3421 | -73610.2241 | -77406.3323 | -71378.0125 | -75372.7877 | -68051.9576 | -71816.8318 | -64673.0658 | 3793.0604 | 9733.9725 | 5435.6666 | 13946.8408 | 9539.7263 | 17333.8587 | 13075.4669 | 9383.072 | 4412.8454 | 25269.2778 | 20903.3156 | 29842.6903 | 25402.7179 | 34989.8454 | 30663.4171 | 40769.37 | 36491.5335 | 47104.7536 | 42942.4275 | 54212.1204 | 50687.0326 | 61798.1871 | 56012.9258 | 70403.2887 | 64733.9175 | 78647.8173 | 73074.3171 | 87690.2099 | 82234.1969 | 96220.0876 | 90840.3879 | 107447.6541 | 102261.3266 | 116594.1616 | 110243.3508 | 122857.2279 | 112854.7681 | 125787.1842 | 115500.0174 | 128757.9862 | 118178.0806 | 130859.9737 | 119965.5284 | 0 | 0 | 0 | 0 | 0 | 0 | 0 | 0 | 0 | 0 | 0 | 0 | 0 | 0 | 0 | 0 | 0 | 0
|  |  |  | Taxable Income POS | 0 | SOM Mn | 1033442.3302 | 0 | 0 | 0 | 0 | -147561.2454 | -51765.7711 | -81052.1452 | -43002.5442 | -43352.2994 | -79126.842 | -84786.4585 | -77917.5848 | -81352.399 | -79018.9563 | -82921.3437 | -77115.5583 | -80798.4645 | -74842.1104 | -78530.3421 | -73610.2241 | -77406.3323 | -71378.0125 | -75372.7877 | -68051.9576 | -71816.8318 | -64673.0658 | 3793.0604 | 9733.9725 | 5435.6666 | 13946.8408 | 9539.7263 | 17333.8587 | 13075.4669 | 9383.072 | 4412.8454 | 25269.2778 | 20903.3156 | 29842.6903 | 25402.7179 | 34989.8454 | 30663.4171 | 40769.37 | 36491.5335 | 47104.7536 | 42942.4275 | 54212.1204 | 50687.0326 | 61798.1871 | 56012.9258 | 70403.2887 | 64733.9175 | 78647.8173 | 73074.3171 | 87690.2099 | 82234.1969 | 96220.0876 | 90840.3879 | 107447.6541 | 102261.3266 | 116594.1616 | 110243.3508 | 122857.2279 | 112854.7681 | 125787.1842 | 115500.0174 | 128757.9862 | 118178.0806 | 130859.9737 | 119965.5284 | 0 | 0 | 0 | 0 | 0 | 0 | 0 | 0 | 0 | 0 | 0 | 0 | 0 | 0 | 0 | 0 | 0 | 0
|  |  |  | Taxable Income in UZS |  | SOM 000s | 1033442330.1889 |  | 0 | 0 | 0 | -147561245.3671 | -51765771.1278 | -81052145.2018 | -43002544.2375 | -43352299.3632 | -79126841.965 | -84786458.5452 | -77917584.8466 | -81352399.0106 | -79018956.2729 | -82921343.6824 | -77115558.2675 | -80798464.4843 | -74842110.4299 | -78530342.1445 | -73610224.0687 | -77406332.289 | -71378012.5317 | -75372787.7194 | -68051957.5594 | -71816831.8401 | -64673065.7852 | 3793060.3667 | 9733972.459 | 5435666.5703 | 13946840.8313 | 9539726.2881 | 17333858.6723 | 13075466.9323 | 9383071.967 | 4412845.3815 | 25269277.8407 | 20903315.6164 | 29842690.3243 | 25402717.9481 | 34989845.3799 | 30663417.1352 | 40769370.0346 | 36491533.4767 | 47104753.5946 | 42942427.5277 | 54212120.3702 | 50687032.6373 | 61798187.0741 | 56012925.8274 | 70403288.7439 | 64733917.5328 | 78647817.3294 | 73074317.1323 | 87690209.8702 | 82234196.8758 | 96220087.6361 | 90840387.9199 | 107447654.0706 | 102261326.6406 | 116594161.6043 | 110243350.8286 | 122857227.8647 | 112854768.1387 | 125787184.2222 | 115500017.3688 | 128757986.2156 | 118178080.5582 | 130859973.715 | 119965528.4052 | 0 | 0 | 0 | 0 | 0 | 0 | 0 | 0 | 0 | 0 | 0 | 0 | 0 | 0 | 0 | 0 | 0 | 0
PAT for dividend
PAT to be linked to dividend calculations
|  |  |  | Profit after tax - UZS | 0 | SOM Mn | 768838.3655 | 0 | 0 | 0 | 0 | 19487.7259 | 11155.5905 | 3800.9326 | 3165.2257 | 433.316 | -6297.4084 | 1005.9794 | 204.1546 | 976.2528 | 553.8848 | 1360.6886 | 723.325 | 1616.0038 | 1029.617 | 1983.5311 | 1502.3166 | 2523.215 | 2000.1271 | 3118.8784 | 2610.2844 | 3826.3786 | 3403.5687 | 5305.053 | 4946.6961 | 6305.6452 | 5844.3791 | 7302.3151 | 7005.4033 | 8604.9159 | 9117.0379 | 10828.4738 | 9757.2934 | 11485.7618 | 11268.5941 | 13121.7778 | 12981.4347 | 14984.5789 | 14933.7508 | 17102.3361 | 17166.2018 | 19570.7682 | 19884.9836 | 22499.9329 | 23845.0733 | 24759.5978 | 25733.6695 | 26704.882 | 27827.31 | 28882.2753 | 30085.9428 | 31225.9394 | 32606.2681 | 33849.2557 | 35206.1096 | 36538.1543 | 33797.0962 | 34017.2226 | 17840.071 | 14321.0841 | 10635.6174 | 6720.6539 | 2629.674 | -1715.474 | -6050.5934 | -10822.3858 | 3.2817e-07 | 3.3914e-07 | 3.5047e-07 | 3.6218e-07 | 3.7428e-07 | 3.8679e-07 | 3.9971e-07 | 4.1306e-07 | 4.2686e-07 | 4.4113e-07 | 4.5587e-07 | 4.711e-07 | 4.8684e-07 | 5.031e-07 | 5.1991e-07 | 5.3728e-07 | 5.5523e-07 | 5.7378e-07
|  |  |  | Profit after tax - UZS |  | SOM 000s | 768838365.493 |  | 0 | 0 | 0 | 19487725.8947 | 11155590.539 | 3800932.6058 | 3165225.7116 | 433316.0327 | -6297408.353 | 1005979.3559 | 204154.6152 | 976252.8409 | 553884.7696 | 1360688.5896 | 723324.9588 | 1616003.7725 | 1029617.03 | 1983531.0832 | 1502316.561 | 2523215.0127 | 2000127.0544 | 3118878.4182 | 2610284.408 | 3826378.6189 | 3403568.7383 | 5305053.0237 | 4946696.0844 | 6305645.1548 | 5844379.1176 | 7302315.1019 | 7005403.2552 | 8604915.8797 | 9117037.9433 | 10828473.7655 | 9757293.4159 | 11485761.751 | 11268594.0893 | 13121777.7602 | 12981434.68 | 14984578.9028 | 14933750.8363 | 17102336.0618 | 17166201.8481 | 19570768.2258 | 19884983.6039 | 22499932.9241 | 23845073.3456 | 24759597.751 | 25733669.5205 | 26704882.0069 | 27827310.0033 | 28882275.3056 | 30085942.8035 | 31225939.4389 | 32606268.0919 | 33849255.722 | 35206109.5856 | 36538154.2996 | 33797096.1749 | 34017222.5509 | 17840071.0488 | 14321084.0692 | 10635617.3503 | 6720653.9112 | 2629673.9953 | -1715473.9633 | -6050593.4168 | -10822385.7932 | 0.00032817 | 0.00033914 | 0.00035047 | 0.00036218 | 0.00037428 | 0.00038679 | 0.00039971 | 0.00041306 | 0.00042686 | 0.00044113 | 0.00045587 | 0.0004711 | 0.00048684 | 0.0005031 | 0.00051991 | 0.00053728 | 0.00055523 | 0.00057378
Corporate tax expense - UZS calculations
Corporate tax expense
|  |  |  | USD to Som exchange rate curve | 0 | Som / USD | 0 | 0 | 11000 | 11000 | 11000 | 11000 | 11000 | 11110.1644 | 11333.8142 | 11536.1195 | 11713.159 | 11892.9154 | 12069.5429 | 12248.7935 | 12430.7063 | 12615.3207 | 12802.677 | 12992.8157 | 13185.7783 | 13381.6067 | 13580.3435 | 13782.0317 | 13986.7154 | 14194.4389 | 14405.2474 | 14619.1867 | 14836.3033 | 15056.6445 | 15280.258 | 15507.1925 | 15737.4973 | 15971.2226 | 16208.4189 | 16449.138 | 16693.4322 | 16941.3544 | 17192.9587 | 17448.2997 | 17707.4328 | 17970.4145 | 18237.3018 | 18508.1529 | 18783.0264 | 19061.9823 | 19345.081 | 19632.3842 | 19923.9542 | 20219.8546 | 20520.1494 | 20824.9041 | 21134.1849 | 21448.0589 | 21766.5944 | 22089.8607 | 22417.9279 | 22750.8675 | 23088.7516 | 23431.6539 | 23779.6487 | 24132.8118 | 24491.2199 | 24854.9509 | 25224.0839 | 25598.699 | 25978.8777 | 26364.7026 | 26756.2576 | 27153.6277 | 27556.8994 | 27966.1603 | 27966.1603 | 27966.1603 | 27966.1603 | 27966.1603 | 27966.1603 | 27966.1603 | 27966.1603 | 27966.1603 | 27966.1603 | 27966.1603 | 27966.1603 | 27966.1603 | 27966.1603 | 27966.1603 | 27966.1603 | 27966.1603 | 27966.1603 | 27966.1603
|  |  |  | Corporate tax expense | 0 | USD 000s | -5860.7638 | 0 | 0 | 0 | 0 | 0 | 0 | 0 | 0 | 0 | 0 | 0 | 0 | 0 | 0 | 0 | 0 | 0 | 0 | 0 | 0 | 0 | 0 | 0 | 0 | 0 | 0 | 0 | 0 | 0 | 0 | 0 | 0 | 0 | 0 | 0 | 0 | 0 | 0 | 0 | 0 | 0 | 0 | 0 | 0 | 0 | 0 | 0 | 0 | 0 | 0 | 0 | 0 | 0 | 0 | 0 | 0 | 0 | 0 | 0 | -179.7018 | -177.0721 | -700.854 | -690.5976 | -696.5867 | -686.3927 | -692.1822 | -682.0527 | -682.6571 | -672.667 | 0 | 0 | 0 | 0 | 0 | 0 | 0 | 0 | 0 | 0 | 0 | 0 | 0 | 0 | 0 | 0 | 0 | 0
|  |  |  | Corporate tax expense - UZS |  | SOM Mn | -155016.3495 |  | 0 | 0 | 0 | 0 | 0 | 0 | 0 | 0 | 0 | 0 | 0 | 0 | 0 | 0 | 0 | 0 | 0 | 0 | 0 | 0 | 0 | 0 | 0 | 0 | 0 | 0 | 0 | 0 | 0 | 0 | 0 | 0 | 0 | 0 | 0 | 0 | 0 | 0 | 0 | 0 | 0 | 0 | 0 | 0 | 0 | 0 | 0 | 0 | 0 | 0 | 0 | 0 | 0 | 0 | 0 | 0 | 0 | 0 | -4401.1172 | -4401.1172 | -17678.3997 | -17678.3997 | -18096.5401 | -18096.5401 | -18520.205 | -18520.205 | -18811.9127 | -18811.9127 | 0 | 0 | 0 | 0 | 0 | 0 | 0 | 0 | 0 | 0 | 0 | 0 | 0 | 0 | 0 | 0 | 0 | 0
Retained earning balance calculations
Retained earnings
|  |  |  | USD to Som exchange rate curve | 0 | Som / USD | 0 | 0 | 11000 | 11000 | 11000 | 11000 | 11000 | 11110.1644 | 11333.8142 | 11536.1195 | 11713.159 | 11892.9154 | 12069.5429 | 12248.7935 | 12430.7063 | 12615.3207 | 12802.677 | 12992.8157 | 13185.7783 | 13381.6067 | 13580.3435 | 13782.0317 | 13986.7154 | 14194.4389 | 14405.2474 | 14619.1867 | 14836.3033 | 15056.6445 | 15280.258 | 15507.1925 | 15737.4973 | 15971.2226 | 16208.4189 | 16449.138 | 16693.4322 | 16941.3544 | 17192.9587 | 17448.2997 | 17707.4328 | 17970.4145 | 18237.3018 | 18508.1529 | 18783.0264 | 19061.9823 | 19345.081 | 19632.3842 | 19923.9542 | 20219.8546 | 20520.1494 | 20824.9041 | 21134.1849 | 21448.0589 | 21766.5944 | 22089.8607 | 22417.9279 | 22750.8675 | 23088.7516 | 23431.6539 | 23779.6487 | 24132.8118 | 24491.2199 | 24854.9509 | 25224.0839 | 25598.699 | 25978.8777 | 26364.7026 | 26756.2576 | 27153.6277 | 27556.8994 | 27966.1603 | 27966.1603 | 27966.1603 | 27966.1603 | 27966.1603 | 27966.1603 | 27966.1603 | 27966.1603 | 27966.1603 | 27966.1603 | 27966.1603 | 27966.1603 | 27966.1603 | 27966.1603 | 27966.1603 | 27966.1603 | 27966.1603 | 27966.1603 | 27966.1603
|  |  |  | Dividend paid / declared POS | 0 | USD 000s | 30017.1677 | 0 | 0 | 0 | 0 | 0 | 0 | 0 | 0 | 0 | 0 | 0 | 0 | 0 | 0 | 0 | 0 | 0 | 0 | 0 | 0 | 0 | 0 | 0 | 0 | 0 | 0 | 0 | 0 | 0 | 0 | 0 | 0 | 0 | 0 | 0 | 0 | 0 | 0 | 0 | 0 | 0 | 0 | 0 | 0 | 0 | 0 | 0 | 0 | 0 | 0 | 0 | 0 | 0 | 0 | 0 | 0 | 0 | 0 | 0 | 1071.9078 | 4319.9476 | 4086.8253 | 3779.4554 | 4062.6745 | 3755.7924 | 4037.7491 | 3731.3636 | 1171.4519 | 0 | 0 | 0 | 0 | 0 | 0 | 0 | 0 | 0 | 0 | 0 | 0 | 0 | 0 | 0 | 0 | 0 | 0 | 0
|  |  |  | Dividend paid / declared POS |  | SOM Mn |  |  | 0 | 0 | 0 | 0 | 0 | 0 | 0 | 0 | 0 | 0 | 0 | 0 | 0 | 0 | 0 | 0 | 0 | 0 | 0 | 0 | 0 | 0 | 0 | 0 | 0 | 0 | 0 | 0 | 0 | 0 | 0 | 0 | 0 | 0 | 0 | 0 | 0 | 0 | 0 | 0 | 0 | 0 | 0 | 0 | 0 | 0 | 0 | 0 | 0 | 0 | 0 | 0 | 0 | 0 | 0 | 0 | 0 | 0 | 26252.3294 | 107372.0862 | 103086.4229 | 96749.1417 | 105543.7247 | 99020.3502 | 108035.0537 | 101320.0592 | 32281.5833 | 0 | 0 | 0 | 0 | 0 | 0 | 0 | 0 | 0 | 0 | 0 | 0 | 0 | 0 | 0 | 0 | 0 | 0 | 0
|  |  |  | Retained earnings balance BEG - UZS |  | SOM Mn |  |  | 0 | 0 | 0 | 0 | 19487.7259 | 30643.3164 | 34444.249 | 37609.4748 | 38042.7908 | 31745.3824 | 32751.3618 | 32955.5164 | 33931.7692 | 34485.654 | 35846.3426 | 36569.6676 | 38185.6713 | 39215.2884 | 41198.8194 | 42701.136 | 45224.351 | 47224.4781 | 50343.3565 | 52953.6409 | 56780.0195 | 60183.5883 | 65488.6413 | 70435.3374 | 76740.9825 | 82585.3616 | 89887.6767 | 96893.08 | 105497.9959 | 114615.0338 | 125443.5076 | 135200.801 | 146686.5628 | 157955.1568 | 171076.9346 | 184058.3693 | 199042.9482 | 213976.699 | 231079.0351 | 248245.2369 | 267816.0052 | 287700.9888 | 310200.9217 | 334045.995 | 358805.5928 | 384539.2623 | 411244.1443 | 439071.4543 | 467953.7296 | 498039.6724 | 529265.6119 | 561871.88 | 595721.1357 | 630927.2453 | 667465.3996 | 675010.1663 | 601655.3027 | 516408.9508 | 433980.8932 | 339072.7859 | 246773.0895 | 141367.7098 | 38332.1767 | 0 | -10822.3858 | -10822.3858 | -10822.3858 | -10822.3858 | -10822.3858 | -10822.3858 | -10822.3858 | -10822.3858 | -10822.3858 | -10822.3858 | -10822.3858 | -10822.3858 | -10822.3858 | -10822.3858 | -10822.3858 | -10822.3858 | -10822.3858 | -10822.3858
|  |  | Plus | Profit after tax - UZS | 0 | SOM Mn | 768838.3655 | 0 | 0 | 0 | 0 | 19487.7259 | 11155.5905 | 3800.9326 | 3165.2257 | 433.316 | -6297.4084 | 1005.9794 | 204.1546 | 976.2528 | 553.8848 | 1360.6886 | 723.325 | 1616.0038 | 1029.617 | 1983.5311 | 1502.3166 | 2523.215 | 2000.1271 | 3118.8784 | 2610.2844 | 3826.3786 | 3403.5687 | 5305.053 | 4946.6961 | 6305.6452 | 5844.3791 | 7302.3151 | 7005.4033 | 8604.9159 | 9117.0379 | 10828.4738 | 9757.2934 | 11485.7618 | 11268.5941 | 13121.7778 | 12981.4347 | 14984.5789 | 14933.7508 | 17102.3361 | 17166.2018 | 19570.7682 | 19884.9836 | 22499.9329 | 23845.0733 | 24759.5978 | 25733.6695 | 26704.882 | 27827.31 | 28882.2753 | 30085.9428 | 31225.9394 | 32606.2681 | 33849.2557 | 35206.1096 | 36538.1543 | 33797.0962 | 34017.2226 | 17840.071 | 14321.0841 | 10635.6174 | 6720.6539 | 2629.674 | -1715.474 | -6050.5934 | -10822.3858 | 3.2817e-07 | 3.3914e-07 | 3.5047e-07 | 3.6218e-07 | 3.7428e-07 | 3.8679e-07 | 3.9971e-07 | 4.1306e-07 | 4.2686e-07 | 4.4113e-07 | 4.5587e-07 | 4.711e-07 | 4.8684e-07 | 5.031e-07 | 5.1991e-07 | 5.3728e-07 | 5.5523e-07 | 5.7378e-07
|  |  | Less: | Dividend paid / declared POS | 0 | SOM Mn | 0 | 0 | 0 | 0 | 0 | 0 | 0 | 0 | 0 | 0 | 0 | 0 | 0 | 0 | 0 | 0 | 0 | 0 | 0 | 0 | 0 | 0 | 0 | 0 | 0 | 0 | 0 | 0 | 0 | 0 | 0 | 0 | 0 | 0 | 0 | 0 | 0 | 0 | 0 | 0 | 0 | 0 | 0 | 0 | 0 | 0 | 0 | 0 | 0 | 0 | 0 | 0 | 0 | 0 | 0 | 0 | 0 | 0 | 0 | 0 | 26252.3294 | 107372.0862 | 103086.4229 | 96749.1417 | 105543.7247 | 99020.3502 | 108035.0537 | 101320.0592 | 32281.5833 | 0 | 0 | 0 | 0 | 0 | 0 | 0 | 0 | 0 | 0 | 0 | 0 | 0 | 0 | 0 | 0 | 0 | 0 | 0
|  |  |  | Retained earnings balance - UZS |  | SOM Mn |  |  | 0 | 0 | 0 | 19487.7259 | 30643.3164 | 34444.249 | 37609.4748 | 38042.7908 | 31745.3824 | 32751.3618 | 32955.5164 | 33931.7692 | 34485.654 | 35846.3426 | 36569.6676 | 38185.6713 | 39215.2884 | 41198.8194 | 42701.136 | 45224.351 | 47224.4781 | 50343.3565 | 52953.6409 | 56780.0195 | 60183.5883 | 65488.6413 | 70435.3374 | 76740.9825 | 82585.3616 | 89887.6767 | 96893.08 | 105497.9959 | 114615.0338 | 125443.5076 | 135200.801 | 146686.5628 | 157955.1568 | 171076.9346 | 184058.3693 | 199042.9482 | 213976.699 | 231079.0351 | 248245.2369 | 267816.0052 | 287700.9888 | 310200.9217 | 334045.995 | 358805.5928 | 384539.2623 | 411244.1443 | 439071.4543 | 467953.7296 | 498039.6724 | 529265.6119 | 561871.88 | 595721.1357 | 630927.2453 | 667465.3996 | 675010.1663 | 601655.3027 | 516408.9508 | 433980.8932 | 339072.7859 | 246773.0895 | 141367.7098 | 38332.1767 | 0 | -10822.3858 | -10822.3858 | -10822.3858 | -10822.3858 | -10822.3858 | -10822.3858 | -10822.3858 | -10822.3858 | -10822.3858 | -10822.3858 | -10822.3858 | -10822.3858 | -10822.3858 | -10822.3858 | -10822.3858 | -10822.3858 | -10822.3858 | -10822.3858 | -10822.3858
|  |  |  | Retained earnings balance BEG - UZS | 0 | SOM Mn | 0 | 0 | 0 | 0 | 0 | 0 | 19487.7259 | 30643.3164 | 34444.249 | 37609.4748 | 38042.7908 | 31745.3824 | 32751.3618 | 32955.5164 | 33931.7692 | 34485.654 | 35846.3426 | 36569.6676 | 38185.6713 | 39215.2884 | 41198.8194 | 42701.136 | 45224.351 | 47224.4781 | 50343.3565 | 52953.6409 | 56780.0195 | 60183.5883 | 65488.6413 | 70435.3374 | 76740.9825 | 82585.3616 | 89887.6767 | 96893.08 | 105497.9959 | 114615.0338 | 125443.5076 | 135200.801 | 146686.5628 | 157955.1568 | 171076.9346 | 184058.3693 | 199042.9482 | 213976.699 | 231079.0351 | 248245.2369 | 267816.0052 | 287700.9888 | 310200.9217 | 334045.995 | 358805.5928 | 384539.2623 | 411244.1443 | 439071.4543 | 467953.7296 | 498039.6724 | 529265.6119 | 561871.88 | 595721.1357 | 630927.2453 | 667465.3996 | 675010.1663 | 601655.3027 | 516408.9508 | 433980.8932 | 339072.7859 | 246773.0895 | 141367.7098 | 38332.1767 | 0 | -10822.3858 | -10822.3858 | -10822.3858 | -10822.3858 | -10822.3858 | -10822.3858 | -10822.3858 | -10822.3858 | -10822.3858 | -10822.3858 | -10822.3858 | -10822.3858 | -10822.3858 | -10822.3858 | -10822.3858 | -10822.3858 | -10822.3858 | -10822.3858
|  |  |  | Retained earnings balance BEG - UZS |  | SOM 000s |  |  | 0 | 0 | 0 | 0 | 19487725.8947 | 30643316.4337 | 34444249.0395 | 37609474.7511 | 38042790.7838 | 31745382.4309 | 32751361.7867 | 32955516.4019 | 33931769.2428 | 34485654.0125 | 35846342.6021 | 36569667.5609 | 38185671.3334 | 39215288.3634 | 41198819.4466 | 42701136.0077 | 45224351.0203 | 47224478.0747 | 50343356.4929 | 52953640.9009 | 56780019.5197 | 60183588.258 | 65488641.2817 | 70435337.3662 | 76740982.521 | 82585361.6386 | 89887676.7405 | 96893079.9957 | 105497995.8755 | 114615033.8187 | 125443507.5843 | 135200801.0002 | 146686562.7511 | 157955156.8404 | 171076934.6006 | 184058369.2806 | 199042948.1834 | 213976699.0198 | 231079035.0815 | 248245236.9297 | 267816005.1555 | 287700988.7594 | 310200921.6835 | 334045995.029 | 358805592.78 | 384539262.3005 | 411244144.3075 | 439071454.3108 | 467953729.6163 | 498039672.4199 | 529265611.8588 | 561871879.9507 | 595721135.6727 | 630927245.2582 | 667465399.5579 | 675010166.3061 | 601655302.6528 | 516408950.8318 | 433980893.1843 | 339072785.8551 | 246773089.5483 | 141367709.8037 | 38332176.6834 | 0 | -10822385.7932 | -10822385.7929 | -10822385.7925 | -10822385.7922 | -10822385.7918 | -10822385.7914 | -10822385.7911 | -10822385.7907 | -10822385.7902 | -10822385.7898 | -10822385.7894 | -10822385.7889 | -10822385.7884 | -10822385.788 | -10822385.7875 | -10822385.7869 | -10822385.7864 | -10822385.7858
Share capital balance calculations
Share capital
|  |  |  | USD to Som exchange rate curve | 0 | Som / USD | 0 | 0 | 11000 | 11000 | 11000 | 11000 | 11000 | 11110.1644 | 11333.8142 | 11536.1195 | 11713.159 | 11892.9154 | 12069.5429 | 12248.7935 | 12430.7063 | 12615.3207 | 12802.677 | 12992.8157 | 13185.7783 | 13381.6067 | 13580.3435 | 13782.0317 | 13986.7154 | 14194.4389 | 14405.2474 | 14619.1867 | 14836.3033 | 15056.6445 | 15280.258 | 15507.1925 | 15737.4973 | 15971.2226 | 16208.4189 | 16449.138 | 16693.4322 | 16941.3544 | 17192.9587 | 17448.2997 | 17707.4328 | 17970.4145 | 18237.3018 | 18508.1529 | 18783.0264 | 19061.9823 | 19345.081 | 19632.3842 | 19923.9542 | 20219.8546 | 20520.1494 | 20824.9041 | 21134.1849 | 21448.0589 | 21766.5944 | 22089.8607 | 22417.9279 | 22750.8675 | 23088.7516 | 23431.6539 | 23779.6487 | 24132.8118 | 24491.2199 | 24854.9509 | 25224.0839 | 25598.699 | 25978.8777 | 26364.7026 | 26756.2576 | 27153.6277 | 27556.8994 | 27966.1603 | 27966.1603 | 27966.1603 | 27966.1603 | 27966.1603 | 27966.1603 | 27966.1603 | 27966.1603 | 27966.1603 | 27966.1603 | 27966.1603 | 27966.1603 | 27966.1603 | 27966.1603 | 27966.1603 | 27966.1603 | 27966.1603 | 27966.1603 | 27966.1603
|  |  |  | Share capital drawdown s.a. | 0 | USD 000s | 19500.7935 | 0 | 0 | 0 | 0 | 19500.7935 | 0 | 0 | 0 | 0 | 0 | 0 | 0 | 0 | 0 | 0 | 0 | 0 | 0 | 0 | 0 | 0 | 0 | 0 | 0 | 0 | 0 | 0 | 0 | 0 | 0 | 0 | 0 | 0 | 0 | 0 | 0 | 0 | 0 | 0 | 0 | 0 | 0 | 0 | 0 | 0 | 0 | 0 | 0 | 0 | 0 | 0 | 0 | 0 | 0 | 0 | 0 | 0 | 0 | 0 | 0 | 0 | 0 | 0 | 0 | 0 | 0 | 0 | 0 | 0 | 0 | 0 | 0 | 0 | 0 | 0 | 0 | 0 | 0 | 0 | 0 | 0 | 0 | 0 | 0 | 0 | 0 | 0
|  |  |  | Share capital drawdown - UZS - periodic restatement |  | SOM Mn | 214508.7287 |  | 0 | 0 | 0 | 214508.7287 | 0 | 0 | 0 | 0 | 0 | 0 | 0 | 0 | 0 | 0 | 0 | 0 | 0 | 0 | 0 | 0 | 0 | 0 | 0 | 0 | 0 | 0 | 0 | 0 | 0 | 0 | 0 | 0 | 0 | 0 | 0 | 0 | 0 | 0 | 0 | 0 | 0 | 0 | 0 | 0 | 0 | 0 | 0 | 0 | 0 | 0 | 0 | 0 | 0 | 0 | 0 | 0 | 0 | 0 | 0 | 0 | 0 | 0 | 0 | 0 | 0 | 0 | 0 | 0 | 0 | 0 | 0 | 0 | 0 | 0 | 0 | 0 | 0 | 0 | 0 | 0 | 0 | 0 | 0 | 0 | 0 | 0
|  |  |  | Share capital balance BEG - UZS |  | SOM Mn |  |  | 0 | 0 | 0 | 0 | 214508.7287 | 214508.7287 | 214508.7287 | 214508.7287 | 214508.7287 | 214508.7287 | 214508.7287 | 214508.7287 | 214508.7287 | 214508.7287 | 214508.7287 | 214508.7287 | 214508.7287 | 214508.7287 | 214508.7287 | 214508.7287 | 214508.7287 | 214508.7287 | 214508.7287 | 214508.7287 | 214508.7287 | 214508.7287 | 214508.7287 | 214508.7287 | 214508.7287 | 214508.7287 | 214508.7287 | 214508.7287 | 214508.7287 | 214508.7287 | 214508.7287 | 214508.7287 | 214508.7287 | 214508.7287 | 214508.7287 | 214508.7287 | 214508.7287 | 214508.7287 | 214508.7287 | 214508.7287 | 214508.7287 | 214508.7287 | 214508.7287 | 214508.7287 | 214508.7287 | 214508.7287 | 214508.7287 | 214508.7287 | 214508.7287 | 214508.7287 | 214508.7287 | 214508.7287 | 214508.7287 | 214508.7287 | 214508.7287 | 214508.7287 | 214508.7287 | 214508.7287 | 214508.7287 | 214508.7287 | 214508.7287 | 214508.7287 | 214508.7287 | 137002.2064 | 10822.3859 | 10822.3859 | 10822.3859 | 10822.3859 | 10822.3859 | 10822.3859 | 10822.3859 | 10822.3859 | 10822.3859 | 10822.3859 | 10822.3859 | 10822.3859 | 10822.3859 | 10822.3859 | 10822.3859 | 10822.3859 | 10822.3859 | 10822.3859
|  |  | Plus: | Share capital drawdown - UZS - periodic restatement | 0 | SOM Mn | 214508.7287 | 0 | 0 | 0 | 0 | 214508.7287 | 0 | 0 | 0 | 0 | 0 | 0 | 0 | 0 | 0 | 0 | 0 | 0 | 0 | 0 | 0 | 0 | 0 | 0 | 0 | 0 | 0 | 0 | 0 | 0 | 0 | 0 | 0 | 0 | 0 | 0 | 0 | 0 | 0 | 0 | 0 | 0 | 0 | 0 | 0 | 0 | 0 | 0 | 0 | 0 | 0 | 0 | 0 | 0 | 0 | 0 | 0 | 0 | 0 | 0 | 0 | 0 | 0 | 0 | 0 | 0 | 0 | 0 | 0 | 0 | 0 | 0 | 0 | 0 | 0 | 0 | 0 | 0 | 0 | 0 | 0 | 0 | 0 | 0 | 0 | 0 | 0 | 0
|  |  | Less: | Share capital redemption allowed in UZS | 0 | SOM Mn | 203686.3428 | 0 | 0 | 0 | 0 | 0 | 0 | 0 | 0 | 0 | 0 | 0 | 0 | 0 | 0 | 0 | 0 | 0 | 0 | 0 | 0 | 0 | 0 | 0 | 0 | 0 | 0 | 0 | 0 | 0 | 0 | 0 | 0 | 0 | 0 | 0 | 0 | 0 | 0 | 0 | 0 | 0 | 0 | 0 | 0 | 0 | 0 | 0 | 0 | 0 | 0 | 0 | 0 | 0 | 0 | 0 | 0 | 0 | 0 | 0 | 0 | 0 | 0 | 0 | 0 | 0 | 0 | 0 | 77506.5223 | 126179.8205 | 0 | 0 | 0 | 0 | 0 | 0 | 0 | 0 | 0 | 0 | 0 | 0 | 0 | 0 | 0 | 0 | 0 | 0
|  |  |  | Share capital balance - UZS |  | SOM Mn |  |  | 0 | 0 | 0 | 214508.7287 | 214508.7287 | 214508.7287 | 214508.7287 | 214508.7287 | 214508.7287 | 214508.7287 | 214508.7287 | 214508.7287 | 214508.7287 | 214508.7287 | 214508.7287 | 214508.7287 | 214508.7287 | 214508.7287 | 214508.7287 | 214508.7287 | 214508.7287 | 214508.7287 | 214508.7287 | 214508.7287 | 214508.7287 | 214508.7287 | 214508.7287 | 214508.7287 | 214508.7287 | 214508.7287 | 214508.7287 | 214508.7287 | 214508.7287 | 214508.7287 | 214508.7287 | 214508.7287 | 214508.7287 | 214508.7287 | 214508.7287 | 214508.7287 | 214508.7287 | 214508.7287 | 214508.7287 | 214508.7287 | 214508.7287 | 214508.7287 | 214508.7287 | 214508.7287 | 214508.7287 | 214508.7287 | 214508.7287 | 214508.7287 | 214508.7287 | 214508.7287 | 214508.7287 | 214508.7287 | 214508.7287 | 214508.7287 | 214508.7287 | 214508.7287 | 214508.7287 | 214508.7287 | 214508.7287 | 214508.7287 | 214508.7287 | 214508.7287 | 137002.2064 | 10822.3859 | 10822.3859 | 10822.3859 | 10822.3859 | 10822.3859 | 10822.3859 | 10822.3859 | 10822.3859 | 10822.3859 | 10822.3859 | 10822.3859 | 10822.3859 | 10822.3859 | 10822.3859 | 10822.3859 | 10822.3859 | 10822.3859 | 10822.3859 | 10822.3859
|  |  |  | Share capital early redemption switch | 1 | 1 = allow early redemption; 0 = last pd redemption
|  |  |  | Minimum equity requirement - Som | 1350000 | Som 000s
|  |  |  | Share capital balance BEG - UZS | 0 | SOM Mn | 0 | 0 | 0 | 0 | 0 | 0 | 214508.7287 | 214508.7287 | 214508.7287 | 214508.7287 | 214508.7287 | 214508.7287 | 214508.7287 | 214508.7287 | 214508.7287 | 214508.7287 | 214508.7287 | 214508.7287 | 214508.7287 | 214508.7287 | 214508.7287 | 214508.7287 | 214508.7287 | 214508.7287 | 214508.7287 | 214508.7287 | 214508.7287 | 214508.7287 | 214508.7287 | 214508.7287 | 214508.7287 | 214508.7287 | 214508.7287 | 214508.7287 | 214508.7287 | 214508.7287 | 214508.7287 | 214508.7287 | 214508.7287 | 214508.7287 | 214508.7287 | 214508.7287 | 214508.7287 | 214508.7287 | 214508.7287 | 214508.7287 | 214508.7287 | 214508.7287 | 214508.7287 | 214508.7287 | 214508.7287 | 214508.7287 | 214508.7287 | 214508.7287 | 214508.7287 | 214508.7287 | 214508.7287 | 214508.7287 | 214508.7287 | 214508.7287 | 214508.7287 | 214508.7287 | 214508.7287 | 214508.7287 | 214508.7287 | 214508.7287 | 214508.7287 | 214508.7287 | 214508.7287 | 137002.2064 | 10822.3859 | 10822.3859 | 10822.3859 | 10822.3859 | 10822.3859 | 10822.3859 | 10822.3859 | 10822.3859 | 10822.3859 | 10822.3859 | 10822.3859 | 10822.3859 | 10822.3859 | 10822.3859 | 10822.3859 | 10822.3859 | 10822.3859 | 10822.3859
|  |  |  | End of operations period flag | 0 | flag | 1 | 0 | 0 | 0 | 0 | 0 | 0 | 0 | 0 | 0 | 0 | 0 | 0 | 0 | 0 | 0 | 0 | 0 | 0 | 0 | 0 | 0 | 0 | 0 | 0 | 0 | 0 | 0 | 0 | 0 | 0 | 0 | 0 | 0 | 0 | 0 | 0 | 0 | 0 | 0 | 0 | 0 | 0 | 0 | 0 | 0 | 0 | 0 | 0 | 0 | 0 | 0 | 0 | 0 | 0 | 0 | 0 | 0 | 0 | 0 | 0 | 0 | 0 | 0 | 0 | 0 | 0 | 0 | 0 | 1 | 0 | 0 | 0 | 0 | 0 | 0 | 0 | 0 | 0 | 0 | 0 | 0 | 0 | 0 | 0 | 0 | 0 | 0
|  |  |  | Operations period post debt repayment pd. flag | 0 | flag | 22 | 0 | 0 | 0 | 0 | 0 | 0 | 0 | 0 | 0 | 0 | 0 | 0 | 0 | 0 | 0 | 0 | 0 | 0 | 0 | 0 | 0 | 0 | 0 | 0 | 0 | 0 | 0 | 0 | 0 | 0 | 0 | 0 | 0 | 0 | 0 | 0 | 0 | 0 | 0 | 0 | 0 | 0 | 0 | 0 | 0 | 0 | 0 | 1 | 1 | 1 | 1 | 1 | 1 | 1 | 1 | 1 | 1 | 1 | 1 | 1 | 1 | 1 | 1 | 1 | 1 | 1 | 1 | 1 | 1 | 0 | 0 | 0 | 0 | 0 | 0 | 0 | 0 | 0 | 0 | 0 | 0 | 0 | 0 | 0 | 0 | 0 | 0
|  |  |  | Share capital balance eligible for redemption in UZS |  | SOM Mn | 4613335.508 |  | 0 | 0 | 0 | 0 | 0 | 0 | 0 | 0 | 0 | 0 | 0 | 0 | 0 | 0 | 0 | 0 | 0 | 0 | 0 | 0 | 0 | 0 | 0 | 0 | 0 | 0 | 0 | 0 | 0 | 0 | 0 | 0 | 0 | 0 | 0 | 0 | 0 | 0 | 0 | 0 | 0 | 0 | 0 | 0 | 0 | 0 | 213158.7287 | 213158.7287 | 213158.7287 | 213158.7287 | 213158.7287 | 213158.7287 | 213158.7287 | 213158.7287 | 213158.7287 | 213158.7287 | 213158.7287 | 213158.7287 | 213158.7287 | 213158.7287 | 213158.7287 | 213158.7287 | 213158.7287 | 213158.7287 | 213158.7287 | 213158.7287 | 213158.7287 | 137002.2064 | 0 | 0 | 0 | 0 | 0 | 0 | 0 | 0 | 0 | 0 | 0 | 0 | 0 | 0 | 0 | 0 | 0 | 0
|  |  |  | USD to Som exchange rate curve | 0 | Som / USD | 0 | 0 | 11000 | 11000 | 11000 | 11000 | 11000 | 11110.1644 | 11333.8142 | 11536.1195 | 11713.159 | 11892.9154 | 12069.5429 | 12248.7935 | 12430.7063 | 12615.3207 | 12802.677 | 12992.8157 | 13185.7783 | 13381.6067 | 13580.3435 | 13782.0317 | 13986.7154 | 14194.4389 | 14405.2474 | 14619.1867 | 14836.3033 | 15056.6445 | 15280.258 | 15507.1925 | 15737.4973 | 15971.2226 | 16208.4189 | 16449.138 | 16693.4322 | 16941.3544 | 17192.9587 | 17448.2997 | 17707.4328 | 17970.4145 | 18237.3018 | 18508.1529 | 18783.0264 | 19061.9823 | 19345.081 | 19632.3842 | 19923.9542 | 20219.8546 | 20520.1494 | 20824.9041 | 21134.1849 | 21448.0589 | 21766.5944 | 22089.8607 | 22417.9279 | 22750.8675 | 23088.7516 | 23431.6539 | 23779.6487 | 24132.8118 | 24491.2199 | 24854.9509 | 25224.0839 | 25598.699 | 25978.8777 | 26364.7026 | 26756.2576 | 27153.6277 | 27556.8994 | 27966.1603 | 27966.1603 | 27966.1603 | 27966.1603 | 27966.1603 | 27966.1603 | 27966.1603 | 27966.1603 | 27966.1603 | 27966.1603 | 27966.1603 | 27966.1603 | 27966.1603 | 27966.1603 | 27966.1603 | 27966.1603 | 27966.1603 | 27966.1603 | 27966.1603
|  |  |  | Cash available for share capital redemption | 0 | USD 000s | 41571.7473 | 0 | 0 | 0 | 0 | 3735.7543 | 39.3819 | 3093.1923 | 12010.748 | 15368.1962 | 0 | 0 | 0 | 0 | 0 | 0 | 0 | 0 | 0 | 0 | 0 | 0 | 0 | 0 | 0 | 0 | 0 | 0 | 0 | 0 | 0 | 0 | 0 | 0 | 0 | 0 | 0 | 0 | 0 | 0 | 0 | 0 | 0 | 0 | 0 | 0 | 0 | 0 | 0 | 0 | 0 | 0 | 0 | 0 | 0 | 0 | 0 | 0 | 0 | 0 | 0 | 0 | 0 | 0 | 0 | 0 | 0 | 0 | 2812.5995 | 4511.875 | 0 | 0 | 0 | 0 | 0 | 0 | 0 | 0 | 0 | 0 | 0 | 0 | 0 | 0 | 0 | 0 | 0 | 0
|  |  |  | Cash available for share capital redemption in UZS |  | SOM Mn | 592995.6515 |  | 0 | 0 | 0 | 41093.2978 | 433.2009 | 34365.8748 | 136127.5863 | 177289.3488 | 0 | 0 | 0 | 0 | 0 | 0 | 0 | 0 | 0 | 0 | 0 | 0 | 0 | 0 | 0 | 0 | 0 | 0 | 0 | 0 | 0 | 0 | 0 | 0 | 0 | 0 | 0 | 0 | 0 | 0 | 0 | 0 | 0 | 0 | 0 | 0 | 0 | 0 | 0 | 0 | 0 | 0 | 0 | 0 | 0 | 0 | 0 | 0 | 0 | 0 | 0 | 0 | 0 | 0 | 0 | 0 | 0 | 0 | 77506.5223 | 126179.8205 | 0 | 0 | 0 | 0 | 0 | 0 | 0 | 0 | 0 | 0 | 0 | 0 | 0 | 0 | 0 | 0 | 0 | 0
|  |  |  | Cash available for share capital redemption in UZS | 0 | SOM Mn | 592995.6515 | 0 | 0 | 0 | 0 | 41093.2978 | 433.2009 | 34365.8748 | 136127.5863 | 177289.3488 | 0 | 0 | 0 | 0 | 0 | 0 | 0 | 0 | 0 | 0 | 0 | 0 | 0 | 0 | 0 | 0 | 0 | 0 | 0 | 0 | 0 | 0 | 0 | 0 | 0 | 0 | 0 | 0 | 0 | 0 | 0 | 0 | 0 | 0 | 0 | 0 | 0 | 0 | 0 | 0 | 0 | 0 | 0 | 0 | 0 | 0 | 0 | 0 | 0 | 0 | 0 | 0 | 0 | 0 | 0 | 0 | 0 | 0 | 77506.5223 | 126179.8205 | 0 | 0 | 0 | 0 | 0 | 0 | 0 | 0 | 0 | 0 | 0 | 0 | 0 | 0 | 0 | 0 | 0 | 0
|  |  |  | Share capital balance eligible for redemption in UZS | 0 | SOM Mn | 4613335.508 | 0 | 0 | 0 | 0 | 0 | 0 | 0 | 0 | 0 | 0 | 0 | 0 | 0 | 0 | 0 | 0 | 0 | 0 | 0 | 0 | 0 | 0 | 0 | 0 | 0 | 0 | 0 | 0 | 0 | 0 | 0 | 0 | 0 | 0 | 0 | 0 | 0 | 0 | 0 | 0 | 0 | 0 | 0 | 0 | 0 | 0 | 0 | 213158.7287 | 213158.7287 | 213158.7287 | 213158.7287 | 213158.7287 | 213158.7287 | 213158.7287 | 213158.7287 | 213158.7287 | 213158.7287 | 213158.7287 | 213158.7287 | 213158.7287 | 213158.7287 | 213158.7287 | 213158.7287 | 213158.7287 | 213158.7287 | 213158.7287 | 213158.7287 | 213158.7287 | 137002.2064 | 0 | 0 | 0 | 0 | 0 | 0 | 0 | 0 | 0 | 0 | 0 | 0 | 0 | 0 | 0 | 0 | 0 | 0
|  |  |  | Share capital redemption allowed in UZS |  | SOM Mn | 203686.3428 |  | 0 | 0 | 0 | 0 | 0 | 0 | 0 | 0 | 0 | 0 | 0 | 0 | 0 | 0 | 0 | 0 | 0 | 0 | 0 | 0 | 0 | 0 | 0 | 0 | 0 | 0 | 0 | 0 | 0 | 0 | 0 | 0 | 0 | 0 | 0 | 0 | 0 | 0 | 0 | 0 | 0 | 0 | 0 | 0 | 0 | 0 | 0 | 0 | 0 | 0 | 0 | 0 | 0 | 0 | 0 | 0 | 0 | 0 | 0 | 0 | 0 | 0 | 0 | 0 | 0 | 0 | 77506.5223 | 126179.8205 | 0 | 0 | 0 | 0 | 0 | 0 | 0 | 0 | 0 | 0 | 0 | 0 | 0 | 0 | 0 | 0 | 0 | 0
|  |  |  | USD to Som exchange rate curve | 0 | Som / USD | 0 | 0 | 11000 | 11000 | 11000 | 11000 | 11000 | 11110.1644 | 11333.8142 | 11536.1195 | 11713.159 | 11892.9154 | 12069.5429 | 12248.7935 | 12430.7063 | 12615.3207 | 12802.677 | 12992.8157 | 13185.7783 | 13381.6067 | 13580.3435 | 13782.0317 | 13986.7154 | 14194.4389 | 14405.2474 | 14619.1867 | 14836.3033 | 15056.6445 | 15280.258 | 15507.1925 | 15737.4973 | 15971.2226 | 16208.4189 | 16449.138 | 16693.4322 | 16941.3544 | 17192.9587 | 17448.2997 | 17707.4328 | 17970.4145 | 18237.3018 | 18508.1529 | 18783.0264 | 19061.9823 | 19345.081 | 19632.3842 | 19923.9542 | 20219.8546 | 20520.1494 | 20824.9041 | 21134.1849 | 21448.0589 | 21766.5944 | 22089.8607 | 22417.9279 | 22750.8675 | 23088.7516 | 23431.6539 | 23779.6487 | 24132.8118 | 24491.2199 | 24854.9509 | 25224.0839 | 25598.699 | 25978.8777 | 26364.7026 | 26756.2576 | 27153.6277 | 27556.8994 | 27966.1603 | 27966.1603 | 27966.1603 | 27966.1603 | 27966.1603 | 27966.1603 | 27966.1603 | 27966.1603 | 27966.1603 | 27966.1603 | 27966.1603 | 27966.1603 | 27966.1603 | 27966.1603 | 27966.1603 | 27966.1603 | 27966.1603 | 27966.1603 | 27966.1603
|  |  |  | Share capital redemption allowed in UZS | 0 | SOM Mn | 203686.3428 | 0 | 0 | 0 | 0 | 0 | 0 | 0 | 0 | 0 | 0 | 0 | 0 | 0 | 0 | 0 | 0 | 0 | 0 | 0 | 0 | 0 | 0 | 0 | 0 | 0 | 0 | 0 | 0 | 0 | 0 | 0 | 0 | 0 | 0 | 0 | 0 | 0 | 0 | 0 | 0 | 0 | 0 | 0 | 0 | 0 | 0 | 0 | 0 | 0 | 0 | 0 | 0 | 0 | 0 | 0 | 0 | 0 | 0 | 0 | 0 | 0 | 0 | 0 | 0 | 0 | 0 | 0 | 77506.5223 | 126179.8205 | 0 | 0 | 0 | 0 | 0 | 0 | 0 | 0 | 0 | 0 | 0 | 0 | 0 | 0 | 0 | 0 | 0 | 0
|  |  |  | Share capital redemption permissible as per UZS financials |  | USD 000s | 7324.4746 |  | 0 | 0 | 0 | 0 | 0 | 0 | 0 | 0 | 0 | 0 | 0 | 0 | 0 | 0 | 0 | 0 | 0 | 0 | 0 | 0 | 0 | 0 | 0 | 0 | 0 | 0 | 0 | 0 | 0 | 0 | 0 | 0 | 0 | 0 | 0 | 0 | 0 | 0 | 0 | 0 | 0 | 0 | 0 | 0 | 0 | 0 | 0 | 0 | 0 | 0 | 0 | 0 | 0 | 0 | 0 | 0 | 0 | 0 | 0 | 0 | 0 | 0 | 0 | 0 | 0 | 0 | 2812.5995 | 4511.875 | 0 | 0 | 0 | 0 | 0 | 0 | 0 | 0 | 0 | 0 | 0 | 0 | 0 | 0 | 0 | 0 | 0 | 0
Tax Depreciation in UZS
|  |  |  | IFRIC 12 accounting used? | 1 | 1 = yes, 0 = no (/OL or FL)
|  |  |  | Fixed asset accounting under IFRIC12 - for tax | 1 | 1 = yes, 0 = no
|  |  |  | Tax depreciation switch | 1 | switch
Non current assets costs for tax purposes in UZS
SLM
Allowed for taxable income (1=yes; 0=no)
|  |  | 1 | PV EPC costs s.a. | 0 | USD 000s | 127767.595 | 0 | 0 | 0 | 0 | 95263.5188 | 32504.0762 | 0 | 0 | 0 | 0 | 0 | 0 | 0 | 0 | 0 | 0 | 0 | 0 | 0 | 0 | 0 | 0 | 0 | 0 | 0 | 0 | 0 | 0 | 0 | 0 | 0 | 0 | 0 | 0 | 0 | 0 | 0 | 0 | 0 | 0 | 0 | 0 | 0 | 0 | 0 | 0 | 0 | 0 | 0 | 0 | 0 | 0 | 0 | 0 | 0 | 0 | 0 | 0 | 0 | 0 | 0 | 0 | 0 | 0 | 0 | 0 | 0 | 0 | 0 | 0 | 0 | 0 | 0 | 0 | 0 | 0 | 0 | 0 | 0 | 0 | 0 | 0 | 0 | 0 | 0 | 0 | 0
|  |  | 1 | [spare 2] s.a. | 0 | USD 000s | 0 | 0 | 0 | 0 | 0 | 0 | 0 | 0 | 0 | 0 | 0 | 0 | 0 | 0 | 0 | 0 | 0 | 0 | 0 | 0 | 0 | 0 | 0 | 0 | 0 | 0 | 0 | 0 | 0 | 0 | 0 | 0 | 0 | 0 | 0 | 0 | 0 | 0 | 0 | 0 | 0 | 0 | 0 | 0 | 0 | 0 | 0 | 0 | 0 | 0 | 0 | 0 | 0 | 0 | 0 | 0 | 0 | 0 | 0 | 0 | 0 | 0 | 0 | 0 | 0 | 0 | 0 | 0 | 0 | 0 | 0 | 0 | 0 | 0 | 0 | 0 | 0 | 0 | 0 | 0 | 0 | 0 | 0 | 0 | 0 | 0 | 0 | 0
|  |  | 1 | [spare 3] s.a. | 0 | USD 000s | 0 | 0 | 0 | 0 | 0 | 0 | 0 | 0 | 0 | 0 | 0 | 0 | 0 | 0 | 0 | 0 | 0 | 0 | 0 | 0 | 0 | 0 | 0 | 0 | 0 | 0 | 0 | 0 | 0 | 0 | 0 | 0 | 0 | 0 | 0 | 0 | 0 | 0 | 0 | 0 | 0 | 0 | 0 | 0 | 0 | 0 | 0 | 0 | 0 | 0 | 0 | 0 | 0 | 0 | 0 | 0 | 0 | 0 | 0 | 0 | 0 | 0 | 0 | 0 | 0 | 0 | 0 | 0 | 0 | 0 | 0 | 0 | 0 | 0 | 0 | 0 | 0 | 0 | 0 | 0 | 0 | 0 | 0 | 0 | 0 | 0 | 0 | 0
|  |  | 1 | [spare 4] s.a. | 0 | USD 000s | 0 | 0 | 0 | 0 | 0 | 0 | 0 | 0 | 0 | 0 | 0 | 0 | 0 | 0 | 0 | 0 | 0 | 0 | 0 | 0 | 0 | 0 | 0 | 0 | 0 | 0 | 0 | 0 | 0 | 0 | 0 | 0 | 0 | 0 | 0 | 0 | 0 | 0 | 0 | 0 | 0 | 0 | 0 | 0 | 0 | 0 | 0 | 0 | 0 | 0 | 0 | 0 | 0 | 0 | 0 | 0 | 0 | 0 | 0 | 0 | 0 | 0 | 0 | 0 | 0 | 0 | 0 | 0 | 0 | 0 | 0 | 0 | 0 | 0 | 0 | 0 | 0 | 0 | 0 | 0 | 0 | 0 | 0 | 0 | 0 | 0 | 0 | 0
|  |  | 1 | [spare 5] s.a. | 0 | USD 000s | 0 | 0 | 0 | 0 | 0 | 0 | 0 | 0 | 0 | 0 | 0 | 0 | 0 | 0 | 0 | 0 | 0 | 0 | 0 | 0 | 0 | 0 | 0 | 0 | 0 | 0 | 0 | 0 | 0 | 0 | 0 | 0 | 0 | 0 | 0 | 0 | 0 | 0 | 0 | 0 | 0 | 0 | 0 | 0 | 0 | 0 | 0 | 0 | 0 | 0 | 0 | 0 | 0 | 0 | 0 | 0 | 0 | 0 | 0 | 0 | 0 | 0 | 0 | 0 | 0 | 0 | 0 | 0 | 0 | 0 | 0 | 0 | 0 | 0 | 0 | 0 | 0 | 0 | 0 | 0 | 0 | 0 | 0 | 0 | 0 | 0 | 0 | 0
|  |  | 1 | Interconnection facilty costs s.a. | 0 | USD 000s | 11000 | 0 | 0 | 0 | 0 | 8201.6 | 2798.4 | 0 | 0 | 0 | 0 | 0 | 0 | 0 | 0 | 0 | 0 | 0 | 0 | 0 | 0 | 0 | 0 | 0 | 0 | 0 | 0 | 0 | 0 | 0 | 0 | 0 | 0 | 0 | 0 | 0 | 0 | 0 | 0 | 0 | 0 | 0 | 0 | 0 | 0 | 0 | 0 | 0 | 0 | 0 | 0 | 0 | 0 | 0 | 0 | 0 | 0 | 0 | 0 | 0 | 0 | 0 | 0 | 0 | 0 | 0 | 0 | 0 | 0 | 0 | 0 | 0 | 0 | 0 | 0 | 0 | 0 | 0 | 0 | 0 | 0 | 0 | 0 | 0 | 0 | 0 | 0 | 0
|  |  | 1 | EPC premium s.a. | 0 | USD 000s | 0 | 0 | 0 | 0 | 0 | 0 | 0 | 0 | 0 | 0 | 0 | 0 | 0 | 0 | 0 | 0 | 0 | 0 | 0 | 0 | 0 | 0 | 0 | 0 | 0 | 0 | 0 | 0 | 0 | 0 | 0 | 0 | 0 | 0 | 0 | 0 | 0 | 0 | 0 | 0 | 0 | 0 | 0 | 0 | 0 | 0 | 0 | 0 | 0 | 0 | 0 | 0 | 0 | 0 | 0 | 0 | 0 | 0 | 0 | 0 | 0 | 0 | 0 | 0 | 0 | 0 | 0 | 0 | 0 | 0 | 0 | 0 | 0 | 0 | 0 | 0 | 0 | 0 | 0 | 0 | 0 | 0 | 0 | 0 | 0 | 0 | 0 | 0
|  |  | 0 | Development fee s.a. | 0 | USD 000s | 8990.0349 | 0 | 0 | 0 | 0 | 8990.0349 | 0 | 0 | 0 | 0 | 0 | 0 | 0 | 0 | 0 | 0 | 0 | 0 | 0 | 0 | 0 | 0 | 0 | 0 | 0 | 0 | 0 | 0 | 0 | 0 | 0 | 0 | 0 | 0 | 0 | 0 | 0 | 0 | 0 | 0 | 0 | 0 | 0 | 0 | 0 | 0 | 0 | 0 | 0 | 0 | 0 | 0 | 0 | 0 | 0 | 0 | 0 | 0 | 0 | 0 | 0 | 0 | 0 | 0 | 0 | 0 | 0 | 0 | 0 | 0 | 0 | 0 | 0 | 0 | 0 | 0 | 0 | 0 | 0 | 0 | 0 | 0 | 0 | 0 | 0 | 0 | 0 | 0
|  |  | 1 | Contingency costs (EPC and Interconnection facility) s.a. | 0 | USD 000s | 693.838 | 0 | 0 | 0 | 0 | 517.3256 | 176.5124 | 0 | 0 | 0 | 0 | 0 | 0 | 0 | 0 | 0 | 0 | 0 | 0 | 0 | 0 | 0 | 0 | 0 | 0 | 0 | 0 | 0 | 0 | 0 | 0 | 0 | 0 | 0 | 0 | 0 | 0 | 0 | 0 | 0 | 0 | 0 | 0 | 0 | 0 | 0 | 0 | 0 | 0 | 0 | 0 | 0 | 0 | 0 | 0 | 0 | 0 | 0 | 0 | 0 | 0 | 0 | 0 | 0 | 0 | 0 | 0 | 0 | 0 | 0 | 0 | 0 | 0 | 0 | 0 | 0 | 0 | 0 | 0 | 0 | 0 | 0 | 0 | 0 | 0 | 0 | 0 | 0
|  |  | 1 | Advisory fee - m s.a. | 0 | USD 000s | 2847 | 0 | 0 | 0 | 0 | 2847 | 0 | 0 | 0 | 0 | 0 | 0 | 0 | 0 | 0 | 0 | 0 | 0 | 0 | 0 | 0 | 0 | 0 | 0 | 0 | 0 | 0 | 0 | 0 | 0 | 0 | 0 | 0 | 0 | 0 | 0 | 0 | 0 | 0 | 0 | 0 | 0 | 0 | 0 | 0 | 0 | 0 | 0 | 0 | 0 | 0 | 0 | 0 | 0 | 0 | 0 | 0 | 0 | 0 | 0 | 0 | 0 | 0 | 0 | 0 | 0 | 0 | 0 | 0 | 0 | 0 | 0 | 0 | 0 | 0 | 0 | 0 | 0 | 0 | 0 | 0 | 0 | 0 | 0 | 0 | 0 | 0 | 0
|  |  | 1 | [spare 1] local costs s.a. | 0 | USD 000s | 0 | 0 | 0 | 0 | 0 | 0 | 0 | 0 | 0 | 0 | 0 | 0 | 0 | 0 | 0 | 0 | 0 | 0 | 0 | 0 | 0 | 0 | 0 | 0 | 0 | 0 | 0 | 0 | 0 | 0 | 0 | 0 | 0 | 0 | 0 | 0 | 0 | 0 | 0 | 0 | 0 | 0 | 0 | 0 | 0 | 0 | 0 | 0 | 0 | 0 | 0 | 0 | 0 | 0 | 0 | 0 | 0 | 0 | 0 | 0 | 0 | 0 | 0 | 0 | 0 | 0 | 0 | 0 | 0 | 0 | 0 | 0 | 0 | 0 | 0 | 0 | 0 | 0 | 0 | 0 | 0 | 0 | 0 | 0 | 0 | 0 | 0 | 0
|  |  | 1 | [spare 2] local costs s.a. | 0 | USD 000s | 0 | 0 | 0 | 0 | 0 | 0 | 0 | 0 | 0 | 0 | 0 | 0 | 0 | 0 | 0 | 0 | 0 | 0 | 0 | 0 | 0 | 0 | 0 | 0 | 0 | 0 | 0 | 0 | 0 | 0 | 0 | 0 | 0 | 0 | 0 | 0 | 0 | 0 | 0 | 0 | 0 | 0 | 0 | 0 | 0 | 0 | 0 | 0 | 0 | 0 | 0 | 0 | 0 | 0 | 0 | 0 | 0 | 0 | 0 | 0 | 0 | 0 | 0 | 0 | 0 | 0 | 0 | 0 | 0 | 0 | 0 | 0 | 0 | 0 | 0 | 0 | 0 | 0 | 0 | 0 | 0 | 0 | 0 | 0 | 0 | 0 | 0 | 0
|  |  | 1 | [spare 3] local costs s.a. | 0 | USD 000s | 0 | 0 | 0 | 0 | 0 | 0 | 0 | 0 | 0 | 0 | 0 | 0 | 0 | 0 | 0 | 0 | 0 | 0 | 0 | 0 | 0 | 0 | 0 | 0 | 0 | 0 | 0 | 0 | 0 | 0 | 0 | 0 | 0 | 0 | 0 | 0 | 0 | 0 | 0 | 0 | 0 | 0 | 0 | 0 | 0 | 0 | 0 | 0 | 0 | 0 | 0 | 0 | 0 | 0 | 0 | 0 | 0 | 0 | 0 | 0 | 0 | 0 | 0 | 0 | 0 | 0 | 0 | 0 | 0 | 0 | 0 | 0 | 0 | 0 | 0 | 0 | 0 | 0 | 0 | 0 | 0 | 0 | 0 | 0 | 0 | 0 | 0 | 0
|  |  | 1 | [spare 4] local costs s.a. | 0 | USD 000s | 0 | 0 | 0 | 0 | 0 | 0 | 0 | 0 | 0 | 0 | 0 | 0 | 0 | 0 | 0 | 0 | 0 | 0 | 0 | 0 | 0 | 0 | 0 | 0 | 0 | 0 | 0 | 0 | 0 | 0 | 0 | 0 | 0 | 0 | 0 | 0 | 0 | 0 | 0 | 0 | 0 | 0 | 0 | 0 | 0 | 0 | 0 | 0 | 0 | 0 | 0 | 0 | 0 | 0 | 0 | 0 | 0 | 0 | 0 | 0 | 0 | 0 | 0 | 0 | 0 | 0 | 0 | 0 | 0 | 0 | 0 | 0 | 0 | 0 | 0 | 0 | 0 | 0 | 0 | 0 | 0 | 0 | 0 | 0 | 0 | 0 | 0 | 0
|  |  | 1 | [spare 5] local costs s.a. | 0 | USD 000s | 0 | 0 | 0 | 0 | 0 | 0 | 0 | 0 | 0 | 0 | 0 | 0 | 0 | 0 | 0 | 0 | 0 | 0 | 0 | 0 | 0 | 0 | 0 | 0 | 0 | 0 | 0 | 0 | 0 | 0 | 0 | 0 | 0 | 0 | 0 | 0 | 0 | 0 | 0 | 0 | 0 | 0 | 0 | 0 | 0 | 0 | 0 | 0 | 0 | 0 | 0 | 0 | 0 | 0 | 0 | 0 | 0 | 0 | 0 | 0 | 0 | 0 | 0 | 0 | 0 | 0 | 0 | 0 | 0 | 0 | 0 | 0 | 0 | 0 | 0 | 0 | 0 | 0 | 0 | 0 | 0 | 0 | 0 | 0 | 0 | 0 | 0 | 0
|  |  | 1 | [spare 6] local costs s.a. | 0 | USD 000s | 0 | 0 | 0 | 0 | 0 | 0 | 0 | 0 | 0 | 0 | 0 | 0 | 0 | 0 | 0 | 0 | 0 | 0 | 0 | 0 | 0 | 0 | 0 | 0 | 0 | 0 | 0 | 0 | 0 | 0 | 0 | 0 | 0 | 0 | 0 | 0 | 0 | 0 | 0 | 0 | 0 | 0 | 0 | 0 | 0 | 0 | 0 | 0 | 0 | 0 | 0 | 0 | 0 | 0 | 0 | 0 | 0 | 0 | 0 | 0 | 0 | 0 | 0 | 0 | 0 | 0 | 0 | 0 | 0 | 0 | 0 | 0 | 0 | 0 | 0 | 0 | 0 | 0 | 0 | 0 | 0 | 0 | 0 | 0 | 0 | 0 | 0 | 0
|  |  | 1 | [spare 7] local costs s.a. | 0 | USD 000s | 0 | 0 | 0 | 0 | 0 | 0 | 0 | 0 | 0 | 0 | 0 | 0 | 0 | 0 | 0 | 0 | 0 | 0 | 0 | 0 | 0 | 0 | 0 | 0 | 0 | 0 | 0 | 0 | 0 | 0 | 0 | 0 | 0 | 0 | 0 | 0 | 0 | 0 | 0 | 0 | 0 | 0 | 0 | 0 | 0 | 0 | 0 | 0 | 0 | 0 | 0 | 0 | 0 | 0 | 0 | 0 | 0 | 0 | 0 | 0 | 0 | 0 | 0 | 0 | 0 | 0 | 0 | 0 | 0 | 0 | 0 | 0 | 0 | 0 | 0 | 0 | 0 | 0 | 0 | 0 | 0 | 0 | 0 | 0 | 0 | 0 | 0 | 0
|  |  | 1 | Development cost USD s.a. | 0 | USD 000s | 3611.6741 | 0 | 0 | 0 | 0 | 0 | 0 | 3611.6741 | 0 | 0 | 0 | 0 | 0 | 0 | 0 | 0 | 0 | 0 | 0 | 0 | 0 | 0 | 0 | 0 | 0 | 0 | 0 | 0 | 0 | 0 | 0 | 0 | 0 | 0 | 0 | 0 | 0 | 0 | 0 | 0 | 0 | 0 | 0 | 0 | 0 | 0 | 0 | 0 | 0 | 0 | 0 | 0 | 0 | 0 | 0 | 0 | 0 | 0 | 0 | 0 | 0 | 0 | 0 | 0 | 0 | 0 | 0 | 0 | 0 | 0 | 0 | 0 | 0 | 0 | 0 | 0 | 0 | 0 | 0 | 0 | 0 | 0 | 0 | 0 | 0 | 0 | 0 | 0
|  |  | 1 | Insurance USD s.a. | 0 | USD 000s | 525.351 | 0 | 0 | 0 | 0 | 525.351 | 0 | 0 | 0 | 0 | 0 | 0 | 0 | 0 | 0 | 0 | 0 | 0 | 0 | 0 | 0 | 0 | 0 | 0 | 0 | 0 | 0 | 0 | 0 | 0 | 0 | 0 | 0 | 0 | 0 | 0 | 0 | 0 | 0 | 0 | 0 | 0 | 0 | 0 | 0 | 0 | 0 | 0 | 0 | 0 | 0 | 0 | 0 | 0 | 0 | 0 | 0 | 0 | 0 | 0 | 0 | 0 | 0 | 0 | 0 | 0 | 0 | 0 | 0 | 0 | 0 | 0 | 0 | 0 | 0 | 0 | 0 | 0 | 0 | 0 | 0 | 0 | 0 | 0 | 0 | 0 | 0 | 0
|  |  | 1 | SPV overhead USD s.a. | 0 | USD 000s | 1580.9531 | 0 | 0 | 0 | 0 | 395.2383 | 790.4765 | 395.2383 | 0 | 0 | 0 | 0 | 0 | 0 | 0 | 0 | 0 | 0 | 0 | 0 | 0 | 0 | 0 | 0 | 0 | 0 | 0 | 0 | 0 | 0 | 0 | 0 | 0 | 0 | 0 | 0 | 0 | 0 | 0 | 0 | 0 | 0 | 0 | 0 | 0 | 0 | 0 | 0 | 0 | 0 | 0 | 0 | 0 | 0 | 0 | 0 | 0 | 0 | 0 | 0 | 0 | 0 | 0 | 0 | 0 | 0 | 0 | 0 | 0 | 0 | 0 | 0 | 0 | 0 | 0 | 0 | 0 | 0 | 0 | 0 | 0 | 0 | 0 | 0 | 0 | 0 | 0 | 0
|  |  | 1 | SPV employees USD s.a. | 0 | USD 000s | 294.0469 | 0 | 0 | 0 | 0 | 0 | 29.4047 | 264.6422 | 0 | 0 | 0 | 0 | 0 | 0 | 0 | 0 | 0 | 0 | 0 | 0 | 0 | 0 | 0 | 0 | 0 | 0 | 0 | 0 | 0 | 0 | 0 | 0 | 0 | 0 | 0 | 0 | 0 | 0 | 0 | 0 | 0 | 0 | 0 | 0 | 0 | 0 | 0 | 0 | 0 | 0 | 0 | 0 | 0 | 0 | 0 | 0 | 0 | 0 | 0 | 0 | 0 | 0 | 0 | 0 | 0 | 0 | 0 | 0 | 0 | 0 | 0 | 0 | 0 | 0 | 0 | 0 | 0 | 0 | 0 | 0 | 0 | 0 | 0 | 0 | 0 | 0 | 0 | 0
|  |  | 1 | Upfront agency role fees USD s.a. | 0 | USD 000s | 15 | 0 | 0 | 0 | 0 | 15 | 0 | 0 | 0 | 0 | 0 | 0 | 0 | 0 | 0 | 0 | 0 | 0 | 0 | 0 | 0 | 0 | 0 | 0 | 0 | 0 | 0 | 0 | 0 | 0 | 0 | 0 | 0 | 0 | 0 | 0 | 0 | 0 | 0 | 0 | 0 | 0 | 0 | 0 | 0 | 0 | 0 | 0 | 0 | 0 | 0 | 0 | 0 | 0 | 0 | 0 | 0 | 0 | 0 | 0 | 0 | 0 | 0 | 0 | 0 | 0 | 0 | 0 | 0 | 0 | 0 | 0 | 0 | 0 | 0 | 0 | 0 | 0 | 0 | 0 | 0 | 0 | 0 | 0 | 0 | 0 | 0 | 0
|  |  | 1 | O&M mobilisation fees USD s.a. | 0 | USD 000s | 52.65 | 0 | 0 | 0 | 0 | 0 | 0 | 0 | 52.65 | 0 | 0 | 0 | 0 | 0 | 0 | 0 | 0 | 0 | 0 | 0 | 0 | 0 | 0 | 0 | 0 | 0 | 0 | 0 | 0 | 0 | 0 | 0 | 0 | 0 | 0 | 0 | 0 | 0 | 0 | 0 | 0 | 0 | 0 | 0 | 0 | 0 | 0 | 0 | 0 | 0 | 0 | 0 | 0 | 0 | 0 | 0 | 0 | 0 | 0 | 0 | 0 | 0 | 0 | 0 | 0 | 0 | 0 | 0 | 0 | 0 | 0 | 0 | 0 | 0 | 0 | 0 | 0 | 0 | 0 | 0 | 0 | 0 | 0 | 0 | 0 | 0 | 0 | 0
|  |  | 1 | [spare 7] USD s.a. | 0 | USD 000s | 0 | 0 | 0 | 0 | 0 | 0 | 0 | 0 | 0 | 0 | 0 | 0 | 0 | 0 | 0 | 0 | 0 | 0 | 0 | 0 | 0 | 0 | 0 | 0 | 0 | 0 | 0 | 0 | 0 | 0 | 0 | 0 | 0 | 0 | 0 | 0 | 0 | 0 | 0 | 0 | 0 | 0 | 0 | 0 | 0 | 0 | 0 | 0 | 0 | 0 | 0 | 0 | 0 | 0 | 0 | 0 | 0 | 0 | 0 | 0 | 0 | 0 | 0 | 0 | 0 | 0 | 0 | 0 | 0 | 0 | 0 | 0 | 0 | 0 | 0 | 0 | 0 | 0 | 0 | 0 | 0 | 0 | 0 | 0 | 0 | 0 | 0 | 0
|  |  | 1 | PCG upfront costs s.a. | 0 | USD 000s | 256.281 | 0 | 0 | 0 | 0 | 218.3235 | 0 | 30.366 | 0 | 7.5915 | 0 | 0 | 0 | 0 | 0 | 0 | 0 | 0 | 0 | 0 | 0 | 0 | 0 | 0 | 0 | 0 | 0 | 0 | 0 | 0 | 0 | 0 | 0 | 0 | 0 | 0 | 0 | 0 | 0 | 0 | 0 | 0 | 0 | 0 | 0 | 0 | 0 | 0 | 0 | 0 | 0 | 0 | 0 | 0 | 0 | 0 | 0 | 0 | 0 | 0 | 0 | 0 | 0 | 0 | 0 | 0 | 0 | 0 | 0 | 0 | 0 | 0 | 0 | 0 | 0 | 0 | 0 | 0 | 0 | 0 | 0 | 0 | 0 | 0 | 0 | 0 | 0 | 0
|  |  | 1 | Land tax charge - construction s.a. | 0 | USD 000s | 1274.0295 | 0 | 0 | 0 | 0 | 424.6765 | 849.353 | 0 | 0 | 0 | 0 | 0 | 0 | 0 | 0 | 0 | 0 | 0 | 0 | 0 | 0 | 0 | 0 | 0 | 0 | 0 | 0 | 0 | 0 | 0 | 0 | 0 | 0 | 0 | 0 | 0 | 0 | 0 | 0 | 0 | 0 | 0 | 0 | 0 | 0 | 0 | 0 | 0 | 0 | 0 | 0 | 0 | 0 | 0 | 0 | 0 | 0 | 0 | 0 | 0 | 0 | 0 | 0 | 0 | 0 | 0 | 0 | 0 | 0 | 0 | 0 | 0 | 0 | 0 | 0 | 0 | 0 | 0 | 0 | 0 | 0 | 0 | 0 | 0 | 0 | 0 | 0 | 0
|  |  | 1 | Standby equity LC fee s.a. | 0 | USD 000s | 0 | 0 | 0 | 0 | 0 | 0 | 0 | 0 | 0 | 0 | 0 | 0 | 0 | 0 | 0 | 0 | 0 | 0 | 0 | 0 | 0 | 0 | 0 | 0 | 0 | 0 | 0 | 0 | 0 | 0 | 0 | 0 | 0 | 0 | 0 | 0 | 0 | 0 | 0 | 0 | 0 | 0 | 0 | 0 | 0 | 0 | 0 | 0 | 0 | 0 | 0 | 0 | 0 | 0 | 0 | 0 | 0 | 0 | 0 | 0 | 0 | 0 | 0 | 0 | 0 | 0 | 0 | 0 | 0 | 0 | 0 | 0 | 0 | 0 | 0 | 0 | 0 | 0 | 0 | 0 | 0 | 0 | 0 | 0 | 0 | 0 | 0 | 0
|  |  | 1 | Performance bond / development security LC fee - M s.a. | 0 | USD 000s | 135 | 0 | 0 | 0 | 0 | 15 | 30 | 30 | 30 | 30 | 0 | 0 | 0 | 0 | 0 | 0 | 0 | 0 | 0 | 0 | 0 | 0 | 0 | 0 | 0 | 0 | 0 | 0 | 0 | 0 | 0 | 0 | 0 | 0 | 0 | 0 | 0 | 0 | 0 | 0 | 0 | 0 | 0 | 0 | 0 | 0 | 0 | 0 | 0 | 0 | 0 | 0 | 0 | 0 | 0 | 0 | 0 | 0 | 0 | 0 | 0 | 0 | 0 | 0 | 0 | 0 | 0 | 0 | 0 | 0 | 0 | 0 | 0 | 0 | 0 | 0 | 0 | 0 | 0 | 0 | 0 | 0 | 0 | 0 | 0 | 0 | 0 | 0
|  |  | 1 | Lifecycle costs - total indexed POS | 0 | USD 000s | 0 | 0 | 0 | 0 | 0 | 0 | 0 | 0 | 0 | 0 | 0 | 0 | 0 | 0 | 0 | 0 | 0 | 0 | 0 | 0 | 0 | 0 | 0 | 0 | 0 | 0 | 0 | 0 | 0 | 0 | 0 | 0 | 0 | 0 | 0 | 0 | 0 | 0 | 0 | 0 | 0 | 0 | 0 | 0 | 0 | 0 | 0 | 0 | 0 | 0 | 0 | 0 | 0 | 0 | 0 | 0 | 0 | 0 | 0 | 0 | 0 | 0 | 0 | 0 | 0 | 0 | 0 | 0 | 0 | 0 | 0 | 0 | 0 | 0 | 0 | 0 | 0 | 0 | 0 | 0 | 0 | 0 | 0 | 0 | 0 | 0 | 0 | 0
|  |  | 1 | Early generation profit (/loss) credited to wip | 0 | USD 000s | 0 | 0 | 0 | 0 | 0 | 0 | 0 | 0 | 0 | 0 | 0 | 0 | 0 | 0 | 0 | 0 | 0 | 0 | 0 | 0 | 0 | 0 | 0 | 0 | 0 | 0 | 0 | 0 | 0 | 0 | 0 | 0 | 0 | 0 | 0 | 0 | 0 | 0 | 0 | 0 | 0 | 0 | 0 | 0 | 0 | 0 | 0 | 0 | 0 | 0 | 0 | 0 | 0 | 0 | 0 | 0 | 0 | 0 | 0 | 0 | 0 | 0 | 0 | 0 | 0 | 0 | 0 | 0 | 0 | 0 | 0 | 0 | 0 | 0 | 0 | 0 | 0 | 0 | 0 | 0 | 0 | 0 | 0 | 0 | 0 | 0 | 0 | 0
|  |  | 1 | Non refundable VAT during construction s.a. POS | 0 | USD 000s | 0 | 0 | 0 | 0 | 0 | 0 | 0 | 0 | 0 | 0 | 0 | 0 | 0 | 0 | 0 | 0 | 0 | 0 | 0 | 0 | 0 | 0 | 0 | 0 | 0 | 0 | 0 | 0 | 0 | 0 | 0 | 0 | 0 | 0 | 0 | 0 | 0 | 0 | 0 | 0 | 0 | 0 | 0 | 0 | 0 | 0 | 0 | 0 | 0 | 0 | 0 | 0 | 0 | 0 | 0 | 0 | 0 | 0 | 0 | 0 | 0 | 0 | 0 | 0 | 0 | 0 | 0 | 0 | 0 | 0 | 0 | 0 | 0 | 0 | 0 | 0 | 0 | 0 | 0 | 0 | 0 | 0 | 0 | 0 | 0 | 0 | 0 | 0
|  |  |  | Total Project Costs allowed for taxable income calculations |  | USD 000s | 150053.4185 |  | 0 | 0 | 0 | 108423.0337 | 37178.2227 | 4331.9206 | 82.65 | 37.5915 | 0 | 0 | 0 | 0 | 0 | 0 | 0 | 0 | 0 | 0 | 0 | 0 | 0 | 0 | 0 | 0 | 0 | 0 | 0 | 0 | 0 | 0 | 0 | 0 | 0 | 0 | 0 | 0 | 0 | 0 | 0 | 0 | 0 | 0 | 0 | 0 | 0 | 0 | 0 | 0 | 0 | 0 | 0 | 0 | 0 | 0 | 0 | 0 | 0 | 0 | 0 | 0 | 0 | 0 | 0 | 0 | 0 | 0 | 0 | 0 | 0 | 0 | 0 | 0 | 0 | 0 | 0 | 0 | 0 | 0 | 0 | 0 | 0 | 0 | 0 | 0 | 0 | 0
Accounting treatment (1= capitalised; 0 = expensed)
|  |  | 1 | PV EPC costs s.a. | 0 | USD 000s | 127767.595 | 0 | 0 | 0 | 0 | 95263.5188 | 32504.0762 | 0 | 0 | 0 | 0 | 0 | 0 | 0 | 0 | 0 | 0 | 0 | 0 | 0 | 0 | 0 | 0 | 0 | 0 | 0 | 0 | 0 | 0 | 0 | 0 | 0 | 0 | 0 | 0 | 0 | 0 | 0 | 0 | 0 | 0 | 0 | 0 | 0 | 0 | 0 | 0 | 0 | 0 | 0 | 0 | 0 | 0 | 0 | 0 | 0 | 0 | 0 | 0 | 0 | 0 | 0 | 0 | 0 | 0 | 0 | 0 | 0 | 0 | 0 | 0 | 0 | 0 | 0 | 0 | 0 | 0 | 0 | 0 | 0 | 0 | 0 | 0 | 0 | 0 | 0 | 0 | 0
|  |  | 1 | [spare 2] s.a. | 0 | USD 000s | 0 | 0 | 0 | 0 | 0 | 0 | 0 | 0 | 0 | 0 | 0 | 0 | 0 | 0 | 0 | 0 | 0 | 0 | 0 | 0 | 0 | 0 | 0 | 0 | 0 | 0 | 0 | 0 | 0 | 0 | 0 | 0 | 0 | 0 | 0 | 0 | 0 | 0 | 0 | 0 | 0 | 0 | 0 | 0 | 0 | 0 | 0 | 0 | 0 | 0 | 0 | 0 | 0 | 0 | 0 | 0 | 0 | 0 | 0 | 0 | 0 | 0 | 0 | 0 | 0 | 0 | 0 | 0 | 0 | 0 | 0 | 0 | 0 | 0 | 0 | 0 | 0 | 0 | 0 | 0 | 0 | 0 | 0 | 0 | 0 | 0 | 0 | 0
|  |  | 1 | [spare 3] s.a. | 0 | USD 000s | 0 | 0 | 0 | 0 | 0 | 0 | 0 | 0 | 0 | 0 | 0 | 0 | 0 | 0 | 0 | 0 | 0 | 0 | 0 | 0 | 0 | 0 | 0 | 0 | 0 | 0 | 0 | 0 | 0 | 0 | 0 | 0 | 0 | 0 | 0 | 0 | 0 | 0 | 0 | 0 | 0 | 0 | 0 | 0 | 0 | 0 | 0 | 0 | 0 | 0 | 0 | 0 | 0 | 0 | 0 | 0 | 0 | 0 | 0 | 0 | 0 | 0 | 0 | 0 | 0 | 0 | 0 | 0 | 0 | 0 | 0 | 0 | 0 | 0 | 0 | 0 | 0 | 0 | 0 | 0 | 0 | 0 | 0 | 0 | 0 | 0 | 0 | 0
|  |  | 1 | [spare 4] s.a. | 0 | USD 000s | 0 | 0 | 0 | 0 | 0 | 0 | 0 | 0 | 0 | 0 | 0 | 0 | 0 | 0 | 0 | 0 | 0 | 0 | 0 | 0 | 0 | 0 | 0 | 0 | 0 | 0 | 0 | 0 | 0 | 0 | 0 | 0 | 0 | 0 | 0 | 0 | 0 | 0 | 0 | 0 | 0 | 0 | 0 | 0 | 0 | 0 | 0 | 0 | 0 | 0 | 0 | 0 | 0 | 0 | 0 | 0 | 0 | 0 | 0 | 0 | 0 | 0 | 0 | 0 | 0 | 0 | 0 | 0 | 0 | 0 | 0 | 0 | 0 | 0 | 0 | 0 | 0 | 0 | 0 | 0 | 0 | 0 | 0 | 0 | 0 | 0 | 0 | 0
|  |  | 1 | [spare 5] s.a. | 0 | USD 000s | 0 | 0 | 0 | 0 | 0 | 0 | 0 | 0 | 0 | 0 | 0 | 0 | 0 | 0 | 0 | 0 | 0 | 0 | 0 | 0 | 0 | 0 | 0 | 0 | 0 | 0 | 0 | 0 | 0 | 0 | 0 | 0 | 0 | 0 | 0 | 0 | 0 | 0 | 0 | 0 | 0 | 0 | 0 | 0 | 0 | 0 | 0 | 0 | 0 | 0 | 0 | 0 | 0 | 0 | 0 | 0 | 0 | 0 | 0 | 0 | 0 | 0 | 0 | 0 | 0 | 0 | 0 | 0 | 0 | 0 | 0 | 0 | 0 | 0 | 0 | 0 | 0 | 0 | 0 | 0 | 0 | 0 | 0 | 0 | 0 | 0 | 0 | 0
|  |  | 0 | Interconnection facilty costs s.a. | 0 | USD 000s | 11000 | 0 | 0 | 0 | 0 | 8201.6 | 2798.4 | 0 | 0 | 0 | 0 | 0 | 0 | 0 | 0 | 0 | 0 | 0 | 0 | 0 | 0 | 0 | 0 | 0 | 0 | 0 | 0 | 0 | 0 | 0 | 0 | 0 | 0 | 0 | 0 | 0 | 0 | 0 | 0 | 0 | 0 | 0 | 0 | 0 | 0 | 0 | 0 | 0 | 0 | 0 | 0 | 0 | 0 | 0 | 0 | 0 | 0 | 0 | 0 | 0 | 0 | 0 | 0 | 0 | 0 | 0 | 0 | 0 | 0 | 0 | 0 | 0 | 0 | 0 | 0 | 0 | 0 | 0 | 0 | 0 | 0 | 0 | 0 | 0 | 0 | 0 | 0 | 0
|  |  | 1 | EPC premium s.a. | 0 | USD 000s | 0 | 0 | 0 | 0 | 0 | 0 | 0 | 0 | 0 | 0 | 0 | 0 | 0 | 0 | 0 | 0 | 0 | 0 | 0 | 0 | 0 | 0 | 0 | 0 | 0 | 0 | 0 | 0 | 0 | 0 | 0 | 0 | 0 | 0 | 0 | 0 | 0 | 0 | 0 | 0 | 0 | 0 | 0 | 0 | 0 | 0 | 0 | 0 | 0 | 0 | 0 | 0 | 0 | 0 | 0 | 0 | 0 | 0 | 0 | 0 | 0 | 0 | 0 | 0 | 0 | 0 | 0 | 0 | 0 | 0 | 0 | 0 | 0 | 0 | 0 | 0 | 0 | 0 | 0 | 0 | 0 | 0 | 0 | 0 | 0 | 0 | 0 | 0
|  |  | 0 | Development fee s.a. | 0 | USD 000s | 8990.0349 | 0 | 0 | 0 | 0 | 8990.0349 | 0 | 0 | 0 | 0 | 0 | 0 | 0 | 0 | 0 | 0 | 0 | 0 | 0 | 0 | 0 | 0 | 0 | 0 | 0 | 0 | 0 | 0 | 0 | 0 | 0 | 0 | 0 | 0 | 0 | 0 | 0 | 0 | 0 | 0 | 0 | 0 | 0 | 0 | 0 | 0 | 0 | 0 | 0 | 0 | 0 | 0 | 0 | 0 | 0 | 0 | 0 | 0 | 0 | 0 | 0 | 0 | 0 | 0 | 0 | 0 | 0 | 0 | 0 | 0 | 0 | 0 | 0 | 0 | 0 | 0 | 0 | 0 | 0 | 0 | 0 | 0 | 0 | 0 | 0 | 0 | 0 | 0
|  |  | 1 | Contingency costs (EPC and Interconnection facility) s.a. | 0 | USD 000s | 693.838 | 0 | 0 | 0 | 0 | 517.3256 | 176.5124 | 0 | 0 | 0 | 0 | 0 | 0 | 0 | 0 | 0 | 0 | 0 | 0 | 0 | 0 | 0 | 0 | 0 | 0 | 0 | 0 | 0 | 0 | 0 | 0 | 0 | 0 | 0 | 0 | 0 | 0 | 0 | 0 | 0 | 0 | 0 | 0 | 0 | 0 | 0 | 0 | 0 | 0 | 0 | 0 | 0 | 0 | 0 | 0 | 0 | 0 | 0 | 0 | 0 | 0 | 0 | 0 | 0 | 0 | 0 | 0 | 0 | 0 | 0 | 0 | 0 | 0 | 0 | 0 | 0 | 0 | 0 | 0 | 0 | 0 | 0 | 0 | 0 | 0 | 0 | 0 | 0
|  |  | 0 | Advisory fee - m s.a. | 0 | USD 000s | 2847 | 0 | 0 | 0 | 0 | 2847 | 0 | 0 | 0 | 0 | 0 | 0 | 0 | 0 | 0 | 0 | 0 | 0 | 0 | 0 | 0 | 0 | 0 | 0 | 0 | 0 | 0 | 0 | 0 | 0 | 0 | 0 | 0 | 0 | 0 | 0 | 0 | 0 | 0 | 0 | 0 | 0 | 0 | 0 | 0 | 0 | 0 | 0 | 0 | 0 | 0 | 0 | 0 | 0 | 0 | 0 | 0 | 0 | 0 | 0 | 0 | 0 | 0 | 0 | 0 | 0 | 0 | 0 | 0 | 0 | 0 | 0 | 0 | 0 | 0 | 0 | 0 | 0 | 0 | 0 | 0 | 0 | 0 | 0 | 0 | 0 | 0 | 0
|  |  | 0 | [spare 1] local costs s.a. | 0 | USD 000s | 0 | 0 | 0 | 0 | 0 | 0 | 0 | 0 | 0 | 0 | 0 | 0 | 0 | 0 | 0 | 0 | 0 | 0 | 0 | 0 | 0 | 0 | 0 | 0 | 0 | 0 | 0 | 0 | 0 | 0 | 0 | 0 | 0 | 0 | 0 | 0 | 0 | 0 | 0 | 0 | 0 | 0 | 0 | 0 | 0 | 0 | 0 | 0 | 0 | 0 | 0 | 0 | 0 | 0 | 0 | 0 | 0 | 0 | 0 | 0 | 0 | 0 | 0 | 0 | 0 | 0 | 0 | 0 | 0 | 0 | 0 | 0 | 0 | 0 | 0 | 0 | 0 | 0 | 0 | 0 | 0 | 0 | 0 | 0 | 0 | 0 | 0 | 0
|  |  | 0 | [spare 2] local costs s.a. | 0 | USD 000s | 0 | 0 | 0 | 0 | 0 | 0 | 0 | 0 | 0 | 0 | 0 | 0 | 0 | 0 | 0 | 0 | 0 | 0 | 0 | 0 | 0 | 0 | 0 | 0 | 0 | 0 | 0 | 0 | 0 | 0 | 0 | 0 | 0 | 0 | 0 | 0 | 0 | 0 | 0 | 0 | 0 | 0 | 0 | 0 | 0 | 0 | 0 | 0 | 0 | 0 | 0 | 0 | 0 | 0 | 0 | 0 | 0 | 0 | 0 | 0 | 0 | 0 | 0 | 0 | 0 | 0 | 0 | 0 | 0 | 0 | 0 | 0 | 0 | 0 | 0 | 0 | 0 | 0 | 0 | 0 | 0 | 0 | 0 | 0 | 0 | 0 | 0 | 0
|  |  | 0 | [spare 3] local costs s.a. | 0 | USD 000s | 0 | 0 | 0 | 0 | 0 | 0 | 0 | 0 | 0 | 0 | 0 | 0 | 0 | 0 | 0 | 0 | 0 | 0 | 0 | 0 | 0 | 0 | 0 | 0 | 0 | 0 | 0 | 0 | 0 | 0 | 0 | 0 | 0 | 0 | 0 | 0 | 0 | 0 | 0 | 0 | 0 | 0 | 0 | 0 | 0 | 0 | 0 | 0 | 0 | 0 | 0 | 0 | 0 | 0 | 0 | 0 | 0 | 0 | 0 | 0 | 0 | 0 | 0 | 0 | 0 | 0 | 0 | 0 | 0 | 0 | 0 | 0 | 0 | 0 | 0 | 0 | 0 | 0 | 0 | 0 | 0 | 0 | 0 | 0 | 0 | 0 | 0 | 0
|  |  | 0 | [spare 4] local costs s.a. | 0 | USD 000s | 0 | 0 | 0 | 0 | 0 | 0 | 0 | 0 | 0 | 0 | 0 | 0 | 0 | 0 | 0 | 0 | 0 | 0 | 0 | 0 | 0 | 0 | 0 | 0 | 0 | 0 | 0 | 0 | 0 | 0 | 0 | 0 | 0 | 0 | 0 | 0 | 0 | 0 | 0 | 0 | 0 | 0 | 0 | 0 | 0 | 0 | 0 | 0 | 0 | 0 | 0 | 0 | 0 | 0 | 0 | 0 | 0 | 0 | 0 | 0 | 0 | 0 | 0 | 0 | 0 | 0 | 0 | 0 | 0 | 0 | 0 | 0 | 0 | 0 | 0 | 0 | 0 | 0 | 0 | 0 | 0 | 0 | 0 | 0 | 0 | 0 | 0 | 0
|  |  | 0 | [spare 5] local costs s.a. | 0 | USD 000s | 0 | 0 | 0 | 0 | 0 | 0 | 0 | 0 | 0 | 0 | 0 | 0 | 0 | 0 | 0 | 0 | 0 | 0 | 0 | 0 | 0 | 0 | 0 | 0 | 0 | 0 | 0 | 0 | 0 | 0 | 0 | 0 | 0 | 0 | 0 | 0 | 0 | 0 | 0 | 0 | 0 | 0 | 0 | 0 | 0 | 0 | 0 | 0 | 0 | 0 | 0 | 0 | 0 | 0 | 0 | 0 | 0 | 0 | 0 | 0 | 0 | 0 | 0 | 0 | 0 | 0 | 0 | 0 | 0 | 0 | 0 | 0 | 0 | 0 | 0 | 0 | 0 | 0 | 0 | 0 | 0 | 0 | 0 | 0 | 0 | 0 | 0 | 0
|  |  | 0 | [spare 6] local costs s.a. | 0 | USD 000s | 0 | 0 | 0 | 0 | 0 | 0 | 0 | 0 | 0 | 0 | 0 | 0 | 0 | 0 | 0 | 0 | 0 | 0 | 0 | 0 | 0 | 0 | 0 | 0 | 0 | 0 | 0 | 0 | 0 | 0 | 0 | 0 | 0 | 0 | 0 | 0 | 0 | 0 | 0 | 0 | 0 | 0 | 0 | 0 | 0 | 0 | 0 | 0 | 0 | 0 | 0 | 0 | 0 | 0 | 0 | 0 | 0 | 0 | 0 | 0 | 0 | 0 | 0 | 0 | 0 | 0 | 0 | 0 | 0 | 0 | 0 | 0 | 0 | 0 | 0 | 0 | 0 | 0 | 0 | 0 | 0 | 0 | 0 | 0 | 0 | 0 | 0 | 0
|  |  | 0 | [spare 7] local costs s.a. | 0 | USD 000s | 0 | 0 | 0 | 0 | 0 | 0 | 0 | 0 | 0 | 0 | 0 | 0 | 0 | 0 | 0 | 0 | 0 | 0 | 0 | 0 | 0 | 0 | 0 | 0 | 0 | 0 | 0 | 0 | 0 | 0 | 0 | 0 | 0 | 0 | 0 | 0 | 0 | 0 | 0 | 0 | 0 | 0 | 0 | 0 | 0 | 0 | 0 | 0 | 0 | 0 | 0 | 0 | 0 | 0 | 0 | 0 | 0 | 0 | 0 | 0 | 0 | 0 | 0 | 0 | 0 | 0 | 0 | 0 | 0 | 0 | 0 | 0 | 0 | 0 | 0 | 0 | 0 | 0 | 0 | 0 | 0 | 0 | 0 | 0 | 0 | 0 | 0 | 0
|  |  | 0 | Development cost USD s.a. | 0 | USD 000s | 3611.6741 | 0 | 0 | 0 | 0 | 0 | 0 | 3611.6741 | 0 | 0 | 0 | 0 | 0 | 0 | 0 | 0 | 0 | 0 | 0 | 0 | 0 | 0 | 0 | 0 | 0 | 0 | 0 | 0 | 0 | 0 | 0 | 0 | 0 | 0 | 0 | 0 | 0 | 0 | 0 | 0 | 0 | 0 | 0 | 0 | 0 | 0 | 0 | 0 | 0 | 0 | 0 | 0 | 0 | 0 | 0 | 0 | 0 | 0 | 0 | 0 | 0 | 0 | 0 | 0 | 0 | 0 | 0 | 0 | 0 | 0 | 0 | 0 | 0 | 0 | 0 | 0 | 0 | 0 | 0 | 0 | 0 | 0 | 0 | 0 | 0 | 0 | 0 | 0
|  |  | 1 | Insurance USD s.a. | 0 | USD 000s | 525.351 | 0 | 0 | 0 | 0 | 525.351 | 0 | 0 | 0 | 0 | 0 | 0 | 0 | 0 | 0 | 0 | 0 | 0 | 0 | 0 | 0 | 0 | 0 | 0 | 0 | 0 | 0 | 0 | 0 | 0 | 0 | 0 | 0 | 0 | 0 | 0 | 0 | 0 | 0 | 0 | 0 | 0 | 0 | 0 | 0 | 0 | 0 | 0 | 0 | 0 | 0 | 0 | 0 | 0 | 0 | 0 | 0 | 0 | 0 | 0 | 0 | 0 | 0 | 0 | 0 | 0 | 0 | 0 | 0 | 0 | 0 | 0 | 0 | 0 | 0 | 0 | 0 | 0 | 0 | 0 | 0 | 0 | 0 | 0 | 0 | 0 | 0 | 0
|  |  | 0 | SPV overhead USD s.a. | 0 | USD 000s | 1580.9531 | 0 | 0 | 0 | 0 | 395.2383 | 790.4765 | 395.2383 | 0 | 0 | 0 | 0 | 0 | 0 | 0 | 0 | 0 | 0 | 0 | 0 | 0 | 0 | 0 | 0 | 0 | 0 | 0 | 0 | 0 | 0 | 0 | 0 | 0 | 0 | 0 | 0 | 0 | 0 | 0 | 0 | 0 | 0 | 0 | 0 | 0 | 0 | 0 | 0 | 0 | 0 | 0 | 0 | 0 | 0 | 0 | 0 | 0 | 0 | 0 | 0 | 0 | 0 | 0 | 0 | 0 | 0 | 0 | 0 | 0 | 0 | 0 | 0 | 0 | 0 | 0 | 0 | 0 | 0 | 0 | 0 | 0 | 0 | 0 | 0 | 0 | 0 | 0 | 0
|  |  | 0 | SPV employees USD s.a. | 0 | USD 000s | 294.0469 | 0 | 0 | 0 | 0 | 0 | 29.4047 | 264.6422 | 0 | 0 | 0 | 0 | 0 | 0 | 0 | 0 | 0 | 0 | 0 | 0 | 0 | 0 | 0 | 0 | 0 | 0 | 0 | 0 | 0 | 0 | 0 | 0 | 0 | 0 | 0 | 0 | 0 | 0 | 0 | 0 | 0 | 0 | 0 | 0 | 0 | 0 | 0 | 0 | 0 | 0 | 0 | 0 | 0 | 0 | 0 | 0 | 0 | 0 | 0 | 0 | 0 | 0 | 0 | 0 | 0 | 0 | 0 | 0 | 0 | 0 | 0 | 0 | 0 | 0 | 0 | 0 | 0 | 0 | 0 | 0 | 0 | 0 | 0 | 0 | 0 | 0 | 0 | 0
|  |  | 0 | Upfront agency role fees USD s.a. | 0 | USD 000s | 15 | 0 | 0 | 0 | 0 | 15 | 0 | 0 | 0 | 0 | 0 | 0 | 0 | 0 | 0 | 0 | 0 | 0 | 0 | 0 | 0 | 0 | 0 | 0 | 0 | 0 | 0 | 0 | 0 | 0 | 0 | 0 | 0 | 0 | 0 | 0 | 0 | 0 | 0 | 0 | 0 | 0 | 0 | 0 | 0 | 0 | 0 | 0 | 0 | 0 | 0 | 0 | 0 | 0 | 0 | 0 | 0 | 0 | 0 | 0 | 0 | 0 | 0 | 0 | 0 | 0 | 0 | 0 | 0 | 0 | 0 | 0 | 0 | 0 | 0 | 0 | 0 | 0 | 0 | 0 | 0 | 0 | 0 | 0 | 0 | 0 | 0 | 0
|  |  | 0 | O&M mobilisation fees USD s.a. | 0 | USD 000s | 52.65 | 0 | 0 | 0 | 0 | 0 | 0 | 0 | 52.65 | 0 | 0 | 0 | 0 | 0 | 0 | 0 | 0 | 0 | 0 | 0 | 0 | 0 | 0 | 0 | 0 | 0 | 0 | 0 | 0 | 0 | 0 | 0 | 0 | 0 | 0 | 0 | 0 | 0 | 0 | 0 | 0 | 0 | 0 | 0 | 0 | 0 | 0 | 0 | 0 | 0 | 0 | 0 | 0 | 0 | 0 | 0 | 0 | 0 | 0 | 0 | 0 | 0 | 0 | 0 | 0 | 0 | 0 | 0 | 0 | 0 | 0 | 0 | 0 | 0 | 0 | 0 | 0 | 0 | 0 | 0 | 0 | 0 | 0 | 0 | 0 | 0 | 0 | 0
|  |  | 0 | [spare 7] USD s.a. | 0 | USD 000s | 0 | 0 | 0 | 0 | 0 | 0 | 0 | 0 | 0 | 0 | 0 | 0 | 0 | 0 | 0 | 0 | 0 | 0 | 0 | 0 | 0 | 0 | 0 | 0 | 0 | 0 | 0 | 0 | 0 | 0 | 0 | 0 | 0 | 0 | 0 | 0 | 0 | 0 | 0 | 0 | 0 | 0 | 0 | 0 | 0 | 0 | 0 | 0 | 0 | 0 | 0 | 0 | 0 | 0 | 0 | 0 | 0 | 0 | 0 | 0 | 0 | 0 | 0 | 0 | 0 | 0 | 0 | 0 | 0 | 0 | 0 | 0 | 0 | 0 | 0 | 0 | 0 | 0 | 0 | 0 | 0 | 0 | 0 | 0 | 0 | 0 | 0 | 0
|  |  | 0 | PCG upfront costs s.a. | 0 | USD 000s | 256.281 | 0 | 0 | 0 | 0 | 218.3235 | 0 | 30.366 | 0 | 7.5915 | 0 | 0 | 0 | 0 | 0 | 0 | 0 | 0 | 0 | 0 | 0 | 0 | 0 | 0 | 0 | 0 | 0 | 0 | 0 | 0 | 0 | 0 | 0 | 0 | 0 | 0 | 0 | 0 | 0 | 0 | 0 | 0 | 0 | 0 | 0 | 0 | 0 | 0 | 0 | 0 | 0 | 0 | 0 | 0 | 0 | 0 | 0 | 0 | 0 | 0 | 0 | 0 | 0 | 0 | 0 | 0 | 0 | 0 | 0 | 0 | 0 | 0 | 0 | 0 | 0 | 0 | 0 | 0 | 0 | 0 | 0 | 0 | 0 | 0 | 0 | 0 | 0 | 0
|  |  | 0 | Land tax charge - construction s.a. | 0 | USD 000s | 1274.0295 | 0 | 0 | 0 | 0 | 424.6765 | 849.353 | 0 | 0 | 0 | 0 | 0 | 0 | 0 | 0 | 0 | 0 | 0 | 0 | 0 | 0 | 0 | 0 | 0 | 0 | 0 | 0 | 0 | 0 | 0 | 0 | 0 | 0 | 0 | 0 | 0 | 0 | 0 | 0 | 0 | 0 | 0 | 0 | 0 | 0 | 0 | 0 | 0 | 0 | 0 | 0 | 0 | 0 | 0 | 0 | 0 | 0 | 0 | 0 | 0 | 0 | 0 | 0 | 0 | 0 | 0 | 0 | 0 | 0 | 0 | 0 | 0 | 0 | 0 | 0 | 0 | 0 | 0 | 0 | 0 | 0 | 0 | 0 | 0 | 0 | 0 | 0 | 0
|  |  | 0 | Standby equity LC fee s.a. | 0 | USD 000s | 0 | 0 | 0 | 0 | 0 | 0 | 0 | 0 | 0 | 0 | 0 | 0 | 0 | 0 | 0 | 0 | 0 | 0 | 0 | 0 | 0 | 0 | 0 | 0 | 0 | 0 | 0 | 0 | 0 | 0 | 0 | 0 | 0 | 0 | 0 | 0 | 0 | 0 | 0 | 0 | 0 | 0 | 0 | 0 | 0 | 0 | 0 | 0 | 0 | 0 | 0 | 0 | 0 | 0 | 0 | 0 | 0 | 0 | 0 | 0 | 0 | 0 | 0 | 0 | 0 | 0 | 0 | 0 | 0 | 0 | 0 | 0 | 0 | 0 | 0 | 0 | 0 | 0 | 0 | 0 | 0 | 0 | 0 | 0 | 0 | 0 | 0 | 0
|  |  | 0 | Performance bond / development security LC fee - M s.a. | 0 | USD 000s | 135 | 0 | 0 | 0 | 0 | 15 | 30 | 30 | 30 | 30 | 0 | 0 | 0 | 0 | 0 | 0 | 0 | 0 | 0 | 0 | 0 | 0 | 0 | 0 | 0 | 0 | 0 | 0 | 0 | 0 | 0 | 0 | 0 | 0 | 0 | 0 | 0 | 0 | 0 | 0 | 0 | 0 | 0 | 0 | 0 | 0 | 0 | 0 | 0 | 0 | 0 | 0 | 0 | 0 | 0 | 0 | 0 | 0 | 0 | 0 | 0 | 0 | 0 | 0 | 0 | 0 | 0 | 0 | 0 | 0 | 0 | 0 | 0 | 0 | 0 | 0 | 0 | 0 | 0 | 0 | 0 | 0 | 0 | 0 | 0 | 0 | 0 | 0
|  |  | 0 | Lifecycle costs - total indexed POS | 0 | USD 000s | 0 | 0 | 0 | 0 | 0 | 0 | 0 | 0 | 0 | 0 | 0 | 0 | 0 | 0 | 0 | 0 | 0 | 0 | 0 | 0 | 0 | 0 | 0 | 0 | 0 | 0 | 0 | 0 | 0 | 0 | 0 | 0 | 0 | 0 | 0 | 0 | 0 | 0 | 0 | 0 | 0 | 0 | 0 | 0 | 0 | 0 | 0 | 0 | 0 | 0 | 0 | 0 | 0 | 0 | 0 | 0 | 0 | 0 | 0 | 0 | 0 | 0 | 0 | 0 | 0 | 0 | 0 | 0 | 0 | 0 | 0 | 0 | 0 | 0 | 0 | 0 | 0 | 0 | 0 | 0 | 0 | 0 | 0 | 0 | 0 | 0 | 0 | 0
|  |  | 0 | Early generation profit (/loss) credited to wip | 0 | USD 000s | 0 | 0 | 0 | 0 | 0 | 0 | 0 | 0 | 0 | 0 | 0 | 0 | 0 | 0 | 0 | 0 | 0 | 0 | 0 | 0 | 0 | 0 | 0 | 0 | 0 | 0 | 0 | 0 | 0 | 0 | 0 | 0 | 0 | 0 | 0 | 0 | 0 | 0 | 0 | 0 | 0 | 0 | 0 | 0 | 0 | 0 | 0 | 0 | 0 | 0 | 0 | 0 | 0 | 0 | 0 | 0 | 0 | 0 | 0 | 0 | 0 | 0 | 0 | 0 | 0 | 0 | 0 | 0 | 0 | 0 | 0 | 0 | 0 | 0 | 0 | 0 | 0 | 0 | 0 | 0 | 0 | 0 | 0 | 0 | 0 | 0 | 0 | 0
|  |  | 0 | Non refundable VAT during construction s.a. POS | 0 | USD 000s | 0 | 0 | 0 | 0 | 0 | 0 | 0 | 0 | 0 | 0 | 0 | 0 | 0 | 0 | 0 | 0 | 0 | 0 | 0 | 0 | 0 | 0 | 0 | 0 | 0 | 0 | 0 | 0 | 0 | 0 | 0 | 0 | 0 | 0 | 0 | 0 | 0 | 0 | 0 | 0 | 0 | 0 | 0 | 0 | 0 | 0 | 0 | 0 | 0 | 0 | 0 | 0 | 0 | 0 | 0 | 0 | 0 | 0 | 0 | 0 | 0 | 0 | 0 | 0 | 0 | 0 | 0 | 0 | 0 | 0 | 0 | 0 | 0 | 0 | 0 | 0 | 0 | 0 | 0 | 0 | 0 | 0 | 0 | 0 | 0 | 0 | 0 | 0
|  |  |  | Non current asset additions - tax depreciation purposes |  | USD 000s | 128986.784 |  | 0 | 0 | 0 | 96306.1954 | 32680.5885 | 0 | 0 | 0 | 0 | 0 | 0 | 0 | 0 | 0 | 0 | 0 | 0 | 0 | 0 | 0 | 0 | 0 | 0 | 0 | 0 | 0 | 0 | 0 | 0 | 0 | 0 | 0 | 0 | 0 | 0 | 0 | 0 | 0 | 0 | 0 | 0 | 0 | 0 | 0 | 0 | 0 | 0 | 0 | 0 | 0 | 0 | 0 | 0 | 0 | 0 | 0 | 0 | 0 | 0 | 0 | 0 | 0 | 0 | 0 | 0 | 0 | 0 | 0 | 0 | 0 | 0 | 0 | 0 | 0 | 0 | 0 | 0 | 0 | 0 | 0 | 0 | 0 | 0 | 0 | 0 | 0
|  |  |  | Total Project Costs allowed for taxable income calculations | 0 | USD 000s | 150053.4185 | 0 | 0 | 0 | 0 | 108423.0337 | 37178.2227 | 4331.9206 | 82.65 | 37.5915 | 0 | 0 | 0 | 0 | 0 | 0 | 0 | 0 | 0 | 0 | 0 | 0 | 0 | 0 | 0 | 0 | 0 | 0 | 0 | 0 | 0 | 0 | 0 | 0 | 0 | 0 | 0 | 0 | 0 | 0 | 0 | 0 | 0 | 0 | 0 | 0 | 0 | 0 | 0 | 0 | 0 | 0 | 0 | 0 | 0 | 0 | 0 | 0 | 0 | 0 | 0 | 0 | 0 | 0 | 0 | 0 | 0 | 0 | 0 | 0 | 0 | 0 | 0 | 0 | 0 | 0 | 0 | 0 | 0 | 0 | 0 | 0 | 0 | 0 | 0 | 0 | 0 | 0
|  |  |  | Non current asset additions - tax depreciation purposes | 0 | USD 000s | 128986.784 | 0 | 0 | 0 | 0 | 96306.1954 | 32680.5885 | 0 | 0 | 0 | 0 | 0 | 0 | 0 | 0 | 0 | 0 | 0 | 0 | 0 | 0 | 0 | 0 | 0 | 0 | 0 | 0 | 0 | 0 | 0 | 0 | 0 | 0 | 0 | 0 | 0 | 0 | 0 | 0 | 0 | 0 | 0 | 0 | 0 | 0 | 0 | 0 | 0 | 0 | 0 | 0 | 0 | 0 | 0 | 0 | 0 | 0 | 0 | 0 | 0 | 0 | 0 | 0 | 0 | 0 | 0 | 0 | 0 | 0 | 0 | 0 | 0 | 0 | 0 | 0 | 0 | 0 | 0 | 0 | 0 | 0 | 0 | 0 | 0 | 0 | 0 | 0 | 0
|  |  |  | Total project costs to be expensed POS |  | USD 000s | 21066.6346 |  | 0 | 0 | 0 | 12116.8383 | 4497.6342 | 4331.9206 | 82.65 | 37.5915 | 0 | 0 | 0 | 0 | 0 | 0 | 0 | 0 | 0 | 0 | 0 | 0 | 0 | 0 | 0 | 0 | 0 | 0 | 0 | 0 | 0 | 0 | 0 | 0 | 0 | 0 | 0 | 0 | 0 | 0 | 0 | 0 | 0 | 0 | 0 | 0 | 0 | 0 | 0 | 0 | 0 | 0 | 0 | 0 | 0 | 0 | 0 | 0 | 0 | 0 | 0 | 0 | 0 | 0 | 0 | 0 | 0 | 0 | 0 | 0 | 0 | 0 | 0 | 0 | 0 | 0 | 0 | 0 | 0 | 0 | 0 | 0 | 0 | 0 | 0 | 0 | 0 | 0
|  |  |  | Total project costs to be expensed |  | USD 000s | -21066.6346 |  | 0 | 0 | 0 | -12116.8383 | -4497.6342 | -4331.9206 | -82.65 | -37.5915 | 0 | 0 | 0 | 0 | 0 | 0 | 0 | 0 | 0 | 0 | 0 | 0 | 0 | 0 | 0 | 0 | 0 | 0 | 0 | 0 | 0 | 0 | 0 | 0 | 0 | 0 | 0 | 0 | 0 | 0 | 0 | 0 | 0 | 0 | 0 | 0 | 0 | 0 | 0 | 0 | 0 | 0 | 0 | 0 | 0 | 0 | 0 | 0 | 0 | 0 | 0 | 0 | 0 | 0 | 0 | 0 | 0 | 0 | 0 | 0 | 0 | 0 | 0 | 0 | 0 | 0 | 0 | 0 | 0 | 0 | 0 | 0 | 0 | 0 | 0 | 0 | 0 | 0
|  |  |  | USD to Som exchange rate curve | 0 | Som / USD | 0 | 0 | 11000 | 11000 | 11000 | 11000 | 11000 | 11110.1644 | 11333.8142 | 11536.1195 | 11713.159 | 11892.9154 | 12069.5429 | 12248.7935 | 12430.7063 | 12615.3207 | 12802.677 | 12992.8157 | 13185.7783 | 13381.6067 | 13580.3435 | 13782.0317 | 13986.7154 | 14194.4389 | 14405.2474 | 14619.1867 | 14836.3033 | 15056.6445 | 15280.258 | 15507.1925 | 15737.4973 | 15971.2226 | 16208.4189 | 16449.138 | 16693.4322 | 16941.3544 | 17192.9587 | 17448.2997 | 17707.4328 | 17970.4145 | 18237.3018 | 18508.1529 | 18783.0264 | 19061.9823 | 19345.081 | 19632.3842 | 19923.9542 | 20219.8546 | 20520.1494 | 20824.9041 | 21134.1849 | 21448.0589 | 21766.5944 | 22089.8607 | 22417.9279 | 22750.8675 | 23088.7516 | 23431.6539 | 23779.6487 | 24132.8118 | 24491.2199 | 24854.9509 | 25224.0839 | 25598.699 | 25978.8777 | 26364.7026 | 26756.2576 | 27153.6277 | 27556.8994 | 27966.1603 | 27966.1603 | 27966.1603 | 27966.1603 | 27966.1603 | 27966.1603 | 27966.1603 | 27966.1603 | 27966.1603 | 27966.1603 | 27966.1603 | 27966.1603 | 27966.1603 | 27966.1603 | 27966.1603 | 27966.1603 | 27966.1603 | 27966.1603 | 27966.1603
|  |  |  | Total project costs to be expensed | 0 | USD 000s | -21066.6346 | 0 | 0 | 0 | 0 | -12116.8383 | -4497.6342 | -4331.9206 | -82.65 | -37.5915 | 0 | 0 | 0 | 0 | 0 | 0 | 0 | 0 | 0 | 0 | 0 | 0 | 0 | 0 | 0 | 0 | 0 | 0 | 0 | 0 | 0 | 0 | 0 | 0 | 0 | 0 | 0 | 0 | 0 | 0 | 0 | 0 | 0 | 0 | 0 | 0 | 0 | 0 | 0 | 0 | 0 | 0 | 0 | 0 | 0 | 0 | 0 | 0 | 0 | 0 | 0 | 0 | 0 | 0 | 0 | 0 | 0 | 0 | 0 | 0 | 0 | 0 | 0 | 0 | 0 | 0 | 0 | 0 | 0 | 0 | 0 | 0 | 0 | 0 | 0 | 0 | 0 | 0
|  |  |  | Total project costs to be expensed - in UZS |  | SOM Mn | -232257.9472 |  | 0 | 0 | 0 | -133285.2208 | -49473.9761 | -48128.3505 | -936.7397 | -433.66 | 0 | 0 | 0 | 0 | 0 | 0 | 0 | 0 | 0 | 0 | 0 | 0 | 0 | 0 | 0 | 0 | 0 | 0 | 0 | 0 | 0 | 0 | 0 | 0 | 0 | 0 | 0 | 0 | 0 | 0 | 0 | 0 | 0 | 0 | 0 | 0 | 0 | 0 | 0 | 0 | 0 | 0 | 0 | 0 | 0 | 0 | 0 | 0 | 0 | 0 | 0 | 0 | 0 | 0 | 0 | 0 | 0 | 0 | 0 | 0 | 0 | 0 | 0 | 0 | 0 | 0 | 0 | 0 | 0 | 0 | 0 | 0 | 0 | 0 | 0 | 0 | 0 | 0
Financing costs during construction
Allowed for taxable income (1=yes; 0=no)
|  |  | 1 | Loan arranger fee s.a. | 0 | USD 000s | 0 | 0 | 0 | 0 | 0 | 0 | 0 | 0 | 0 | 0 | 0 | 0 | 0 | 0 | 0 | 0 | 0 | 0 | 0 | 0 | 0 | 0 | 0 | 0 | 0 | 0 | 0 | 0 | 0 | 0 | 0 | 0 | 0 | 0 | 0 | 0 | 0 | 0 | 0 | 0 | 0 | 0 | 0 | 0 | 0 | 0 | 0 | 0 | 0 | 0 | 0 | 0 | 0 | 0 | 0 | 0 | 0 | 0 | 0 | 0 | 0 | 0 | 0 | 0 | 0 | 0 | 0 | 0 | 0 | 0 | 0 | 0 | 0 | 0 | 0 | 0 | 0 | 0 | 0 | 0 | 0 | 0 | 0 | 0 | 0 | 0 | 0 | 0
|  |  | 1 | ADB Loan debt interest - paid s.a. | 0 | USD 000s | 2860.1165 | 0 | 0 | 0 | 0 | 23.0215 | 634.8917 | 702.9152 | 744.7616 | 754.5266 | 0 | 0 | 0 | 0 | 0 | 0 | 0 | 0 | 0 | 0 | 0 | 0 | 0 | 0 | 0 | 0 | 0 | 0 | 0 | 0 | 0 | 0 | 0 | 0 | 0 | 0 | 0 | 0 | 0 | 0 | 0 | 0 | 0 | 0 | 0 | 0 | 0 | 0 | 0 | 0 | 0 | 0 | 0 | 0 | 0 | 0 | 0 | 0 | 0 | 0 | 0 | 0 | 0 | 0 | 0 | 0 | 0 | 0 | 0 | 0 | 0 | 0 | 0 | 0 | 0 | 0 | 0 | 0 | 0 | 0 | 0 | 0 | 0 | 0 | 0 | 0 | 0 | 0
|  |  | 1 | ADB Loan commitment fee - paid s.a. | 0 | USD 000s | 166.8287 | 0 | 0 | 0 | 0 | 64.095 | 44.8969 | 24.853 | 18.6148 | 14.3691 | 0 | 0 | 0 | 0 | 0 | 0 | 0 | 0 | 0 | 0 | 0 | 0 | 0 | 0 | 0 | 0 | 0 | 0 | 0 | 0 | 0 | 0 | 0 | 0 | 0 | 0 | 0 | 0 | 0 | 0 | 0 | 0 | 0 | 0 | 0 | 0 | 0 | 0 | 0 | 0 | 0 | 0 | 0 | 0 | 0 | 0 | 0 | 0 | 0 | 0 | 0 | 0 | 0 | 0 | 0 | 0 | 0 | 0 | 0 | 0 | 0 | 0 | 0 | 0 | 0 | 0 | 0 | 0 | 0 | 0 | 0 | 0 | 0 | 0 | 0 | 0 | 0 | 0
|  |  | 1 | ADB Loan upfront fee s.a. | 0 | USD 000s | 268.0754 | 0 | 0 | 0 | 0 | 268.0754 | 0 | 0 | 0 | 0 | 0 | 0 | 0 | 0 | 0 | 0 | 0 | 0 | 0 | 0 | 0 | 0 | 0 | 0 | 0 | 0 | 0 | 0 | 0 | 0 | 0 | 0 | 0 | 0 | 0 | 0 | 0 | 0 | 0 | 0 | 0 | 0 | 0 | 0 | 0 | 0 | 0 | 0 | 0 | 0 | 0 | 0 | 0 | 0 | 0 | 0 | 0 | 0 | 0 | 0 | 0 | 0 | 0 | 0 | 0 | 0 | 0 | 0 | 0 | 0 | 0 | 0 | 0 | 0 | 0 | 0 | 0 | 0 | 0 | 0 | 0 | 0 | 0 | 0 | 0 | 0 | 0 | 0
|  |  | 1 | EBRD Loan debt interest - paid s.a. | 0 | USD 000s | 3755.0064 | 0 | 0 | 0 | 0 | 30.2246 | 833.5403 | 922.8473 | 977.7869 | 990.6073 | 0 | 0 | 0 | 0 | 0 | 0 | 0 | 0 | 0 | 0 | 0 | 0 | 0 | 0 | 0 | 0 | 0 | 0 | 0 | 0 | 0 | 0 | 0 | 0 | 0 | 0 | 0 | 0 | 0 | 0 | 0 | 0 | 0 | 0 | 0 | 0 | 0 | 0 | 0 | 0 | 0 | 0 | 0 | 0 | 0 | 0 | 0 | 0 | 0 | 0 | 0 | 0 | 0 | 0 | 0 | 0 | 0 | 0 | 0 | 0 | 0 | 0 | 0 | 0 | 0 | 0 | 0 | 0 | 0 | 0 | 0 | 0 | 0 | 0 | 0 | 0 | 0 | 0
|  |  | 1 | EBRD Loan commitment fee - paid s.a. | 0 | USD 000s | 219.027 | 0 | 0 | 0 | 0 | 84.1494 | 58.9445 | 32.6291 | 24.439 | 18.865 | 0 | 0 | 0 | 0 | 0 | 0 | 0 | 0 | 0 | 0 | 0 | 0 | 0 | 0 | 0 | 0 | 0 | 0 | 0 | 0 | 0 | 0 | 0 | 0 | 0 | 0 | 0 | 0 | 0 | 0 | 0 | 0 | 0 | 0 | 0 | 0 | 0 | 0 | 0 | 0 | 0 | 0 | 0 | 0 | 0 | 0 | 0 | 0 | 0 | 0 | 0 | 0 | 0 | 0 | 0 | 0 | 0 | 0 | 0 | 0 | 0 | 0 | 0 | 0 | 0 | 0 | 0 | 0 | 0 | 0 | 0 | 0 | 0 | 0 | 0 | 0 | 0 | 0
|  |  | 1 | EBRD upfront fee s.a. | 0 | USD 000s | 351.9524 | 0 | 0 | 0 | 0 | 351.9524 | 0 | 0 | 0 | 0 | 0 | 0 | 0 | 0 | 0 | 0 | 0 | 0 | 0 | 0 | 0 | 0 | 0 | 0 | 0 | 0 | 0 | 0 | 0 | 0 | 0 | 0 | 0 | 0 | 0 | 0 | 0 | 0 | 0 | 0 | 0 | 0 | 0 | 0 | 0 | 0 | 0 | 0 | 0 | 0 | 0 | 0 | 0 | 0 | 0 | 0 | 0 | 0 | 0 | 0 | 0 | 0 | 0 | 0 | 0 | 0 | 0 | 0 | 0 | 0 | 0 | 0 | 0 | 0 | 0 | 0 | 0 | 0 | 0 | 0 | 0 | 0 | 0 | 0 | 0 | 0 | 0 | 0
|  |  | 1 | AIIB Loan debt interest - paid s.a. | 0 | USD 000s | 2204.6732 | 0 | 0 | 0 | 0 | 17.7457 | 489.3957 | 541.8304 | 574.087 | 581.6143 | 0 | 0 | 0 | 0 | 0 | 0 | 0 | 0 | 0 | 0 | 0 | 0 | 0 | 0 | 0 | 0 | 0 | 0 | 0 | 0 | 0 | 0 | 0 | 0 | 0 | 0 | 0 | 0 | 0 | 0 | 0 | 0 | 0 | 0 | 0 | 0 | 0 | 0 | 0 | 0 | 0 | 0 | 0 | 0 | 0 | 0 | 0 | 0 | 0 | 0 | 0 | 0 | 0 | 0 | 0 | 0 | 0 | 0 | 0 | 0 | 0 | 0 | 0 | 0 | 0 | 0 | 0 | 0 | 0 | 0 | 0 | 0 | 0 | 0 | 0 | 0 | 0 | 0
|  |  | 1 | AIIB Loan commitment fee - paid s.a. | 0 | USD 000s | 128.5971 | 0 | 0 | 0 | 0 | 49.4066 | 34.608 | 19.1575 | 14.3489 | 11.0762 | 0 | 0 | 0 | 0 | 0 | 0 | 0 | 0 | 0 | 0 | 0 | 0 | 0 | 0 | 0 | 0 | 0 | 0 | 0 | 0 | 0 | 0 | 0 | 0 | 0 | 0 | 0 | 0 | 0 | 0 | 0 | 0 | 0 | 0 | 0 | 0 | 0 | 0 | 0 | 0 | 0 | 0 | 0 | 0 | 0 | 0 | 0 | 0 | 0 | 0 | 0 | 0 | 0 | 0 | 0 | 0 | 0 | 0 | 0 | 0 | 0 | 0 | 0 | 0 | 0 | 0 | 0 | 0 | 0 | 0 | 0 | 0 | 0 | 0 | 0 | 0 | 0 | 0
|  |  | 1 | AIIB upfront fee s.a. | 0 | USD 000s | 206.6415 | 0 | 0 | 0 | 0 | 206.6415 | 0 | 0 | 0 | 0 | 0 | 0 | 0 | 0 | 0 | 0 | 0 | 0 | 0 | 0 | 0 | 0 | 0 | 0 | 0 | 0 | 0 | 0 | 0 | 0 | 0 | 0 | 0 | 0 | 0 | 0 | 0 | 0 | 0 | 0 | 0 | 0 | 0 | 0 | 0 | 0 | 0 | 0 | 0 | 0 | 0 | 0 | 0 | 0 | 0 | 0 | 0 | 0 | 0 | 0 | 0 | 0 | 0 | 0 | 0 | 0 | 0 | 0 | 0 | 0 | 0 | 0 | 0 | 0 | 0 | 0 | 0 | 0 | 0 | 0 | 0 | 0 | 0 | 0 | 0 | 0 | 0 | 0
|  |  | 1 | EIB Loan debt interest - paid s.a. | 0 | USD 000s | 2052.6124 | 0 | 0 | 0 | 0 | 16.7383 | 457.9777 | 503.9706 | 533.5525 | 540.3732 | 0 | 0 | 0 | 0 | 0 | 0 | 0 | 0 | 0 | 0 | 0 | 0 | 0 | 0 | 0 | 0 | 0 | 0 | 0 | 0 | 0 | 0 | 0 | 0 | 0 | 0 | 0 | 0 | 0 | 0 | 0 | 0 | 0 | 0 | 0 | 0 | 0 | 0 | 0 | 0 | 0 | 0 | 0 | 0 | 0 | 0 | 0 | 0 | 0 | 0 | 0 | 0 | 0 | 0 | 0 | 0 | 0 | 0 | 0 | 0 | 0 | 0 | 0 | 0 | 0 | 0 | 0 | 0 | 0 | 0 | 0 | 0 | 0 | 0 | 0 | 0 | 0 | 0
|  |  | 1 | EIB Loan commitment fee - paid s.a. | 0 | USD 000s | 128.5971 | 0 | 0 | 0 | 0 | 49.4066 | 34.608 | 19.1575 | 14.3489 | 11.0762 | 0 | 0 | 0 | 0 | 0 | 0 | 0 | 0 | 0 | 0 | 0 | 0 | 0 | 0 | 0 | 0 | 0 | 0 | 0 | 0 | 0 | 0 | 0 | 0 | 0 | 0 | 0 | 0 | 0 | 0 | 0 | 0 | 0 | 0 | 0 | 0 | 0 | 0 | 0 | 0 | 0 | 0 | 0 | 0 | 0 | 0 | 0 | 0 | 0 | 0 | 0 | 0 | 0 | 0 | 0 | 0 | 0 | 0 | 0 | 0 | 0 | 0 | 0 | 0 | 0 | 0 | 0 | 0 | 0 | 0 | 0 | 0 | 0 | 0 | 0 | 0 | 0 | 0
|  |  | 1 | EIB upfront fee s.a. | 0 | USD 000s | 206.6415 | 0 | 0 | 0 | 0 | 206.6415 | 0 | 0 | 0 | 0 | 0 | 0 | 0 | 0 | 0 | 0 | 0 | 0 | 0 | 0 | 0 | 0 | 0 | 0 | 0 | 0 | 0 | 0 | 0 | 0 | 0 | 0 | 0 | 0 | 0 | 0 | 0 | 0 | 0 | 0 | 0 | 0 | 0 | 0 | 0 | 0 | 0 | 0 | 0 | 0 | 0 | 0 | 0 | 0 | 0 | 0 | 0 | 0 | 0 | 0 | 0 | 0 | 0 | 0 | 0 | 0 | 0 | 0 | 0 | 0 | 0 | 0 | 0 | 0 | 0 | 0 | 0 | 0 | 0 | 0 | 0 | 0 | 0 | 0 | 0 | 0 | 0 | 0
|  |  | 1 | Agent bank fee - m s.a. | 0 | USD 000s | 157.6438 | 0 | 0 | 0 | 0 | 17.4521 | 35.2877 | 34.9041 | 35.2877 | 34.7123 | 0 | 0 | 0 | 0 | 0 | 0 | 0 | 0 | 0 | 0 | 0 | 0 | 0 | 0 | 0 | 0 | 0 | 0 | 0 | 0 | 0 | 0 | 0 | 0 | 0 | 0 | 0 | 0 | 0 | 0 | 0 | 0 | 0 | 0 | 0 | 0 | 0 | 0 | 0 | 0 | 0 | 0 | 0 | 0 | 0 | 0 | 0 | 0 | 0 | 0 | 0 | 0 | 0 | 0 | 0 | 0 | 0 | 0 | 0 | 0 | 0 | 0 | 0 | 0 | 0 | 0 | 0 | 0 | 0 | 0 | 0 | 0 | 0 | 0 | 0 | 0 | 0 | 0
|  |  | 1 | VAT facility financing cost paid s.a. | 0 | USD 000s | 0 | 0 | 0 | 0 | 0 | 0 | 0 | 0 | 0 | 0 | 0 | 0 | 0 | 0 | 0 | 0 | 0 | 0 | 0 | 0 | 0 | 0 | 0 | 0 | 0 | 0 | 0 | 0 | 0 | 0 | 0 | 0 | 0 | 0 | 0 | 0 | 0 | 0 | 0 | 0 | 0 | 0 | 0 | 0 | 0 | 0 | 0 | 0 | 0 | 0 | 0 | 0 | 0 | 0 | 0 | 0 | 0 | 0 | 0 | 0 | 0 | 0 | 0 | 0 | 0 | 0 | 0 | 0 | 0 | 0 | 0 | 0 | 0 | 0 | 0 | 0 | 0 | 0 | 0 | 0 | 0 | 0 | 0 | 0 | 0 | 0 | 0 | 0
|  |  | 1 | Standby debt commitment fee s.a. | 0 | USD 000s | 0 | 0 | 0 | 0 | 0 | 0 | 0 | 0 | 0 | 0 | 0 | 0 | 0 | 0 | 0 | 0 | 0 | 0 | 0 | 0 | 0 | 0 | 0 | 0 | 0 | 0 | 0 | 0 | 0 | 0 | 0 | 0 | 0 | 0 | 0 | 0 | 0 | 0 | 0 | 0 | 0 | 0 | 0 | 0 | 0 | 0 | 0 | 0 | 0 | 0 | 0 | 0 | 0 | 0 | 0 | 0 | 0 | 0 | 0 | 0 | 0 | 0 | 0 | 0 | 0 | 0 | 0 | 0 | 0 | 0 | 0 | 0 | 0 | 0 | 0 | 0 | 0 | 0 | 0 | 0 | 0 | 0 | 0 | 0 | 0 | 0 | 0 | 0
|  |  | 1 | Standby debt upfront fee s.a. | 0 | USD 000s | 0 | 0 | 0 | 0 | 0 | 0 | 0 | 0 | 0 | 0 | 0 | 0 | 0 | 0 | 0 | 0 | 0 | 0 | 0 | 0 | 0 | 0 | 0 | 0 | 0 | 0 | 0 | 0 | 0 | 0 | 0 | 0 | 0 | 0 | 0 | 0 | 0 | 0 | 0 | 0 | 0 | 0 | 0 | 0 | 0 | 0 | 0 | 0 | 0 | 0 | 0 | 0 | 0 | 0 | 0 | 0 | 0 | 0 | 0 | 0 | 0 | 0 | 0 | 0 | 0 | 0 | 0 | 0 | 0 | 0 | 0 | 0 | 0 | 0 | 0 | 0 | 0 | 0 | 0 | 0 | 0 | 0 | 0 | 0 | 0 | 0 | 0 | 0
|  |  | 1 | Equity bridge interest and fees rolled-up | 0 | USD 000s | 0 | 0 | 0 | 0 | 0 | 0 | 0 | 0 | 0 | 0 | 0 | 0 | 0 | 0 | 0 | 0 | 0 | 0 | 0 | 0 | 0 | 0 | 0 | 0 | 0 | 0 | 0 | 0 | 0 | 0 | 0 | 0 | 0 | 0 | 0 | 0 | 0 | 0 | 0 | 0 | 0 | 0 | 0 | 0 | 0 | 0 | 0 | 0 | 0 | 0 | 0 | 0 | 0 | 0 | 0 | 0 | 0 | 0 | 0 | 0 | 0 | 0 | 0 | 0 | 0 | 0 | 0 | 0 | 0 | 0 | 0 | 0 | 0 | 0 | 0 | 0 | 0 | 0 | 0 | 0 | 0 | 0 | 0 | 0 | 0 | 0 | 0 | 0
|  |  | 1 | Equity bridge interest and fees paid POS | 0 | USD 000s | 0 | 0 | 0 | 0 | 0 | 0 | 0 | 0 | 0 | 0 | 0 | 0 | 0 | 0 | 0 | 0 | 0 | 0 | 0 | 0 | 0 | 0 | 0 | 0 | 0 | 0 | 0 | 0 | 0 | 0 | 0 | 0 | 0 | 0 | 0 | 0 | 0 | 0 | 0 | 0 | 0 | 0 | 0 | 0 | 0 | 0 | 0 | 0 | 0 | 0 | 0 | 0 | 0 | 0 | 0 | 0 | 0 | 0 | 0 | 0 | 0 | 0 | 0 | 0 | 0 | 0 | 0 | 0 | 0 | 0 | 0 | 0 | 0 | 0 | 0 | 0 | 0 | 0 | 0 | 0 | 0 | 0 | 0 | 0 | 0 | 0 | 0 | 0
|  |  | 1 | SHL interest and fee rolled up during construction s.a. | 0 | USD 000s | 6737.8448 | 0 | 0 | 0 | 0 | 576.6499 | 1483.1457 | 1520.6127 | 1559.0263 | 1598.4102 | 0 | 0 | 0 | 0 | 0 | 0 | 0 | 0 | 0 | 0 | 0 | 0 | 0 | 0 | 0 | 0 | 0 | 0 | 0 | 0 | 0 | 0 | 0 | 0 | 0 | 0 | 0 | 0 | 0 | 0 | 0 | 0 | 0 | 0 | 0 | 0 | 0 | 0 | 0 | 0 | 0 | 0 | 0 | 0 | 0 | 0 | 0 | 0 | 0 | 0 | 0 | 0 | 0 | 0 | 0 | 0 | 0 | 0 | 0 | 0 | 0 | 0 | 0 | 0 | 0 | 0 | 0 | 0 | 0 | 0 | 0 | 0 | 0 | 0 | 0 | 0 | 0 | 0
|  |  | 1 | VAT facility financing costs rolled-up s.a. | 0 | USD 000s | 1008.7133 | 0 | 0 | 0 | 0 | 356.9886 | 461.8922 | 109.0892 | 55.9936 | 24.7496 | 0 | 0 | 0 | 0 | 0 | 0 | 0 | 0 | 0 | 0 | 0 | 0 | 0 | 0 | 0 | 0 | 0 | 0 | 0 | 0 | 0 | 0 | 0 | 0 | 0 | 0 | 0 | 0 | 0 | 0 | 0 | 0 | 0 | 0 | 0 | 0 | 0 | 0 | 0 | 0 | 0 | 0 | 0 | 0 | 0 | 0 | 0 | 0 | 0 | 0 | 0 | 0 | 0 | 0 | 0 | 0 | 0 | 0 | 0 | 0 | 0 | 0 | 0 | 0 | 0 | 0 | 0 | 0 | 0 | 0 | 0 | 0 | 0 | 0 | 0 | 0 | 0 | 0
|  |  |  | Total finance costs during construction allowed for taxable income calculations |  | USD 000s | 20452.9711 |  | 0 | 0 | 0 | 2319.1891 | 4569.1882 | 4431.9667 | 4552.2471 | 4580.38 | 0 | 0 | 0 | 0 | 0 | 0 | 0 | 0 | 0 | 0 | 0 | 0 | 0 | 0 | 0 | 0 | 0 | 0 | 0 | 0 | 0 | 0 | 0 | 0 | 0 | 0 | 0 | 0 | 0 | 0 | 0 | 0 | 0 | 0 | 0 | 0 | 0 | 0 | 0 | 0 | 0 | 0 | 0 | 0 | 0 | 0 | 0 | 0 | 0 | 0 | 0 | 0 | 0 | 0 | 0 | 0 | 0 | 0 | 0 | 0 | 0 | 0 | 0 | 0 | 0 | 0 | 0 | 0 | 0 | 0 | 0 | 0 | 0 | 0 | 0 | 0 | 0 | 0
Accounting treatment (1= capitalised; 0 = expensed)
|  |  | 0 | Loan arranger fee s.a. | 0 | USD 000s | 0 | 0 | 0 | 0 | 0 | 0 | 0 | 0 | 0 | 0 | 0 | 0 | 0 | 0 | 0 | 0 | 0 | 0 | 0 | 0 | 0 | 0 | 0 | 0 | 0 | 0 | 0 | 0 | 0 | 0 | 0 | 0 | 0 | 0 | 0 | 0 | 0 | 0 | 0 | 0 | 0 | 0 | 0 | 0 | 0 | 0 | 0 | 0 | 0 | 0 | 0 | 0 | 0 | 0 | 0 | 0 | 0 | 0 | 0 | 0 | 0 | 0 | 0 | 0 | 0 | 0 | 0 | 0 | 0 | 0 | 0 | 0 | 0 | 0 | 0 | 0 | 0 | 0 | 0 | 0 | 0 | 0 | 0 | 0 | 0 | 0 | 0 | 0
|  |  | 1 | ADB Loan debt interest - paid s.a. | 0 | USD 000s | 2860.1165 | 0 | 0 | 0 | 0 | 23.0215 | 634.8917 | 702.9152 | 744.7616 | 754.5266 | 0 | 0 | 0 | 0 | 0 | 0 | 0 | 0 | 0 | 0 | 0 | 0 | 0 | 0 | 0 | 0 | 0 | 0 | 0 | 0 | 0 | 0 | 0 | 0 | 0 | 0 | 0 | 0 | 0 | 0 | 0 | 0 | 0 | 0 | 0 | 0 | 0 | 0 | 0 | 0 | 0 | 0 | 0 | 0 | 0 | 0 | 0 | 0 | 0 | 0 | 0 | 0 | 0 | 0 | 0 | 0 | 0 | 0 | 0 | 0 | 0 | 0 | 0 | 0 | 0 | 0 | 0 | 0 | 0 | 0 | 0 | 0 | 0 | 0 | 0 | 0 | 0 | 0
|  |  | 0 | ADB Loan commitment fee - paid s.a. | 0 | USD 000s | 166.8287 | 0 | 0 | 0 | 0 | 64.095 | 44.8969 | 24.853 | 18.6148 | 14.3691 | 0 | 0 | 0 | 0 | 0 | 0 | 0 | 0 | 0 | 0 | 0 | 0 | 0 | 0 | 0 | 0 | 0 | 0 | 0 | 0 | 0 | 0 | 0 | 0 | 0 | 0 | 0 | 0 | 0 | 0 | 0 | 0 | 0 | 0 | 0 | 0 | 0 | 0 | 0 | 0 | 0 | 0 | 0 | 0 | 0 | 0 | 0 | 0 | 0 | 0 | 0 | 0 | 0 | 0 | 0 | 0 | 0 | 0 | 0 | 0 | 0 | 0 | 0 | 0 | 0 | 0 | 0 | 0 | 0 | 0 | 0 | 0 | 0 | 0 | 0 | 0 | 0 | 0
|  |  | 0 | ADB Loan upfront fee s.a. | 0 | USD 000s | 268.0754 | 0 | 0 | 0 | 0 | 268.0754 | 0 | 0 | 0 | 0 | 0 | 0 | 0 | 0 | 0 | 0 | 0 | 0 | 0 | 0 | 0 | 0 | 0 | 0 | 0 | 0 | 0 | 0 | 0 | 0 | 0 | 0 | 0 | 0 | 0 | 0 | 0 | 0 | 0 | 0 | 0 | 0 | 0 | 0 | 0 | 0 | 0 | 0 | 0 | 0 | 0 | 0 | 0 | 0 | 0 | 0 | 0 | 0 | 0 | 0 | 0 | 0 | 0 | 0 | 0 | 0 | 0 | 0 | 0 | 0 | 0 | 0 | 0 | 0 | 0 | 0 | 0 | 0 | 0 | 0 | 0 | 0 | 0 | 0 | 0 | 0 | 0 | 0
|  |  | 1 | EBRD Loan debt interest - paid s.a. | 0 | USD 000s | 3755.0064 | 0 | 0 | 0 | 0 | 30.2246 | 833.5403 | 922.8473 | 977.7869 | 990.6073 | 0 | 0 | 0 | 0 | 0 | 0 | 0 | 0 | 0 | 0 | 0 | 0 | 0 | 0 | 0 | 0 | 0 | 0 | 0 | 0 | 0 | 0 | 0 | 0 | 0 | 0 | 0 | 0 | 0 | 0 | 0 | 0 | 0 | 0 | 0 | 0 | 0 | 0 | 0 | 0 | 0 | 0 | 0 | 0 | 0 | 0 | 0 | 0 | 0 | 0 | 0 | 0 | 0 | 0 | 0 | 0 | 0 | 0 | 0 | 0 | 0 | 0 | 0 | 0 | 0 | 0 | 0 | 0 | 0 | 0 | 0 | 0 | 0 | 0 | 0 | 0 | 0 | 0
|  |  | 0 | EBRD Loan commitment fee - paid s.a. | 0 | USD 000s | 219.027 | 0 | 0 | 0 | 0 | 84.1494 | 58.9445 | 32.6291 | 24.439 | 18.865 | 0 | 0 | 0 | 0 | 0 | 0 | 0 | 0 | 0 | 0 | 0 | 0 | 0 | 0 | 0 | 0 | 0 | 0 | 0 | 0 | 0 | 0 | 0 | 0 | 0 | 0 | 0 | 0 | 0 | 0 | 0 | 0 | 0 | 0 | 0 | 0 | 0 | 0 | 0 | 0 | 0 | 0 | 0 | 0 | 0 | 0 | 0 | 0 | 0 | 0 | 0 | 0 | 0 | 0 | 0 | 0 | 0 | 0 | 0 | 0 | 0 | 0 | 0 | 0 | 0 | 0 | 0 | 0 | 0 | 0 | 0 | 0 | 0 | 0 | 0 | 0 | 0 | 0
|  |  | 0 | EBRD upfront fee s.a. | 0 | USD 000s | 351.9524 | 0 | 0 | 0 | 0 | 351.9524 | 0 | 0 | 0 | 0 | 0 | 0 | 0 | 0 | 0 | 0 | 0 | 0 | 0 | 0 | 0 | 0 | 0 | 0 | 0 | 0 | 0 | 0 | 0 | 0 | 0 | 0 | 0 | 0 | 0 | 0 | 0 | 0 | 0 | 0 | 0 | 0 | 0 | 0 | 0 | 0 | 0 | 0 | 0 | 0 | 0 | 0 | 0 | 0 | 0 | 0 | 0 | 0 | 0 | 0 | 0 | 0 | 0 | 0 | 0 | 0 | 0 | 0 | 0 | 0 | 0 | 0 | 0 | 0 | 0 | 0 | 0 | 0 | 0 | 0 | 0 | 0 | 0 | 0 | 0 | 0 | 0 | 0
|  |  | 1 | AIIB Loan debt interest - paid s.a. | 0 | USD 000s | 2204.6732 | 0 | 0 | 0 | 0 | 17.7457 | 489.3957 | 541.8304 | 574.087 | 581.6143 | 0 | 0 | 0 | 0 | 0 | 0 | 0 | 0 | 0 | 0 | 0 | 0 | 0 | 0 | 0 | 0 | 0 | 0 | 0 | 0 | 0 | 0 | 0 | 0 | 0 | 0 | 0 | 0 | 0 | 0 | 0 | 0 | 0 | 0 | 0 | 0 | 0 | 0 | 0 | 0 | 0 | 0 | 0 | 0 | 0 | 0 | 0 | 0 | 0 | 0 | 0 | 0 | 0 | 0 | 0 | 0 | 0 | 0 | 0 | 0 | 0 | 0 | 0 | 0 | 0 | 0 | 0 | 0 | 0 | 0 | 0 | 0 | 0 | 0 | 0 | 0 | 0 | 0
|  |  | 0 | AIIB Loan commitment fee - paid s.a. | 0 | USD 000s | 128.5971 | 0 | 0 | 0 | 0 | 49.4066 | 34.608 | 19.1575 | 14.3489 | 11.0762 | 0 | 0 | 0 | 0 | 0 | 0 | 0 | 0 | 0 | 0 | 0 | 0 | 0 | 0 | 0 | 0 | 0 | 0 | 0 | 0 | 0 | 0 | 0 | 0 | 0 | 0 | 0 | 0 | 0 | 0 | 0 | 0 | 0 | 0 | 0 | 0 | 0 | 0 | 0 | 0 | 0 | 0 | 0 | 0 | 0 | 0 | 0 | 0 | 0 | 0 | 0 | 0 | 0 | 0 | 0 | 0 | 0 | 0 | 0 | 0 | 0 | 0 | 0 | 0 | 0 | 0 | 0 | 0 | 0 | 0 | 0 | 0 | 0 | 0 | 0 | 0 | 0 | 0
|  |  | 0 | AIIB upfront fee s.a. | 0 | USD 000s | 206.6415 | 0 | 0 | 0 | 0 | 206.6415 | 0 | 0 | 0 | 0 | 0 | 0 | 0 | 0 | 0 | 0 | 0 | 0 | 0 | 0 | 0 | 0 | 0 | 0 | 0 | 0 | 0 | 0 | 0 | 0 | 0 | 0 | 0 | 0 | 0 | 0 | 0 | 0 | 0 | 0 | 0 | 0 | 0 | 0 | 0 | 0 | 0 | 0 | 0 | 0 | 0 | 0 | 0 | 0 | 0 | 0 | 0 | 0 | 0 | 0 | 0 | 0 | 0 | 0 | 0 | 0 | 0 | 0 | 0 | 0 | 0 | 0 | 0 | 0 | 0 | 0 | 0 | 0 | 0 | 0 | 0 | 0 | 0 | 0 | 0 | 0 | 0 | 0
|  |  | 1 | EIB Loan debt interest - paid s.a. | 0 | USD 000s | 2052.6124 | 0 | 0 | 0 | 0 | 16.7383 | 457.9777 | 503.9706 | 533.5525 | 540.3732 | 0 | 0 | 0 | 0 | 0 | 0 | 0 | 0 | 0 | 0 | 0 | 0 | 0 | 0 | 0 | 0 | 0 | 0 | 0 | 0 | 0 | 0 | 0 | 0 | 0 | 0 | 0 | 0 | 0 | 0 | 0 | 0 | 0 | 0 | 0 | 0 | 0 | 0 | 0 | 0 | 0 | 0 | 0 | 0 | 0 | 0 | 0 | 0 | 0 | 0 | 0 | 0 | 0 | 0 | 0 | 0 | 0 | 0 | 0 | 0 | 0 | 0 | 0 | 0 | 0 | 0 | 0 | 0 | 0 | 0 | 0 | 0 | 0 | 0 | 0 | 0 | 0 | 0
|  |  | 0 | EIB Loan commitment fee - paid s.a. | 0 | USD 000s | 128.5971 | 0 | 0 | 0 | 0 | 49.4066 | 34.608 | 19.1575 | 14.3489 | 11.0762 | 0 | 0 | 0 | 0 | 0 | 0 | 0 | 0 | 0 | 0 | 0 | 0 | 0 | 0 | 0 | 0 | 0 | 0 | 0 | 0 | 0 | 0 | 0 | 0 | 0 | 0 | 0 | 0 | 0 | 0 | 0 | 0 | 0 | 0 | 0 | 0 | 0 | 0 | 0 | 0 | 0 | 0 | 0 | 0 | 0 | 0 | 0 | 0 | 0 | 0 | 0 | 0 | 0 | 0 | 0 | 0 | 0 | 0 | 0 | 0 | 0 | 0 | 0 | 0 | 0 | 0 | 0 | 0 | 0 | 0 | 0 | 0 | 0 | 0 | 0 | 0 | 0 | 0
|  |  | 0 | EIB upfront fee s.a. | 0 | USD 000s | 206.6415 | 0 | 0 | 0 | 0 | 206.6415 | 0 | 0 | 0 | 0 | 0 | 0 | 0 | 0 | 0 | 0 | 0 | 0 | 0 | 0 | 0 | 0 | 0 | 0 | 0 | 0 | 0 | 0 | 0 | 0 | 0 | 0 | 0 | 0 | 0 | 0 | 0 | 0 | 0 | 0 | 0 | 0 | 0 | 0 | 0 | 0 | 0 | 0 | 0 | 0 | 0 | 0 | 0 | 0 | 0 | 0 | 0 | 0 | 0 | 0 | 0 | 0 | 0 | 0 | 0 | 0 | 0 | 0 | 0 | 0 | 0 | 0 | 0 | 0 | 0 | 0 | 0 | 0 | 0 | 0 | 0 | 0 | 0 | 0 | 0 | 0 | 0 | 0
|  |  | 0 | Agent bank fee - m s.a. | 0 | USD 000s | 157.6438 | 0 | 0 | 0 | 0 | 17.4521 | 35.2877 | 34.9041 | 35.2877 | 34.7123 | 0 | 0 | 0 | 0 | 0 | 0 | 0 | 0 | 0 | 0 | 0 | 0 | 0 | 0 | 0 | 0 | 0 | 0 | 0 | 0 | 0 | 0 | 0 | 0 | 0 | 0 | 0 | 0 | 0 | 0 | 0 | 0 | 0 | 0 | 0 | 0 | 0 | 0 | 0 | 0 | 0 | 0 | 0 | 0 | 0 | 0 | 0 | 0 | 0 | 0 | 0 | 0 | 0 | 0 | 0 | 0 | 0 | 0 | 0 | 0 | 0 | 0 | 0 | 0 | 0 | 0 | 0 | 0 | 0 | 0 | 0 | 0 | 0 | 0 | 0 | 0 | 0 | 0
|  |  | 1 | VAT facility financing cost paid s.a. | 0 | USD 000s | 0 | 0 | 0 | 0 | 0 | 0 | 0 | 0 | 0 | 0 | 0 | 0 | 0 | 0 | 0 | 0 | 0 | 0 | 0 | 0 | 0 | 0 | 0 | 0 | 0 | 0 | 0 | 0 | 0 | 0 | 0 | 0 | 0 | 0 | 0 | 0 | 0 | 0 | 0 | 0 | 0 | 0 | 0 | 0 | 0 | 0 | 0 | 0 | 0 | 0 | 0 | 0 | 0 | 0 | 0 | 0 | 0 | 0 | 0 | 0 | 0 | 0 | 0 | 0 | 0 | 0 | 0 | 0 | 0 | 0 | 0 | 0 | 0 | 0 | 0 | 0 | 0 | 0 | 0 | 0 | 0 | 0 | 0 | 0 | 0 | 0 | 0 | 0
|  |  | 0 | Standby debt commitment fee s.a. | 0 | USD 000s | 0 | 0 | 0 | 0 | 0 | 0 | 0 | 0 | 0 | 0 | 0 | 0 | 0 | 0 | 0 | 0 | 0 | 0 | 0 | 0 | 0 | 0 | 0 | 0 | 0 | 0 | 0 | 0 | 0 | 0 | 0 | 0 | 0 | 0 | 0 | 0 | 0 | 0 | 0 | 0 | 0 | 0 | 0 | 0 | 0 | 0 | 0 | 0 | 0 | 0 | 0 | 0 | 0 | 0 | 0 | 0 | 0 | 0 | 0 | 0 | 0 | 0 | 0 | 0 | 0 | 0 | 0 | 0 | 0 | 0 | 0 | 0 | 0 | 0 | 0 | 0 | 0 | 0 | 0 | 0 | 0 | 0 | 0 | 0 | 0 | 0 | 0 | 0
|  |  | 0 | Standby debt upfront fee s.a. | 0 | USD 000s | 0 | 0 | 0 | 0 | 0 | 0 | 0 | 0 | 0 | 0 | 0 | 0 | 0 | 0 | 0 | 0 | 0 | 0 | 0 | 0 | 0 | 0 | 0 | 0 | 0 | 0 | 0 | 0 | 0 | 0 | 0 | 0 | 0 | 0 | 0 | 0 | 0 | 0 | 0 | 0 | 0 | 0 | 0 | 0 | 0 | 0 | 0 | 0 | 0 | 0 | 0 | 0 | 0 | 0 | 0 | 0 | 0 | 0 | 0 | 0 | 0 | 0 | 0 | 0 | 0 | 0 | 0 | 0 | 0 | 0 | 0 | 0 | 0 | 0 | 0 | 0 | 0 | 0 | 0 | 0 | 0 | 0 | 0 | 0 | 0 | 0 | 0 | 0
|  |  | 1 | Equity bridge interest and fees rolled-up | 0 | USD 000s | 0 | 0 | 0 | 0 | 0 | 0 | 0 | 0 | 0 | 0 | 0 | 0 | 0 | 0 | 0 | 0 | 0 | 0 | 0 | 0 | 0 | 0 | 0 | 0 | 0 | 0 | 0 | 0 | 0 | 0 | 0 | 0 | 0 | 0 | 0 | 0 | 0 | 0 | 0 | 0 | 0 | 0 | 0 | 0 | 0 | 0 | 0 | 0 | 0 | 0 | 0 | 0 | 0 | 0 | 0 | 0 | 0 | 0 | 0 | 0 | 0 | 0 | 0 | 0 | 0 | 0 | 0 | 0 | 0 | 0 | 0 | 0 | 0 | 0 | 0 | 0 | 0 | 0 | 0 | 0 | 0 | 0 | 0 | 0 | 0 | 0 | 0 | 0
|  |  | 1 | Equity bridge interest and fees paid POS | 0 | USD 000s | 0 | 0 | 0 | 0 | 0 | 0 | 0 | 0 | 0 | 0 | 0 | 0 | 0 | 0 | 0 | 0 | 0 | 0 | 0 | 0 | 0 | 0 | 0 | 0 | 0 | 0 | 0 | 0 | 0 | 0 | 0 | 0 | 0 | 0 | 0 | 0 | 0 | 0 | 0 | 0 | 0 | 0 | 0 | 0 | 0 | 0 | 0 | 0 | 0 | 0 | 0 | 0 | 0 | 0 | 0 | 0 | 0 | 0 | 0 | 0 | 0 | 0 | 0 | 0 | 0 | 0 | 0 | 0 | 0 | 0 | 0 | 0 | 0 | 0 | 0 | 0 | 0 | 0 | 0 | 0 | 0 | 0 | 0 | 0 | 0 | 0 | 0 | 0
|  |  | 1 | SHL interest and fee rolled up during construction s.a. | 0 | USD 000s | 6737.8448 | 0 | 0 | 0 | 0 | 576.6499 | 1483.1457 | 1520.6127 | 1559.0263 | 1598.4102 | 0 | 0 | 0 | 0 | 0 | 0 | 0 | 0 | 0 | 0 | 0 | 0 | 0 | 0 | 0 | 0 | 0 | 0 | 0 | 0 | 0 | 0 | 0 | 0 | 0 | 0 | 0 | 0 | 0 | 0 | 0 | 0 | 0 | 0 | 0 | 0 | 0 | 0 | 0 | 0 | 0 | 0 | 0 | 0 | 0 | 0 | 0 | 0 | 0 | 0 | 0 | 0 | 0 | 0 | 0 | 0 | 0 | 0 | 0 | 0 | 0 | 0 | 0 | 0 | 0 | 0 | 0 | 0 | 0 | 0 | 0 | 0 | 0 | 0 | 0 | 0 | 0 | 0
|  |  | 1 | VAT facility financing costs rolled-up s.a. | 0 | USD 000s | 1008.7133 | 0 | 0 | 0 | 0 | 356.9886 | 461.8922 | 109.0892 | 55.9936 | 24.7496 | 0 | 0 | 0 | 0 | 0 | 0 | 0 | 0 | 0 | 0 | 0 | 0 | 0 | 0 | 0 | 0 | 0 | 0 | 0 | 0 | 0 | 0 | 0 | 0 | 0 | 0 | 0 | 0 | 0 | 0 | 0 | 0 | 0 | 0 | 0 | 0 | 0 | 0 | 0 | 0 | 0 | 0 | 0 | 0 | 0 | 0 | 0 | 0 | 0 | 0 | 0 | 0 | 0 | 0 | 0 | 0 | 0 | 0 | 0 | 0 | 0 | 0 | 0 | 0 | 0 | 0 | 0 | 0 | 0 | 0 | 0 | 0 | 0 | 0 | 0 | 0 | 0 | 0
|  |  |  | Finance costs capitalized - tax depreciation purposes |  | USD 000s | 18618.9665 |  | 0 | 0 | 0 | 1021.3687 | 4360.8432 | 4301.2655 | 4445.2079 | 4490.2812 | 0 | 0 | 0 | 0 | 0 | 0 | 0 | 0 | 0 | 0 | 0 | 0 | 0 | 0 | 0 | 0 | 0 | 0 | 0 | 0 | 0 | 0 | 0 | 0 | 0 | 0 | 0 | 0 | 0 | 0 | 0 | 0 | 0 | 0 | 0 | 0 | 0 | 0 | 0 | 0 | 0 | 0 | 0 | 0 | 0 | 0 | 0 | 0 | 0 | 0 | 0 | 0 | 0 | 0 | 0 | 0 | 0 | 0 | 0 | 0 | 0 | 0 | 0 | 0 | 0 | 0 | 0 | 0 | 0 | 0 | 0 | 0 | 0 | 0 | 0 | 0 | 0 | 0
|  |  |  | Total finance costs during construction allowed for taxable income calculations | 0 | USD 000s | 20452.9711 | 0 | 0 | 0 | 0 | 2319.1891 | 4569.1882 | 4431.9667 | 4552.2471 | 4580.38 | 0 | 0 | 0 | 0 | 0 | 0 | 0 | 0 | 0 | 0 | 0 | 0 | 0 | 0 | 0 | 0 | 0 | 0 | 0 | 0 | 0 | 0 | 0 | 0 | 0 | 0 | 0 | 0 | 0 | 0 | 0 | 0 | 0 | 0 | 0 | 0 | 0 | 0 | 0 | 0 | 0 | 0 | 0 | 0 | 0 | 0 | 0 | 0 | 0 | 0 | 0 | 0 | 0 | 0 | 0 | 0 | 0 | 0 | 0 | 0 | 0 | 0 | 0 | 0 | 0 | 0 | 0 | 0 | 0 | 0 | 0 | 0 | 0 | 0 | 0 | 0 | 0 | 0
|  |  |  | Finance costs capitalized - tax depreciation purposes | 0 | USD 000s | 18618.9665 | 0 | 0 | 0 | 0 | 1021.3687 | 4360.8432 | 4301.2655 | 4445.2079 | 4490.2812 | 0 | 0 | 0 | 0 | 0 | 0 | 0 | 0 | 0 | 0 | 0 | 0 | 0 | 0 | 0 | 0 | 0 | 0 | 0 | 0 | 0 | 0 | 0 | 0 | 0 | 0 | 0 | 0 | 0 | 0 | 0 | 0 | 0 | 0 | 0 | 0 | 0 | 0 | 0 | 0 | 0 | 0 | 0 | 0 | 0 | 0 | 0 | 0 | 0 | 0 | 0 | 0 | 0 | 0 | 0 | 0 | 0 | 0 | 0 | 0 | 0 | 0 | 0 | 0 | 0 | 0 | 0 | 0 | 0 | 0 | 0 | 0 | 0 | 0 | 0 | 0 | 0 | 0
|  |  |  | Total finance costs during construction to be expensed POS |  | USD 000s | 1834.0046 |  | 0 | 0 | 0 | 1297.8204 | 208.345 | 130.7012 | 107.0392 | 90.0987 | 0 | 0 | 0 | 0 | 0 | 0 | 0 | 0 | 0 | 0 | 0 | 0 | 0 | 0 | 0 | 0 | 0 | 0 | 0 | 0 | 0 | 0 | 0 | 0 | 0 | 0 | 0 | 0 | 0 | 0 | 0 | 0 | 0 | 0 | 0 | 0 | 0 | 0 | 0 | 0 | 0 | 0 | 0 | 0 | 0 | 0 | 0 | 0 | 0 | 0 | 0 | 0 | 0 | 0 | 0 | 0 | 0 | 0 | 0 | 0 | 0 | 0 | 0 | 0 | 0 | 0 | 0 | 0 | 0 | 0 | 0 | 0 | 0 | 0 | 0 | 0 | 0 | 0
|  |  |  | Total finance costs during construction to be expensed |  | USD 000s | -1834.0046 |  | 0 | 0 | 0 | -1297.8204 | -208.345 | -130.7012 | -107.0392 | -90.0987 | 0 | 0 | 0 | 0 | 0 | 0 | 0 | 0 | 0 | 0 | 0 | 0 | 0 | 0 | 0 | 0 | 0 | 0 | 0 | 0 | 0 | 0 | 0 | 0 | 0 | 0 | 0 | 0 | 0 | 0 | 0 | 0 | 0 | 0 | 0 | 0 | 0 | 0 | 0 | 0 | 0 | 0 | 0 | 0 | 0 | 0 | 0 | 0 | 0 | 0 | 0 | 0 | 0 | 0 | 0 | 0 | 0 | 0 | 0 | 0 | 0 | 0 | 0 | 0 | 0 | 0 | 0 | 0 | 0 | 0 | 0 | 0 | 0 | 0 | 0 | 0 | 0 | 0
|  |  |  | USD to Som exchange rate curve | 0 | Som / USD | 0 | 0 | 11000 | 11000 | 11000 | 11000 | 11000 | 11110.1644 | 11333.8142 | 11536.1195 | 11713.159 | 11892.9154 | 12069.5429 | 12248.7935 | 12430.7063 | 12615.3207 | 12802.677 | 12992.8157 | 13185.7783 | 13381.6067 | 13580.3435 | 13782.0317 | 13986.7154 | 14194.4389 | 14405.2474 | 14619.1867 | 14836.3033 | 15056.6445 | 15280.258 | 15507.1925 | 15737.4973 | 15971.2226 | 16208.4189 | 16449.138 | 16693.4322 | 16941.3544 | 17192.9587 | 17448.2997 | 17707.4328 | 17970.4145 | 18237.3018 | 18508.1529 | 18783.0264 | 19061.9823 | 19345.081 | 19632.3842 | 19923.9542 | 20219.8546 | 20520.1494 | 20824.9041 | 21134.1849 | 21448.0589 | 21766.5944 | 22089.8607 | 22417.9279 | 22750.8675 | 23088.7516 | 23431.6539 | 23779.6487 | 24132.8118 | 24491.2199 | 24854.9509 | 25224.0839 | 25598.699 | 25978.8777 | 26364.7026 | 26756.2576 | 27153.6277 | 27556.8994 | 27966.1603 | 27966.1603 | 27966.1603 | 27966.1603 | 27966.1603 | 27966.1603 | 27966.1603 | 27966.1603 | 27966.1603 | 27966.1603 | 27966.1603 | 27966.1603 | 27966.1603 | 27966.1603 | 27966.1603 | 27966.1603 | 27966.1603 | 27966.1603 | 27966.1603
|  |  |  | Total finance costs during construction to be expensed | 0 | USD 000s | -1834.0046 | 0 | 0 | 0 | 0 | -1297.8204 | -208.345 | -130.7012 | -107.0392 | -90.0987 | 0 | 0 | 0 | 0 | 0 | 0 | 0 | 0 | 0 | 0 | 0 | 0 | 0 | 0 | 0 | 0 | 0 | 0 | 0 | 0 | 0 | 0 | 0 | 0 | 0 | 0 | 0 | 0 | 0 | 0 | 0 | 0 | 0 | 0 | 0 | 0 | 0 | 0 | 0 | 0 | 0 | 0 | 0 | 0 | 0 | 0 | 0 | 0 | 0 | 0 | 0 | 0 | 0 | 0 | 0 | 0 | 0 | 0 | 0 | 0 | 0 | 0 | 0 | 0 | 0 | 0 | 0 | 0 | 0 | 0 | 0 | 0 | 0 | 0 | 0 | 0 | 0 | 0
|  |  |  | Total finance costs during construction to be expensed - in UZS |  | SOM Mn | -20272.4841 |  | 0 | 0 | 0 | -14276.0246 | -2291.795 | -1452.1121 | -1213.1625 | -1039.3899 | 0 | 0 | 0 | 0 | 0 | 0 | 0 | 0 | 0 | 0 | 0 | 0 | 0 | 0 | 0 | 0 | 0 | 0 | 0 | 0 | 0 | 0 | 0 | 0 | 0 | 0 | 0 | 0 | 0 | 0 | 0 | 0 | 0 | 0 | 0 | 0 | 0 | 0 | 0 | 0 | 0 | 0 | 0 | 0 | 0 | 0 | 0 | 0 | 0 | 0 | 0 | 0 | 0 | 0 | 0 | 0 | 0 | 0 | 0 | 0 | 0 | 0 | 0 | 0 | 0 | 0 | 0 | 0 | 0 | 0 | 0 | 0 | 0 | 0 | 0 | 0 | 0 | 0
Allocation of capitalized finance costs during construction to non current assets
|  |  |  | Sum of PV EPC costs s.a. | 127767.595 | USD 000s
|  |  |  | Sum of [spare 2] s.a. | 0 | USD 000s
|  |  |  | Sum of [spare 3] s.a. | 0 | USD 000s
|  |  |  | Sum of [spare 4] s.a. | 0 | USD 000s
|  |  |  | Sum of [spare 5] s.a. | 0 | USD 000s
|  |  |  | Sum of Project costs excluding EPC costs and VAT s.a. POS | 31275.8584 | USD 000s
|  |  |  | Finance costs capitalized - tax depreciation purposes | 0 | USD 000s | 18618.9665 | 0 | 0 | 0 | 0 | 1021.3687 | 4360.8432 | 4301.2655 | 4445.2079 | 4490.2812 | 0 | 0 | 0 | 0 | 0 | 0 | 0 | 0 | 0 | 0 | 0 | 0 | 0 | 0 | 0 | 0 | 0 | 0 | 0 | 0 | 0 | 0 | 0 | 0 | 0 | 0 | 0 | 0 | 0 | 0 | 0 | 0 | 0 | 0 | 0 | 0 | 0 | 0 | 0 | 0 | 0 | 0 | 0 | 0 | 0 | 0 | 0 | 0 | 0 | 0 | 0 | 0 | 0 | 0 | 0 | 0 | 0 | 0 | 0 | 0 | 0 | 0 | 0 | 0 | 0 | 0 | 0 | 0 | 0 | 0 | 0 | 0 | 0 | 0 | 0 | 0 | 0 | 0
|  |  |  | Finance costs applicable to PV asset |  | USD 000s | 14957.551 |  | 0 | 0 | 0 | 820.5168 | 3503.2844 | 3455.4226 | 3571.0588 | 3607.2684 | 0 | 0 | 0 | 0 | 0 | 0 | 0 | 0 | 0 | 0 | 0 | 0 | 0 | 0 | 0 | 0 | 0 | 0 | 0 | 0 | 0 | 0 | 0 | 0 | 0 | 0 | 0 | 0 | 0 | 0 | 0 | 0 | 0 | 0 | 0 | 0 | 0 | 0 | 0 | 0 | 0 | 0 | 0 | 0 | 0 | 0 | 0 | 0 | 0 | 0 | 0 | 0 | 0 | 0 | 0 | 0 | 0 | 0 | 0 | 0 | 0 | 0 | 0 | 0 | 0 | 0 | 0 | 0 | 0 | 0 | 0 | 0 | 0 | 0 | 0 | 0 | 0 | 0
|  |  |  | Finance costs applicable to Spare 2 asset |  | USD 000s | 0 |  | 0 | 0 | 0 | 0 | 0 | 0 | 0 | 0 | 0 | 0 | 0 | 0 | 0 | 0 | 0 | 0 | 0 | 0 | 0 | 0 | 0 | 0 | 0 | 0 | 0 | 0 | 0 | 0 | 0 | 0 | 0 | 0 | 0 | 0 | 0 | 0 | 0 | 0 | 0 | 0 | 0 | 0 | 0 | 0 | 0 | 0 | 0 | 0 | 0 | 0 | 0 | 0 | 0 | 0 | 0 | 0 | 0 | 0 | 0 | 0 | 0 | 0 | 0 | 0 | 0 | 0 | 0 | 0 | 0 | 0 | 0 | 0 | 0 | 0 | 0 | 0 | 0 | 0 | 0 | 0 | 0 | 0 | 0 | 0 | 0 | 0
|  |  |  | Finance costs applicable to Spare 3 asset |  | USD 000s | 0 |  | 0 | 0 | 0 | 0 | 0 | 0 | 0 | 0 | 0 | 0 | 0 | 0 | 0 | 0 | 0 | 0 | 0 | 0 | 0 | 0 | 0 | 0 | 0 | 0 | 0 | 0 | 0 | 0 | 0 | 0 | 0 | 0 | 0 | 0 | 0 | 0 | 0 | 0 | 0 | 0 | 0 | 0 | 0 | 0 | 0 | 0 | 0 | 0 | 0 | 0 | 0 | 0 | 0 | 0 | 0 | 0 | 0 | 0 | 0 | 0 | 0 | 0 | 0 | 0 | 0 | 0 | 0 | 0 | 0 | 0 | 0 | 0 | 0 | 0 | 0 | 0 | 0 | 0 | 0 | 0 | 0 | 0 | 0 | 0 | 0 | 0
|  |  |  | Finance costs applicable to Spare 4 asset |  | USD 000s | 0 |  | 0 | 0 | 0 | 0 | 0 | 0 | 0 | 0 | 0 | 0 | 0 | 0 | 0 | 0 | 0 | 0 | 0 | 0 | 0 | 0 | 0 | 0 | 0 | 0 | 0 | 0 | 0 | 0 | 0 | 0 | 0 | 0 | 0 | 0 | 0 | 0 | 0 | 0 | 0 | 0 | 0 | 0 | 0 | 0 | 0 | 0 | 0 | 0 | 0 | 0 | 0 | 0 | 0 | 0 | 0 | 0 | 0 | 0 | 0 | 0 | 0 | 0 | 0 | 0 | 0 | 0 | 0 | 0 | 0 | 0 | 0 | 0 | 0 | 0 | 0 | 0 | 0 | 0 | 0 | 0 | 0 | 0 | 0 | 0 | 0 | 0
|  |  |  | Finance costs applicable to Spare 5 asset |  | USD 000s | 0 |  | 0 | 0 | 0 | 0 | 0 | 0 | 0 | 0 | 0 | 0 | 0 | 0 | 0 | 0 | 0 | 0 | 0 | 0 | 0 | 0 | 0 | 0 | 0 | 0 | 0 | 0 | 0 | 0 | 0 | 0 | 0 | 0 | 0 | 0 | 0 | 0 | 0 | 0 | 0 | 0 | 0 | 0 | 0 | 0 | 0 | 0 | 0 | 0 | 0 | 0 | 0 | 0 | 0 | 0 | 0 | 0 | 0 | 0 | 0 | 0 | 0 | 0 | 0 | 0 | 0 | 0 | 0 | 0 | 0 | 0 | 0 | 0 | 0 | 0 | 0 | 0 | 0 | 0 | 0 | 0 | 0 | 0 | 0 | 0 | 0 | 0
|  |  |  | Finance costs applicable to Other non current assets |  | USD 000s | 3661.4155 |  | 0 | 0 | 0 | 200.8519 | 857.5588 | 845.8429 | 874.1491 | 883.0128 | 0 | 0 | 0 | 0 | 0 | 0 | 0 | 0 | 0 | 0 | 0 | 0 | 0 | 0 | 0 | 0 | 0 | 0 | 0 | 0 | 0 | 0 | 0 | 0 | 0 | 0 | 0 | 0 | 0 | 0 | 0 | 0 | 0 | 0 | 0 | 0 | 0 | 0 | 0 | 0 | 0 | 0 | 0 | 0 | 0 | 0 | 0 | 0 | 0 | 0 | 0 | 0 | 0 | 0 | 0 | 0 | 0 | 0 | 0 | 0 | 0 | 0 | 0 | 0 | 0 | 0 | 0 | 0 | 0 | 0 | 0 | 0 | 0 | 0 | 0 | 0 | 0 | 0
PV asset
|  |  |  | USD to Som exchange rate curve | 0 | Som / USD | 0 | 0 | 11000 | 11000 | 11000 | 11000 | 11000 | 11110.1644 | 11333.8142 | 11536.1195 | 11713.159 | 11892.9154 | 12069.5429 | 12248.7935 | 12430.7063 | 12615.3207 | 12802.677 | 12992.8157 | 13185.7783 | 13381.6067 | 13580.3435 | 13782.0317 | 13986.7154 | 14194.4389 | 14405.2474 | 14619.1867 | 14836.3033 | 15056.6445 | 15280.258 | 15507.1925 | 15737.4973 | 15971.2226 | 16208.4189 | 16449.138 | 16693.4322 | 16941.3544 | 17192.9587 | 17448.2997 | 17707.4328 | 17970.4145 | 18237.3018 | 18508.1529 | 18783.0264 | 19061.9823 | 19345.081 | 19632.3842 | 19923.9542 | 20219.8546 | 20520.1494 | 20824.9041 | 21134.1849 | 21448.0589 | 21766.5944 | 22089.8607 | 22417.9279 | 22750.8675 | 23088.7516 | 23431.6539 | 23779.6487 | 24132.8118 | 24491.2199 | 24854.9509 | 25224.0839 | 25598.699 | 25978.8777 | 26364.7026 | 26756.2576 | 27153.6277 | 27556.8994 | 27966.1603 | 27966.1603 | 27966.1603 | 27966.1603 | 27966.1603 | 27966.1603 | 27966.1603 | 27966.1603 | 27966.1603 | 27966.1603 | 27966.1603 | 27966.1603 | 27966.1603 | 27966.1603 | 27966.1603 | 27966.1603 | 27966.1603 | 27966.1603 | 27966.1603
|  |  | 1 | PV EPC costs s.a. | 0 | USD 000s | 127767.595 | 0 | 0 | 0 | 0 | 95263.5188 | 32504.0762 | 0 | 0 | 0 | 0 | 0 | 0 | 0 | 0 | 0 | 0 | 0 | 0 | 0 | 0 | 0 | 0 | 0 | 0 | 0 | 0 | 0 | 0 | 0 | 0 | 0 | 0 | 0 | 0 | 0 | 0 | 0 | 0 | 0 | 0 | 0 | 0 | 0 | 0 | 0 | 0 | 0 | 0 | 0 | 0 | 0 | 0 | 0 | 0 | 0 | 0 | 0 | 0 | 0 | 0 | 0 | 0 | 0 | 0 | 0 | 0 | 0 | 0 | 0 | 0 | 0 | 0 | 0 | 0 | 0 | 0 | 0 | 0 | 0 | 0 | 0 | 0 | 0 | 0 | 0 | 0 | 0
|  |  |  | Finance costs applicable to PV asset | 0 | USD 000s | 14957.551 | 0 | 0 | 0 | 0 | 820.5168 | 3503.2844 | 3455.4226 | 3571.0588 | 3607.2684 | 0 | 0 | 0 | 0 | 0 | 0 | 0 | 0 | 0 | 0 | 0 | 0 | 0 | 0 | 0 | 0 | 0 | 0 | 0 | 0 | 0 | 0 | 0 | 0 | 0 | 0 | 0 | 0 | 0 | 0 | 0 | 0 | 0 | 0 | 0 | 0 | 0 | 0 | 0 | 0 | 0 | 0 | 0 | 0 | 0 | 0 | 0 | 0 | 0 | 0 | 0 | 0 | 0 | 0 | 0 | 0 | 0 | 0 | 0 | 0 | 0 | 0 | 0 | 0 | 0 | 0 | 0 | 0 | 0 | 0 | 0 | 0 | 0 | 0 | 0 | 0 | 0 | 0
|  |  |  | PV asset additions - adjusted - in UZS |  | SOM Mn | 1573483.2682 |  | 0 | 0 | 0 | 1056924.3915 | 396080.9665 | 38390.3135 | 40473.7167 | 41613.88 | 0 | 0 | 0 | 0 | 0 | 0 | 0 | 0 | 0 | 0 | 0 | 0 | 0 | 0 | 0 | 0 | 0 | 0 | 0 | 0 | 0 | 0 | 0 | 0 | 0 | 0 | 0 | 0 | 0 | 0 | 0 | 0 | 0 | 0 | 0 | 0 | 0 | 0 | 0 | 0 | 0 | 0 | 0 | 0 | 0 | 0 | 0 | 0 | 0 | 0 | 0 | 0 | 0 | 0 | 0 | 0 | 0 | 0 | 0 | 0 | 0 | 0 | 0 | 0 | 0 | 0 | 0 | 0 | 0 | 0 | 0 | 0 | 0 | 0 | 0 | 0 | 0 | 0
|  |  |  | Tax depreciation switch | 1 | switch
|  |  |  | PV asset additions - adjusted - in UZS | 0 | SOM Mn | 1573483.2682 | 0 | 0 | 0 | 0 | 1056924.3915 | 396080.9665 | 38390.3135 | 40473.7167 | 41613.88 | 0 | 0 | 0 | 0 | 0 | 0 | 0 | 0 | 0 | 0 | 0 | 0 | 0 | 0 | 0 | 0 | 0 | 0 | 0 | 0 | 0 | 0 | 0 | 0 | 0 | 0 | 0 | 0 | 0 | 0 | 0 | 0 | 0 | 0 | 0 | 0 | 0 | 0 | 0 | 0 | 0 | 0 | 0 | 0 | 0 | 0 | 0 | 0 | 0 | 0 | 0 | 0 | 0 | 0 | 0 | 0 | 0 | 0 | 0 | 0 | 0 | 0 | 0 | 0 | 0 | 0 | 0 | 0 | 0 | 0 | 0 | 0 | 0 | 0 | 0 | 0 | 0 | 0
|  |  |  | PV asset cost in UZS |  | SOM Mn | 1573483.2682 |  | 0 | 0 | 0 | 1056924.3915 | 396080.9665 | 38390.3135 | 40473.7167 | 41613.88 | 0 | 0 | 0 | 0 | 0 | 0 | 0 | 0 | 0 | 0 | 0 | 0 | 0 | 0 | 0 | 0 | 0 | 0 | 0 | 0 | 0 | 0 | 0 | 0 | 0 | 0 | 0 | 0 | 0 | 0 | 0 | 0 | 0 | 0 | 0 | 0 | 0 | 0 | 0 | 0 | 0 | 0 | 0 | 0 | 0 | 0 | 0 | 0 | 0 | 0 | 0 | 0 | 0 | 0 | 0 | 0 | 0 | 0 | 0 | 0 | 0 | 0 | 0 | 0 | 0 | 0 | 0 | 0 | 0 | 0 | 0 | 0 | 0 | 0 | 0 | 0 | 0 | 0
|  |  |  | Total PV asset cost in UZS | 1573483.2682 | SOM Mn
|  |  |  | Solar assets depreciation method | 1 | 1 = SLM, 2 = WDV
|  |  |  | Total PV asset cost in UZS | 1573483.2682 | SOM Mn
|  |  |  | PV asset costs depreciation allowed for tax | 0% | % | 100% | 0% | bar: 1 to 86
|  |  |  | PV asset cost for tax balance in UZS BEG | 0 | SOM Mn | 0 | 0 | 0 | 0 | 0 | 0 | 0 | 1573483.2682 | 1494809.1048 | 1416134.9413 | 1337460.7779 | 1258786.6145 | 1180112.4511 | 1101438.2877 | 1022764.1243 | 944089.9609 | 865415.7975 | 786741.6341 | 708067.4707 | 629393.3073 | 550719.1439 | 472044.9804 | 393370.817 | 314696.6536 | 236022.4902 | 157348.3268 | 78674.1634 | 7.858e-10 | 7.858e-10 | 7.858e-10 | 7.858e-10 | 7.858e-10 | 7.858e-10 | 7.858e-10 | 7.858e-10 | 7.858e-10 | 7.858e-10 | 7.858e-10 | 7.858e-10 | 7.858e-10 | 7.858e-10 | 7.858e-10 | 7.858e-10 | 7.858e-10 | 7.858e-10 | 7.858e-10 | 7.858e-10 | 7.858e-10 | 7.858e-10 | 7.858e-10 | 7.858e-10 | 7.858e-10 | 7.858e-10 | 7.858e-10 | 7.858e-10 | 7.858e-10 | 7.858e-10 | 7.858e-10 | 7.858e-10 | 7.858e-10 | 7.858e-10 | 7.858e-10 | 7.858e-10 | 7.858e-10 | 7.858e-10 | 7.858e-10 | 7.858e-10 | 7.858e-10 | 7.858e-10 | 7.858e-10 | 7.858e-10 | 7.858e-10 | 7.858e-10 | 7.858e-10 | 7.858e-10 | 7.858e-10 | 7.858e-10 | 7.858e-10 | 7.858e-10 | 7.858e-10 | 7.858e-10 | 7.858e-10 | 7.858e-10 | 7.858e-10 | 7.858e-10 | 7.858e-10 | 7.858e-10 | 7.858e-10
|  |  |  | EGR periods flag | 0 | flag | 3 | 0 | 0 | 0 | 0 | 0 | 0 | 1 | 1 | 1 | 0 | 0 | 0 | 0 | 0 | 0 | 0 | 0 | 0 | 0 | 0 | 0 | 0 | 0 | 0 | 0 | 0 | 0 | 0 | 0 | 0 | 0 | 0 | 0 | 0 | 0 | 0 | 0 | 0 | 0 | 0 | 0 | 0 | 0 | 0 | 0 | 0 | 0 | 0 | 0 | 0 | 0 | 0 | 0 | 0 | 0 | 0 | 0 | 0 | 0 | 0 | 0 | 0 | 0 | 0 | 0 | 0 | 0 | 0 | 0 | 0 | 0 | 0 | 0 | 0 | 0 | 0 | 0 | 0 | 0 | 0 | 0 | 0 | 0 | 0 | 0 | 0 | 0
|  |  |  | Useful life of non current assets flag | 0 | flag | 60 | 0 | 0 | 0 | 0 | 0 | 0 | 0 | 0 | 0 | 1 | 1 | 1 | 1 | 1 | 1 | 1 | 1 | 1 | 1 | 1 | 1 | 1 | 1 | 1 | 1 | 1 | 1 | 1 | 1 | 1 | 1 | 1 | 1 | 1 | 1 | 1 | 1 | 1 | 1 | 1 | 1 | 1 | 1 | 1 | 1 | 1 | 1 | 1 | 1 | 1 | 1 | 1 | 1 | 1 | 1 | 1 | 1 | 1 | 1 | 1 | 1 | 1 | 1 | 1 | 1 | 1 | 1 | 1 | 1 | 0 | 0 | 0 | 0 | 0 | 0 | 0 | 0 | 0 | 0 | 0 | 0 | 0 | 0 | 0 | 0 | 0 | 0
|  |  |  | PV asset cost depreciation allowed for tax in UZS |  | SOM Mn | 1573483.2682 | 0 | 0 | 0 | 0 | 0 | 0 | 78674.1634 | 78674.1634 | 78674.1634 | 78674.1634 | 78674.1634 | 78674.1634 | 78674.1634 | 78674.1634 | 78674.1634 | 78674.1634 | 78674.1634 | 78674.1634 | 78674.1634 | 78674.1634 | 78674.1634 | 78674.1634 | 78674.1634 | 78674.1634 | 78674.1634 | 78674.1634 | 0 | 0 | 0 | 0 | 0 | 0 | 0 | 0 | 0 | 0 | 0 | 0 | 0 | 0 | 0 | 0 | 0 | 0 | 0 | 0 | 0 | 0 | 0 | 0 | 0 | 0 | 0 | 0 | 0 | 0 | 0 | 0 | 0 | 0 | 0 | 0 | 0 | 0 | 0 | 0 | 0 | 0 | 0 | 0 | 0 | 0 | 0 | 0 | 0 | 0 | 0 | 0 | 0 | 0 | 0 | 0 | 0 | 0 | 0 | 0 | 0
|  |  |  | Total PV asset cost in UZS | 1573483.2682 | SOM Mn
|  |  |  | 1st period of revenue | 0 | flag | 1 | 0 | 0 | 0 | 0 | 0 | 0 | 1 | 0 | 0 | 0 | 0 | 0 | 0 | 0 | 0 | 0 | 0 | 0 | 0 | 0 | 0 | 0 | 0 | 0 | 0 | 0 | 0 | 0 | 0 | 0 | 0 | 0 | 0 | 0 | 0 | 0 | 0 | 0 | 0 | 0 | 0 | 0 | 0 | 0 | 0 | 0 | 0 | 0 | 0 | 0 | 0 | 0 | 0 | 0 | 0 | 0 | 0 | 0 | 0 | 0 | 0 | 0 | 0 | 0 | 0 | 0 | 0 | 0 | 0 | 0 | 0 | 0 | 0 | 0 | 0 | 0 | 0 | 0 | 0 | 0 | 0 | 0 | 0 | 0 | 0 | 0 | 0
|  |  |  | PV asset cost for tax balance in UZS BEG |  | SOM Mn |  |  | 0 | 0 | 0 | 0 | 0 | 1573483.2682 | 1494809.1048 | 1416134.9413 | 1337460.7779 | 1258786.6145 | 1180112.4511 | 1101438.2877 | 1022764.1243 | 944089.9609 | 865415.7975 | 786741.6341 | 708067.4707 | 629393.3073 | 550719.1439 | 472044.9804 | 393370.817 | 314696.6536 | 236022.4902 | 157348.3268 | 78674.1634 | 7.858e-10 | 7.858e-10 | 7.858e-10 | 7.858e-10 | 7.858e-10 | 7.858e-10 | 7.858e-10 | 7.858e-10 | 7.858e-10 | 7.858e-10 | 7.858e-10 | 7.858e-10 | 7.858e-10 | 7.858e-10 | 7.858e-10 | 7.858e-10 | 7.858e-10 | 7.858e-10 | 7.858e-10 | 7.858e-10 | 7.858e-10 | 7.858e-10 | 7.858e-10 | 7.858e-10 | 7.858e-10 | 7.858e-10 | 7.858e-10 | 7.858e-10 | 7.858e-10 | 7.858e-10 | 7.858e-10 | 7.858e-10 | 7.858e-10 | 7.858e-10 | 7.858e-10 | 7.858e-10 | 7.858e-10 | 7.858e-10 | 7.858e-10 | 7.858e-10 | 7.858e-10 | 7.858e-10 | 7.858e-10 | 7.858e-10 | 7.858e-10 | 7.858e-10 | 7.858e-10 | 7.858e-10 | 7.858e-10 | 7.858e-10 | 7.858e-10 | 7.858e-10 | 7.858e-10 | 7.858e-10 | 7.858e-10 | 7.858e-10 | 7.858e-10 | 7.858e-10 | 7.858e-10 | 7.858e-10 | 7.858e-10
|  |  |  | PV asset cost depreciation allowed for tax in UZS | 0 | SOM Mn | 1573483.2682 | 0 | 0 | 0 | 0 | 0 | 0 | 78674.1634 | 78674.1634 | 78674.1634 | 78674.1634 | 78674.1634 | 78674.1634 | 78674.1634 | 78674.1634 | 78674.1634 | 78674.1634 | 78674.1634 | 78674.1634 | 78674.1634 | 78674.1634 | 78674.1634 | 78674.1634 | 78674.1634 | 78674.1634 | 78674.1634 | 78674.1634 | 0 | 0 | 0 | 0 | 0 | 0 | 0 | 0 | 0 | 0 | 0 | 0 | 0 | 0 | 0 | 0 | 0 | 0 | 0 | 0 | 0 | 0 | 0 | 0 | 0 | 0 | 0 | 0 | 0 | 0 | 0 | 0 | 0 | 0 | 0 | 0 | 0 | 0 | 0 | 0 | 0 | 0 | 0 | 0 | 0 | 0 | 0 | 0 | 0 | 0 | 0 | 0 | 0 | 0 | 0 | 0 | 0 | 0 | 0 | 0 | 0
|  |  |  | PV asset cost for tax balance in UZS |  | SOM Mn |  |  | 0 | 0 | 0 | 0 | 1573483.2682 | 1494809.1048 | 1416134.9413 | 1337460.7779 | 1258786.6145 | 1180112.4511 | 1101438.2877 | 1022764.1243 | 944089.9609 | 865415.7975 | 786741.6341 | 708067.4707 | 629393.3073 | 550719.1439 | 472044.9804 | 393370.817 | 314696.6536 | 236022.4902 | 157348.3268 | 78674.1634 | 7.858e-10 | 7.858e-10 | 7.858e-10 | 7.858e-10 | 7.858e-10 | 7.858e-10 | 7.858e-10 | 7.858e-10 | 7.858e-10 | 7.858e-10 | 7.858e-10 | 7.858e-10 | 7.858e-10 | 7.858e-10 | 7.858e-10 | 7.858e-10 | 7.858e-10 | 7.858e-10 | 7.858e-10 | 7.858e-10 | 7.858e-10 | 7.858e-10 | 7.858e-10 | 7.858e-10 | 7.858e-10 | 7.858e-10 | 7.858e-10 | 7.858e-10 | 7.858e-10 | 7.858e-10 | 7.858e-10 | 7.858e-10 | 7.858e-10 | 7.858e-10 | 7.858e-10 | 7.858e-10 | 7.858e-10 | 7.858e-10 | 7.858e-10 | 7.858e-10 | 7.858e-10 | 7.858e-10 | 7.858e-10 | 7.858e-10 | 7.858e-10 | 7.858e-10 | 7.858e-10 | 7.858e-10 | 7.858e-10 | 7.858e-10 | 7.858e-10 | 7.858e-10 | 7.858e-10 | 7.858e-10 | 7.858e-10 | 7.858e-10 | 7.858e-10 | 7.858e-10 | 7.858e-10 | 7.858e-10 | 7.858e-10 | 7.858e-10
Spare 2 asset
|  |  |  | USD to Som exchange rate curve | 0 | Som / USD | 0 | 0 | 11000 | 11000 | 11000 | 11000 | 11000 | 11110.1644 | 11333.8142 | 11536.1195 | 11713.159 | 11892.9154 | 12069.5429 | 12248.7935 | 12430.7063 | 12615.3207 | 12802.677 | 12992.8157 | 13185.7783 | 13381.6067 | 13580.3435 | 13782.0317 | 13986.7154 | 14194.4389 | 14405.2474 | 14619.1867 | 14836.3033 | 15056.6445 | 15280.258 | 15507.1925 | 15737.4973 | 15971.2226 | 16208.4189 | 16449.138 | 16693.4322 | 16941.3544 | 17192.9587 | 17448.2997 | 17707.4328 | 17970.4145 | 18237.3018 | 18508.1529 | 18783.0264 | 19061.9823 | 19345.081 | 19632.3842 | 19923.9542 | 20219.8546 | 20520.1494 | 20824.9041 | 21134.1849 | 21448.0589 | 21766.5944 | 22089.8607 | 22417.9279 | 22750.8675 | 23088.7516 | 23431.6539 | 23779.6487 | 24132.8118 | 24491.2199 | 24854.9509 | 25224.0839 | 25598.699 | 25978.8777 | 26364.7026 | 26756.2576 | 27153.6277 | 27556.8994 | 27966.1603 | 27966.1603 | 27966.1603 | 27966.1603 | 27966.1603 | 27966.1603 | 27966.1603 | 27966.1603 | 27966.1603 | 27966.1603 | 27966.1603 | 27966.1603 | 27966.1603 | 27966.1603 | 27966.1603 | 27966.1603 | 27966.1603 | 27966.1603 | 27966.1603
|  |  | 1 | [spare 2] s.a. | 0 | USD 000s | 0 | 0 | 0 | 0 | 0 | 0 | 0 | 0 | 0 | 0 | 0 | 0 | 0 | 0 | 0 | 0 | 0 | 0 | 0 | 0 | 0 | 0 | 0 | 0 | 0 | 0 | 0 | 0 | 0 | 0 | 0 | 0 | 0 | 0 | 0 | 0 | 0 | 0 | 0 | 0 | 0 | 0 | 0 | 0 | 0 | 0 | 0 | 0 | 0 | 0 | 0 | 0 | 0 | 0 | 0 | 0 | 0 | 0 | 0 | 0 | 0 | 0 | 0 | 0 | 0 | 0 | 0 | 0 | 0 | 0 | 0 | 0 | 0 | 0 | 0 | 0 | 0 | 0 | 0 | 0 | 0 | 0 | 0 | 0 | 0 | 0 | 0 | 0
|  |  |  | Finance costs applicable to Spare 2 asset | 0 | USD 000s | 0 | 0 | 0 | 0 | 0 | 0 | 0 | 0 | 0 | 0 | 0 | 0 | 0 | 0 | 0 | 0 | 0 | 0 | 0 | 0 | 0 | 0 | 0 | 0 | 0 | 0 | 0 | 0 | 0 | 0 | 0 | 0 | 0 | 0 | 0 | 0 | 0 | 0 | 0 | 0 | 0 | 0 | 0 | 0 | 0 | 0 | 0 | 0 | 0 | 0 | 0 | 0 | 0 | 0 | 0 | 0 | 0 | 0 | 0 | 0 | 0 | 0 | 0 | 0 | 0 | 0 | 0 | 0 | 0 | 0 | 0 | 0 | 0 | 0 | 0 | 0 | 0 | 0 | 0 | 0 | 0 | 0 | 0 | 0 | 0 | 0 | 0 | 0
|  |  |  | Spare 2 asset additions - adjusted - in UZS |  | SOM Mn | 0 |  | 0 | 0 | 0 | 0 | 0 | 0 | 0 | 0 | 0 | 0 | 0 | 0 | 0 | 0 | 0 | 0 | 0 | 0 | 0 | 0 | 0 | 0 | 0 | 0 | 0 | 0 | 0 | 0 | 0 | 0 | 0 | 0 | 0 | 0 | 0 | 0 | 0 | 0 | 0 | 0 | 0 | 0 | 0 | 0 | 0 | 0 | 0 | 0 | 0 | 0 | 0 | 0 | 0 | 0 | 0 | 0 | 0 | 0 | 0 | 0 | 0 | 0 | 0 | 0 | 0 | 0 | 0 | 0 | 0 | 0 | 0 | 0 | 0 | 0 | 0 | 0 | 0 | 0 | 0 | 0 | 0 | 0 | 0 | 0 | 0 | 0
|  |  |  | Tax depreciation switch | 1 | switch
|  |  |  | Spare 2 asset additions - adjusted - in UZS | 0 | SOM Mn | 0 | 0 | 0 | 0 | 0 | 0 | 0 | 0 | 0 | 0 | 0 | 0 | 0 | 0 | 0 | 0 | 0 | 0 | 0 | 0 | 0 | 0 | 0 | 0 | 0 | 0 | 0 | 0 | 0 | 0 | 0 | 0 | 0 | 0 | 0 | 0 | 0 | 0 | 0 | 0 | 0 | 0 | 0 | 0 | 0 | 0 | 0 | 0 | 0 | 0 | 0 | 0 | 0 | 0 | 0 | 0 | 0 | 0 | 0 | 0 | 0 | 0 | 0 | 0 | 0 | 0 | 0 | 0 | 0 | 0 | 0 | 0 | 0 | 0 | 0 | 0 | 0 | 0 | 0 | 0 | 0 | 0 | 0 | 0 | 0 | 0 | 0 | 0
|  |  |  | Spare 2 asset cost in UZS |  | SOM Mn | 0 |  | 0 | 0 | 0 | 0 | 0 | 0 | 0 | 0 | 0 | 0 | 0 | 0 | 0 | 0 | 0 | 0 | 0 | 0 | 0 | 0 | 0 | 0 | 0 | 0 | 0 | 0 | 0 | 0 | 0 | 0 | 0 | 0 | 0 | 0 | 0 | 0 | 0 | 0 | 0 | 0 | 0 | 0 | 0 | 0 | 0 | 0 | 0 | 0 | 0 | 0 | 0 | 0 | 0 | 0 | 0 | 0 | 0 | 0 | 0 | 0 | 0 | 0 | 0 | 0 | 0 | 0 | 0 | 0 | 0 | 0 | 0 | 0 | 0 | 0 | 0 | 0 | 0 | 0 | 0 | 0 | 0 | 0 | 0 | 0 | 0 | 0
|  |  |  | Total Spare 2 asset cost in UZS | 0 | SOM Mn
|  |  |  | Solar assets depreciation method | 1 | 1 = SLM, 2 = WDV
|  |  |  | Total Spare 2 asset cost in UZS | 0 | SOM Mn
|  |  |  | Spare 2 asset costs depreciation allowed for tax | 0% | % | 100% | 0% | bar: 1 to 86
|  |  |  | Spare 2 asset cost for tax balance in UZS BEG | 0 | SOM Mn | 0 | 0 | 0 | 0 | 0 | 0 | 0 | 0 | 0 | 0 | 0 | 0 | 0 | 0 | 0 | 0 | 0 | 0 | 0 | 0 | 0 | 0 | 0 | 0 | 0 | 0 | 0 | 0 | 0 | 0 | 0 | 0 | 0 | 0 | 0 | 0 | 0 | 0 | 0 | 0 | 0 | 0 | 0 | 0 | 0 | 0 | 0 | 0 | 0 | 0 | 0 | 0 | 0 | 0 | 0 | 0 | 0 | 0 | 0 | 0 | 0 | 0 | 0 | 0 | 0 | 0 | 0 | 0 | 0 | 0 | 0 | 0 | 0 | 0 | 0 | 0 | 0 | 0 | 0 | 0 | 0 | 0 | 0 | 0 | 0 | 0 | 0 | 0
|  |  |  | EGR periods flag | 0 | flag | 3 | 0 | 0 | 0 | 0 | 0 | 0 | 1 | 1 | 1 | 0 | 0 | 0 | 0 | 0 | 0 | 0 | 0 | 0 | 0 | 0 | 0 | 0 | 0 | 0 | 0 | 0 | 0 | 0 | 0 | 0 | 0 | 0 | 0 | 0 | 0 | 0 | 0 | 0 | 0 | 0 | 0 | 0 | 0 | 0 | 0 | 0 | 0 | 0 | 0 | 0 | 0 | 0 | 0 | 0 | 0 | 0 | 0 | 0 | 0 | 0 | 0 | 0 | 0 | 0 | 0 | 0 | 0 | 0 | 0 | 0 | 0 | 0 | 0 | 0 | 0 | 0 | 0 | 0 | 0 | 0 | 0 | 0 | 0 | 0 | 0 | 0 | 0
|  |  |  | Useful life of non current assets flag | 0 | flag | 60 | 0 | 0 | 0 | 0 | 0 | 0 | 0 | 0 | 0 | 1 | 1 | 1 | 1 | 1 | 1 | 1 | 1 | 1 | 1 | 1 | 1 | 1 | 1 | 1 | 1 | 1 | 1 | 1 | 1 | 1 | 1 | 1 | 1 | 1 | 1 | 1 | 1 | 1 | 1 | 1 | 1 | 1 | 1 | 1 | 1 | 1 | 1 | 1 | 1 | 1 | 1 | 1 | 1 | 1 | 1 | 1 | 1 | 1 | 1 | 1 | 1 | 1 | 1 | 1 | 1 | 1 | 1 | 1 | 1 | 0 | 0 | 0 | 0 | 0 | 0 | 0 | 0 | 0 | 0 | 0 | 0 | 0 | 0 | 0 | 0 | 0 | 0
|  |  |  | Spare 2 asset cost depreciation allowed for tax in UZS |  | SOM Mn | 0 | 0 | 0 | 0 | 0 | 0 | 0 | 0 | 0 | 0 | 0 | 0 | 0 | 0 | 0 | 0 | 0 | 0 | 0 | 0 | 0 | 0 | 0 | 0 | 0 | 0 | 0 | 0 | 0 | 0 | 0 | 0 | 0 | 0 | 0 | 0 | 0 | 0 | 0 | 0 | 0 | 0 | 0 | 0 | 0 | 0 | 0 | 0 | 0 | 0 | 0 | 0 | 0 | 0 | 0 | 0 | 0 | 0 | 0 | 0 | 0 | 0 | 0 | 0 | 0 | 0 | 0 | 0 | 0 | 0 | 0 | 0 | 0 | 0 | 0 | 0 | 0 | 0 | 0 | 0 | 0 | 0 | 0 | 0 | 0 | 0 | 0 | 0
|  |  |  | Total Spare 2 asset cost in UZS | 0 | SOM Mn
|  |  |  | 1st period of revenue | 0 | flag | 1 | 0 | 0 | 0 | 0 | 0 | 0 | 1 | 0 | 0 | 0 | 0 | 0 | 0 | 0 | 0 | 0 | 0 | 0 | 0 | 0 | 0 | 0 | 0 | 0 | 0 | 0 | 0 | 0 | 0 | 0 | 0 | 0 | 0 | 0 | 0 | 0 | 0 | 0 | 0 | 0 | 0 | 0 | 0 | 0 | 0 | 0 | 0 | 0 | 0 | 0 | 0 | 0 | 0 | 0 | 0 | 0 | 0 | 0 | 0 | 0 | 0 | 0 | 0 | 0 | 0 | 0 | 0 | 0 | 0 | 0 | 0 | 0 | 0 | 0 | 0 | 0 | 0 | 0 | 0 | 0 | 0 | 0 | 0 | 0 | 0 | 0 | 0
|  |  |  | Spare 2 asset cost for tax balance in UZS BEG |  | SOM Mn |  |  | 0 | 0 | 0 | 0 | 0 | 0 | 0 | 0 | 0 | 0 | 0 | 0 | 0 | 0 | 0 | 0 | 0 | 0 | 0 | 0 | 0 | 0 | 0 | 0 | 0 | 0 | 0 | 0 | 0 | 0 | 0 | 0 | 0 | 0 | 0 | 0 | 0 | 0 | 0 | 0 | 0 | 0 | 0 | 0 | 0 | 0 | 0 | 0 | 0 | 0 | 0 | 0 | 0 | 0 | 0 | 0 | 0 | 0 | 0 | 0 | 0 | 0 | 0 | 0 | 0 | 0 | 0 | 0 | 0 | 0 | 0 | 0 | 0 | 0 | 0 | 0 | 0 | 0 | 0 | 0 | 0 | 0 | 0 | 0 | 0 | 0
|  |  |  | Spare 2 asset cost depreciation allowed for tax in UZS | 0 | SOM Mn | 0 | 0 | 0 | 0 | 0 | 0 | 0 | 0 | 0 | 0 | 0 | 0 | 0 | 0 | 0 | 0 | 0 | 0 | 0 | 0 | 0 | 0 | 0 | 0 | 0 | 0 | 0 | 0 | 0 | 0 | 0 | 0 | 0 | 0 | 0 | 0 | 0 | 0 | 0 | 0 | 0 | 0 | 0 | 0 | 0 | 0 | 0 | 0 | 0 | 0 | 0 | 0 | 0 | 0 | 0 | 0 | 0 | 0 | 0 | 0 | 0 | 0 | 0 | 0 | 0 | 0 | 0 | 0 | 0 | 0 | 0 | 0 | 0 | 0 | 0 | 0 | 0 | 0 | 0 | 0 | 0 | 0 | 0 | 0 | 0 | 0 | 0 | 0
|  |  |  | Spare 2 asset cost for tax balance in UZS |  | SOM Mn |  |  | 0 | 0 | 0 | 0 | 0 | 0 | 0 | 0 | 0 | 0 | 0 | 0 | 0 | 0 | 0 | 0 | 0 | 0 | 0 | 0 | 0 | 0 | 0 | 0 | 0 | 0 | 0 | 0 | 0 | 0 | 0 | 0 | 0 | 0 | 0 | 0 | 0 | 0 | 0 | 0 | 0 | 0 | 0 | 0 | 0 | 0 | 0 | 0 | 0 | 0 | 0 | 0 | 0 | 0 | 0 | 0 | 0 | 0 | 0 | 0 | 0 | 0 | 0 | 0 | 0 | 0 | 0 | 0 | 0 | 0 | 0 | 0 | 0 | 0 | 0 | 0 | 0 | 0 | 0 | 0 | 0 | 0 | 0 | 0 | 0 | 0
Spare 3 asset
|  |  |  | USD to Som exchange rate curve | 0 | Som / USD | 0 | 0 | 11000 | 11000 | 11000 | 11000 | 11000 | 11110.1644 | 11333.8142 | 11536.1195 | 11713.159 | 11892.9154 | 12069.5429 | 12248.7935 | 12430.7063 | 12615.3207 | 12802.677 | 12992.8157 | 13185.7783 | 13381.6067 | 13580.3435 | 13782.0317 | 13986.7154 | 14194.4389 | 14405.2474 | 14619.1867 | 14836.3033 | 15056.6445 | 15280.258 | 15507.1925 | 15737.4973 | 15971.2226 | 16208.4189 | 16449.138 | 16693.4322 | 16941.3544 | 17192.9587 | 17448.2997 | 17707.4328 | 17970.4145 | 18237.3018 | 18508.1529 | 18783.0264 | 19061.9823 | 19345.081 | 19632.3842 | 19923.9542 | 20219.8546 | 20520.1494 | 20824.9041 | 21134.1849 | 21448.0589 | 21766.5944 | 22089.8607 | 22417.9279 | 22750.8675 | 23088.7516 | 23431.6539 | 23779.6487 | 24132.8118 | 24491.2199 | 24854.9509 | 25224.0839 | 25598.699 | 25978.8777 | 26364.7026 | 26756.2576 | 27153.6277 | 27556.8994 | 27966.1603 | 27966.1603 | 27966.1603 | 27966.1603 | 27966.1603 | 27966.1603 | 27966.1603 | 27966.1603 | 27966.1603 | 27966.1603 | 27966.1603 | 27966.1603 | 27966.1603 | 27966.1603 | 27966.1603 | 27966.1603 | 27966.1603 | 27966.1603 | 27966.1603
|  |  | 1 | [spare 3] s.a. | 0 | USD 000s | 0 | 0 | 0 | 0 | 0 | 0 | 0 | 0 | 0 | 0 | 0 | 0 | 0 | 0 | 0 | 0 | 0 | 0 | 0 | 0 | 0 | 0 | 0 | 0 | 0 | 0 | 0 | 0 | 0 | 0 | 0 | 0 | 0 | 0 | 0 | 0 | 0 | 0 | 0 | 0 | 0 | 0 | 0 | 0 | 0 | 0 | 0 | 0 | 0 | 0 | 0 | 0 | 0 | 0 | 0 | 0 | 0 | 0 | 0 | 0 | 0 | 0 | 0 | 0 | 0 | 0 | 0 | 0 | 0 | 0 | 0 | 0 | 0 | 0 | 0 | 0 | 0 | 0 | 0 | 0 | 0 | 0 | 0 | 0 | 0 | 0 | 0 | 0
|  |  |  | Finance costs applicable to Spare 3 asset | 0 | USD 000s | 0 | 0 | 0 | 0 | 0 | 0 | 0 | 0 | 0 | 0 | 0 | 0 | 0 | 0 | 0 | 0 | 0 | 0 | 0 | 0 | 0 | 0 | 0 | 0 | 0 | 0 | 0 | 0 | 0 | 0 | 0 | 0 | 0 | 0 | 0 | 0 | 0 | 0 | 0 | 0 | 0 | 0 | 0 | 0 | 0 | 0 | 0 | 0 | 0 | 0 | 0 | 0 | 0 | 0 | 0 | 0 | 0 | 0 | 0 | 0 | 0 | 0 | 0 | 0 | 0 | 0 | 0 | 0 | 0 | 0 | 0 | 0 | 0 | 0 | 0 | 0 | 0 | 0 | 0 | 0 | 0 | 0 | 0 | 0 | 0 | 0 | 0 | 0
|  |  |  | Spare 3 asset additions - adjusted - in UZS |  | SOM Mn | 0 |  | 0 | 0 | 0 | 0 | 0 | 0 | 0 | 0 | 0 | 0 | 0 | 0 | 0 | 0 | 0 | 0 | 0 | 0 | 0 | 0 | 0 | 0 | 0 | 0 | 0 | 0 | 0 | 0 | 0 | 0 | 0 | 0 | 0 | 0 | 0 | 0 | 0 | 0 | 0 | 0 | 0 | 0 | 0 | 0 | 0 | 0 | 0 | 0 | 0 | 0 | 0 | 0 | 0 | 0 | 0 | 0 | 0 | 0 | 0 | 0 | 0 | 0 | 0 | 0 | 0 | 0 | 0 | 0 | 0 | 0 | 0 | 0 | 0 | 0 | 0 | 0 | 0 | 0 | 0 | 0 | 0 | 0 | 0 | 0 | 0 | 0
|  |  |  | Tax depreciation switch | 1 | switch
|  |  |  | Spare 3 asset additions - adjusted - in UZS | 0 | SOM Mn | 0 | 0 | 0 | 0 | 0 | 0 | 0 | 0 | 0 | 0 | 0 | 0 | 0 | 0 | 0 | 0 | 0 | 0 | 0 | 0 | 0 | 0 | 0 | 0 | 0 | 0 | 0 | 0 | 0 | 0 | 0 | 0 | 0 | 0 | 0 | 0 | 0 | 0 | 0 | 0 | 0 | 0 | 0 | 0 | 0 | 0 | 0 | 0 | 0 | 0 | 0 | 0 | 0 | 0 | 0 | 0 | 0 | 0 | 0 | 0 | 0 | 0 | 0 | 0 | 0 | 0 | 0 | 0 | 0 | 0 | 0 | 0 | 0 | 0 | 0 | 0 | 0 | 0 | 0 | 0 | 0 | 0 | 0 | 0 | 0 | 0 | 0 | 0
|  |  |  | Spare 3 asset cost in UZS |  | SOM Mn | 0 |  | 0 | 0 | 0 | 0 | 0 | 0 | 0 | 0 | 0 | 0 | 0 | 0 | 0 | 0 | 0 | 0 | 0 | 0 | 0 | 0 | 0 | 0 | 0 | 0 | 0 | 0 | 0 | 0 | 0 | 0 | 0 | 0 | 0 | 0 | 0 | 0 | 0 | 0 | 0 | 0 | 0 | 0 | 0 | 0 | 0 | 0 | 0 | 0 | 0 | 0 | 0 | 0 | 0 | 0 | 0 | 0 | 0 | 0 | 0 | 0 | 0 | 0 | 0 | 0 | 0 | 0 | 0 | 0 | 0 | 0 | 0 | 0 | 0 | 0 | 0 | 0 | 0 | 0 | 0 | 0 | 0 | 0 | 0 | 0 | 0 | 0
|  |  |  | Total Spare 3 asset cost in UZS | 0 | SOM Mn
|  |  |  | Solar assets depreciation method | 1 | 1 = SLM, 2 = WDV
|  |  |  | Total Spare 3 asset cost in UZS | 0 | SOM Mn
|  |  |  | Spare 3 asset costs depreciation allowed for tax | 0% | % | 100% | 0% | bar: 1 to 86
|  |  |  | Spare 3 asset cost for tax balance in UZS BEG | 0 | SOM Mn | 0 | 0 | 0 | 0 | 0 | 0 | 0 | 0 | 0 | 0 | 0 | 0 | 0 | 0 | 0 | 0 | 0 | 0 | 0 | 0 | 0 | 0 | 0 | 0 | 0 | 0 | 0 | 0 | 0 | 0 | 0 | 0 | 0 | 0 | 0 | 0 | 0 | 0 | 0 | 0 | 0 | 0 | 0 | 0 | 0 | 0 | 0 | 0 | 0 | 0 | 0 | 0 | 0 | 0 | 0 | 0 | 0 | 0 | 0 | 0 | 0 | 0 | 0 | 0 | 0 | 0 | 0 | 0 | 0 | 0 | 0 | 0 | 0 | 0 | 0 | 0 | 0 | 0 | 0 | 0 | 0 | 0 | 0 | 0 | 0 | 0 | 0 | 0 | 0 | 0 | 0 | 0 | 0 | 0 | 0 | 0 | 0 | 0
|  |  |  | EGR periods flag | 0 | flag | 3 | 0 | 0 | 0 | 0 | 0 | 0 | 1 | 1 | 1 | 0 | 0 | 0 | 0 | 0 | 0 | 0 | 0 | 0 | 0 | 0 | 0 | 0 | 0 | 0 | 0 | 0 | 0 | 0 | 0 | 0 | 0 | 0 | 0 | 0 | 0 | 0 | 0 | 0 | 0 | 0 | 0 | 0 | 0 | 0 | 0 | 0 | 0 | 0 | 0 | 0 | 0 | 0 | 0 | 0 | 0 | 0 | 0 | 0 | 0 | 0 | 0 | 0 | 0 | 0 | 0 | 0 | 0 | 0 | 0 | 0 | 0 | 0 | 0 | 0 | 0 | 0 | 0 | 0 | 0 | 0 | 0 | 0 | 0 | 0 | 0 | 0 | 0
|  |  |  | Useful life of non current assets flag | 0 | flag | 60 | 0 | 0 | 0 | 0 | 0 | 0 | 0 | 0 | 0 | 1 | 1 | 1 | 1 | 1 | 1 | 1 | 1 | 1 | 1 | 1 | 1 | 1 | 1 | 1 | 1 | 1 | 1 | 1 | 1 | 1 | 1 | 1 | 1 | 1 | 1 | 1 | 1 | 1 | 1 | 1 | 1 | 1 | 1 | 1 | 1 | 1 | 1 | 1 | 1 | 1 | 1 | 1 | 1 | 1 | 1 | 1 | 1 | 1 | 1 | 1 | 1 | 1 | 1 | 1 | 1 | 1 | 1 | 1 | 1 | 0 | 0 | 0 | 0 | 0 | 0 | 0 | 0 | 0 | 0 | 0 | 0 | 0 | 0 | 0 | 0 | 0 | 0
|  |  |  | Spare 3 asset cost depreciation allowed for tax in UZS |  | SOM Mn | 0 | 0 | 0 | 0 | 0 | 0 | 0 | 0 | 0 | 0 | 0 | 0 | 0 | 0 | 0 | 0 | 0 | 0 | 0 | 0 | 0 | 0 | 0 | 0 | 0 | 0 | 0 | 0 | 0 | 0 | 0 | 0 | 0 | 0 | 0 | 0 | 0 | 0 | 0 | 0 | 0 | 0 | 0 | 0 | 0 | 0 | 0 | 0 | 0 | 0 | 0 | 0 | 0 | 0 | 0 | 0 | 0 | 0 | 0 | 0 | 0 | 0 | 0 | 0 | 0 | 0 | 0 | 0 | 0 | 0 | 0 | 0 | 0 | 0 | 0 | 0 | 0 | 0 | 0 | 0 | 0 | 0 | 0 | 0 | 0 | 0 | 0 | 0
|  |  |  | Total Spare 3 asset cost in UZS | 0 | SOM Mn
|  |  |  | 1st period of revenue | 0 | flag | 1 | 0 | 0 | 0 | 0 | 0 | 0 | 1 | 0 | 0 | 0 | 0 | 0 | 0 | 0 | 0 | 0 | 0 | 0 | 0 | 0 | 0 | 0 | 0 | 0 | 0 | 0 | 0 | 0 | 0 | 0 | 0 | 0 | 0 | 0 | 0 | 0 | 0 | 0 | 0 | 0 | 0 | 0 | 0 | 0 | 0 | 0 | 0 | 0 | 0 | 0 | 0 | 0 | 0 | 0 | 0 | 0 | 0 | 0 | 0 | 0 | 0 | 0 | 0 | 0 | 0 | 0 | 0 | 0 | 0 | 0 | 0 | 0 | 0 | 0 | 0 | 0 | 0 | 0 | 0 | 0 | 0 | 0 | 0 | 0 | 0 | 0 | 0
|  |  |  | Spare 3 asset cost for tax balance in UZS BEG |  | SOM Mn |  |  | 0 | 0 | 0 | 0 | 0 | 0 | 0 | 0 | 0 | 0 | 0 | 0 | 0 | 0 | 0 | 0 | 0 | 0 | 0 | 0 | 0 | 0 | 0 | 0 | 0 | 0 | 0 | 0 | 0 | 0 | 0 | 0 | 0 | 0 | 0 | 0 | 0 | 0 | 0 | 0 | 0 | 0 | 0 | 0 | 0 | 0 | 0 | 0 | 0 | 0 | 0 | 0 | 0 | 0 | 0 | 0 | 0 | 0 | 0 | 0 | 0 | 0 | 0 | 0 | 0 | 0 | 0 | 0 | 0 | 0 | 0 | 0 | 0 | 0 | 0 | 0 | 0 | 0 | 0 | 0 | 0 | 0 | 0 | 0 | 0 | 0
|  |  |  | Spare 3 asset cost depreciation allowed for tax in UZS | 0 | SOM Mn | 0 | 0 | 0 | 0 | 0 | 0 | 0 | 0 | 0 | 0 | 0 | 0 | 0 | 0 | 0 | 0 | 0 | 0 | 0 | 0 | 0 | 0 | 0 | 0 | 0 | 0 | 0 | 0 | 0 | 0 | 0 | 0 | 0 | 0 | 0 | 0 | 0 | 0 | 0 | 0 | 0 | 0 | 0 | 0 | 0 | 0 | 0 | 0 | 0 | 0 | 0 | 0 | 0 | 0 | 0 | 0 | 0 | 0 | 0 | 0 | 0 | 0 | 0 | 0 | 0 | 0 | 0 | 0 | 0 | 0 | 0 | 0 | 0 | 0 | 0 | 0 | 0 | 0 | 0 | 0 | 0 | 0 | 0 | 0 | 0 | 0 | 0 | 0
|  |  |  | Spare 3 asset cost for tax balance in UZS |  | SOM Mn |  |  | 0 | 0 | 0 | 0 | 0 | 0 | 0 | 0 | 0 | 0 | 0 | 0 | 0 | 0 | 0 | 0 | 0 | 0 | 0 | 0 | 0 | 0 | 0 | 0 | 0 | 0 | 0 | 0 | 0 | 0 | 0 | 0 | 0 | 0 | 0 | 0 | 0 | 0 | 0 | 0 | 0 | 0 | 0 | 0 | 0 | 0 | 0 | 0 | 0 | 0 | 0 | 0 | 0 | 0 | 0 | 0 | 0 | 0 | 0 | 0 | 0 | 0 | 0 | 0 | 0 | 0 | 0 | 0 | 0 | 0 | 0 | 0 | 0 | 0 | 0 | 0 | 0 | 0 | 0 | 0 | 0 | 0 | 0 | 0 | 0 | 0
Spare 4 asset
|  |  |  | USD to Som exchange rate curve | 0 | Som / USD | 0 | 0 | 11000 | 11000 | 11000 | 11000 | 11000 | 11110.1644 | 11333.8142 | 11536.1195 | 11713.159 | 11892.9154 | 12069.5429 | 12248.7935 | 12430.7063 | 12615.3207 | 12802.677 | 12992.8157 | 13185.7783 | 13381.6067 | 13580.3435 | 13782.0317 | 13986.7154 | 14194.4389 | 14405.2474 | 14619.1867 | 14836.3033 | 15056.6445 | 15280.258 | 15507.1925 | 15737.4973 | 15971.2226 | 16208.4189 | 16449.138 | 16693.4322 | 16941.3544 | 17192.9587 | 17448.2997 | 17707.4328 | 17970.4145 | 18237.3018 | 18508.1529 | 18783.0264 | 19061.9823 | 19345.081 | 19632.3842 | 19923.9542 | 20219.8546 | 20520.1494 | 20824.9041 | 21134.1849 | 21448.0589 | 21766.5944 | 22089.8607 | 22417.9279 | 22750.8675 | 23088.7516 | 23431.6539 | 23779.6487 | 24132.8118 | 24491.2199 | 24854.9509 | 25224.0839 | 25598.699 | 25978.8777 | 26364.7026 | 26756.2576 | 27153.6277 | 27556.8994 | 27966.1603 | 27966.1603 | 27966.1603 | 27966.1603 | 27966.1603 | 27966.1603 | 27966.1603 | 27966.1603 | 27966.1603 | 27966.1603 | 27966.1603 | 27966.1603 | 27966.1603 | 27966.1603 | 27966.1603 | 27966.1603 | 27966.1603 | 27966.1603 | 27966.1603
|  |  | 1 | [spare 4] s.a. | 0 | USD 000s | 0 | 0 | 0 | 0 | 0 | 0 | 0 | 0 | 0 | 0 | 0 | 0 | 0 | 0 | 0 | 0 | 0 | 0 | 0 | 0 | 0 | 0 | 0 | 0 | 0 | 0 | 0 | 0 | 0 | 0 | 0 | 0 | 0 | 0 | 0 | 0 | 0 | 0 | 0 | 0 | 0 | 0 | 0 | 0 | 0 | 0 | 0 | 0 | 0 | 0 | 0 | 0 | 0 | 0 | 0 | 0 | 0 | 0 | 0 | 0 | 0 | 0 | 0 | 0 | 0 | 0 | 0 | 0 | 0 | 0 | 0 | 0 | 0 | 0 | 0 | 0 | 0 | 0 | 0 | 0 | 0 | 0 | 0 | 0 | 0 | 0 | 0 | 0
|  |  |  | Finance costs applicable to Spare 4 asset | 0 | USD 000s | 0 | 0 | 0 | 0 | 0 | 0 | 0 | 0 | 0 | 0 | 0 | 0 | 0 | 0 | 0 | 0 | 0 | 0 | 0 | 0 | 0 | 0 | 0 | 0 | 0 | 0 | 0 | 0 | 0 | 0 | 0 | 0 | 0 | 0 | 0 | 0 | 0 | 0 | 0 | 0 | 0 | 0 | 0 | 0 | 0 | 0 | 0 | 0 | 0 | 0 | 0 | 0 | 0 | 0 | 0 | 0 | 0 | 0 | 0 | 0 | 0 | 0 | 0 | 0 | 0 | 0 | 0 | 0 | 0 | 0 | 0 | 0 | 0 | 0 | 0 | 0 | 0 | 0 | 0 | 0 | 0 | 0 | 0 | 0 | 0 | 0 | 0 | 0
|  |  |  | Spare 4 asset additions - adjusted - in UZS |  | SOM Mn | 0 |  | 0 | 0 | 0 | 0 | 0 | 0 | 0 | 0 | 0 | 0 | 0 | 0 | 0 | 0 | 0 | 0 | 0 | 0 | 0 | 0 | 0 | 0 | 0 | 0 | 0 | 0 | 0 | 0 | 0 | 0 | 0 | 0 | 0 | 0 | 0 | 0 | 0 | 0 | 0 | 0 | 0 | 0 | 0 | 0 | 0 | 0 | 0 | 0 | 0 | 0 | 0 | 0 | 0 | 0 | 0 | 0 | 0 | 0 | 0 | 0 | 0 | 0 | 0 | 0 | 0 | 0 | 0 | 0 | 0 | 0 | 0 | 0 | 0 | 0 | 0 | 0 | 0 | 0 | 0 | 0 | 0 | 0 | 0 | 0 | 0 | 0
|  |  |  | Tax depreciation switch | 1 | switch
|  |  |  | Spare 4 asset additions - adjusted - in UZS | 0 | SOM Mn | 0 | 0 | 0 | 0 | 0 | 0 | 0 | 0 | 0 | 0 | 0 | 0 | 0 | 0 | 0 | 0 | 0 | 0 | 0 | 0 | 0 | 0 | 0 | 0 | 0 | 0 | 0 | 0 | 0 | 0 | 0 | 0 | 0 | 0 | 0 | 0 | 0 | 0 | 0 | 0 | 0 | 0 | 0 | 0 | 0 | 0 | 0 | 0 | 0 | 0 | 0 | 0 | 0 | 0 | 0 | 0 | 0 | 0 | 0 | 0 | 0 | 0 | 0 | 0 | 0 | 0 | 0 | 0 | 0 | 0 | 0 | 0 | 0 | 0 | 0 | 0 | 0 | 0 | 0 | 0 | 0 | 0 | 0 | 0 | 0 | 0 | 0 | 0
|  |  |  | Spare 4 asset cost in UZS |  | SOM Mn | 0 |  | 0 | 0 | 0 | 0 | 0 | 0 | 0 | 0 | 0 | 0 | 0 | 0 | 0 | 0 | 0 | 0 | 0 | 0 | 0 | 0 | 0 | 0 | 0 | 0 | 0 | 0 | 0 | 0 | 0 | 0 | 0 | 0 | 0 | 0 | 0 | 0 | 0 | 0 | 0 | 0 | 0 | 0 | 0 | 0 | 0 | 0 | 0 | 0 | 0 | 0 | 0 | 0 | 0 | 0 | 0 | 0 | 0 | 0 | 0 | 0 | 0 | 0 | 0 | 0 | 0 | 0 | 0 | 0 | 0 | 0 | 0 | 0 | 0 | 0 | 0 | 0 | 0 | 0 | 0 | 0 | 0 | 0 | 0 | 0 | 0 | 0
|  |  |  | Total Spare 4 asset cost in UZS | 0 | SOM Mn
|  |  |  | Solar assets depreciation method | 1 | 1 = SLM, 2 = WDV
|  |  |  | Total Spare 4 asset cost in UZS | 0 | SOM Mn
|  |  |  | Spare 4 asset costs depreciation allowed for tax | 0% | % | 100% | 0% | bar: 1 to 86
|  |  |  | Spare 4 asset cost for tax balance in UZS BEG | 0 | SOM Mn | 0 | 0 | 0 | 0 | 0 | 0 | 0 | 0 | 0 | 0 | 0 | 0 | 0 | 0 | 0 | 0 | 0 | 0 | 0 | 0 | 0 | 0 | 0 | 0 | 0 | 0 | 0 | 0 | 0 | 0 | 0 | 0 | 0 | 0 | 0 | 0 | 0 | 0 | 0 | 0 | 0 | 0 | 0 | 0 | 0 | 0 | 0 | 0 | 0 | 0 | 0 | 0 | 0 | 0 | 0 | 0 | 0 | 0 | 0 | 0 | 0 | 0 | 0 | 0 | 0 | 0 | 0 | 0 | 0 | 0 | 0 | 0 | 0 | 0 | 0 | 0 | 0 | 0 | 0 | 0 | 0 | 0 | 0 | 0 | 0 | 0 | 0 | 0
|  |  |  | EGR periods flag | 0 | flag | 3 | 0 | 0 | 0 | 0 | 0 | 0 | 1 | 1 | 1 | 0 | 0 | 0 | 0 | 0 | 0 | 0 | 0 | 0 | 0 | 0 | 0 | 0 | 0 | 0 | 0 | 0 | 0 | 0 | 0 | 0 | 0 | 0 | 0 | 0 | 0 | 0 | 0 | 0 | 0 | 0 | 0 | 0 | 0 | 0 | 0 | 0 | 0 | 0 | 0 | 0 | 0 | 0 | 0 | 0 | 0 | 0 | 0 | 0 | 0 | 0 | 0 | 0 | 0 | 0 | 0 | 0 | 0 | 0 | 0 | 0 | 0 | 0 | 0 | 0 | 0 | 0 | 0 | 0 | 0 | 0 | 0 | 0 | 0 | 0 | 0 | 0 | 0
|  |  |  | Useful life of non current assets flag | 0 | flag | 60 | 0 | 0 | 0 | 0 | 0 | 0 | 0 | 0 | 0 | 1 | 1 | 1 | 1 | 1 | 1 | 1 | 1 | 1 | 1 | 1 | 1 | 1 | 1 | 1 | 1 | 1 | 1 | 1 | 1 | 1 | 1 | 1 | 1 | 1 | 1 | 1 | 1 | 1 | 1 | 1 | 1 | 1 | 1 | 1 | 1 | 1 | 1 | 1 | 1 | 1 | 1 | 1 | 1 | 1 | 1 | 1 | 1 | 1 | 1 | 1 | 1 | 1 | 1 | 1 | 1 | 1 | 1 | 1 | 1 | 0 | 0 | 0 | 0 | 0 | 0 | 0 | 0 | 0 | 0 | 0 | 0 | 0 | 0 | 0 | 0 | 0 | 0
|  |  |  | Spare 4 asset cost depreciation allowed for tax in UZS |  | SOM Mn | 0 | 0 | 0 | 0 | 0 | 0 | 0 | 0 | 0 | 0 | 0 | 0 | 0 | 0 | 0 | 0 | 0 | 0 | 0 | 0 | 0 | 0 | 0 | 0 | 0 | 0 | 0 | 0 | 0 | 0 | 0 | 0 | 0 | 0 | 0 | 0 | 0 | 0 | 0 | 0 | 0 | 0 | 0 | 0 | 0 | 0 | 0 | 0 | 0 | 0 | 0 | 0 | 0 | 0 | 0 | 0 | 0 | 0 | 0 | 0 | 0 | 0 | 0 | 0 | 0 | 0 | 0 | 0 | 0 | 0 | 0 | 0 | 0 | 0 | 0 | 0 | 0 | 0 | 0 | 0 | 0 | 0 | 0 | 0 | 0 | 0 | 0 | 0
|  |  |  | Total Spare 4 asset cost in UZS | 0 | SOM Mn
|  |  |  | 1st period of revenue | 0 | flag | 1 | 0 | 0 | 0 | 0 | 0 | 0 | 1 | 0 | 0 | 0 | 0 | 0 | 0 | 0 | 0 | 0 | 0 | 0 | 0 | 0 | 0 | 0 | 0 | 0 | 0 | 0 | 0 | 0 | 0 | 0 | 0 | 0 | 0 | 0 | 0 | 0 | 0 | 0 | 0 | 0 | 0 | 0 | 0 | 0 | 0 | 0 | 0 | 0 | 0 | 0 | 0 | 0 | 0 | 0 | 0 | 0 | 0 | 0 | 0 | 0 | 0 | 0 | 0 | 0 | 0 | 0 | 0 | 0 | 0 | 0 | 0 | 0 | 0 | 0 | 0 | 0 | 0 | 0 | 0 | 0 | 0 | 0 | 0 | 0 | 0 | 0 | 0
|  |  |  | Spare 4 asset cost for tax balance in UZS BEG |  | SOM Mn |  |  | 0 | 0 | 0 | 0 | 0 | 0 | 0 | 0 | 0 | 0 | 0 | 0 | 0 | 0 | 0 | 0 | 0 | 0 | 0 | 0 | 0 | 0 | 0 | 0 | 0 | 0 | 0 | 0 | 0 | 0 | 0 | 0 | 0 | 0 | 0 | 0 | 0 | 0 | 0 | 0 | 0 | 0 | 0 | 0 | 0 | 0 | 0 | 0 | 0 | 0 | 0 | 0 | 0 | 0 | 0 | 0 | 0 | 0 | 0 | 0 | 0 | 0 | 0 | 0 | 0 | 0 | 0 | 0 | 0 | 0 | 0 | 0 | 0 | 0 | 0 | 0 | 0 | 0 | 0 | 0 | 0 | 0 | 0 | 0 | 0 | 0
|  |  |  | Spare 4 asset cost depreciation allowed for tax in UZS | 0 | SOM Mn | 0 | 0 | 0 | 0 | 0 | 0 | 0 | 0 | 0 | 0 | 0 | 0 | 0 | 0 | 0 | 0 | 0 | 0 | 0 | 0 | 0 | 0 | 0 | 0 | 0 | 0 | 0 | 0 | 0 | 0 | 0 | 0 | 0 | 0 | 0 | 0 | 0 | 0 | 0 | 0 | 0 | 0 | 0 | 0 | 0 | 0 | 0 | 0 | 0 | 0 | 0 | 0 | 0 | 0 | 0 | 0 | 0 | 0 | 0 | 0 | 0 | 0 | 0 | 0 | 0 | 0 | 0 | 0 | 0 | 0 | 0 | 0 | 0 | 0 | 0 | 0 | 0 | 0 | 0 | 0 | 0 | 0 | 0 | 0 | 0 | 0 | 0 | 0
|  |  |  | Spare 4 asset cost for tax balance in UZS |  | SOM Mn |  |  | 0 | 0 | 0 | 0 | 0 | 0 | 0 | 0 | 0 | 0 | 0 | 0 | 0 | 0 | 0 | 0 | 0 | 0 | 0 | 0 | 0 | 0 | 0 | 0 | 0 | 0 | 0 | 0 | 0 | 0 | 0 | 0 | 0 | 0 | 0 | 0 | 0 | 0 | 0 | 0 | 0 | 0 | 0 | 0 | 0 | 0 | 0 | 0 | 0 | 0 | 0 | 0 | 0 | 0 | 0 | 0 | 0 | 0 | 0 | 0 | 0 | 0 | 0 | 0 | 0 | 0 | 0 | 0 | 0 | 0 | 0 | 0 | 0 | 0 | 0 | 0 | 0 | 0 | 0 | 0 | 0 | 0 | 0 | 0 | 0 | 0
Spare 5 asset
|  |  |  | USD to Som exchange rate curve | 0 | Som / USD | 0 | 0 | 11000 | 11000 | 11000 | 11000 | 11000 | 11110.1644 | 11333.8142 | 11536.1195 | 11713.159 | 11892.9154 | 12069.5429 | 12248.7935 | 12430.7063 | 12615.3207 | 12802.677 | 12992.8157 | 13185.7783 | 13381.6067 | 13580.3435 | 13782.0317 | 13986.7154 | 14194.4389 | 14405.2474 | 14619.1867 | 14836.3033 | 15056.6445 | 15280.258 | 15507.1925 | 15737.4973 | 15971.2226 | 16208.4189 | 16449.138 | 16693.4322 | 16941.3544 | 17192.9587 | 17448.2997 | 17707.4328 | 17970.4145 | 18237.3018 | 18508.1529 | 18783.0264 | 19061.9823 | 19345.081 | 19632.3842 | 19923.9542 | 20219.8546 | 20520.1494 | 20824.9041 | 21134.1849 | 21448.0589 | 21766.5944 | 22089.8607 | 22417.9279 | 22750.8675 | 23088.7516 | 23431.6539 | 23779.6487 | 24132.8118 | 24491.2199 | 24854.9509 | 25224.0839 | 25598.699 | 25978.8777 | 26364.7026 | 26756.2576 | 27153.6277 | 27556.8994 | 27966.1603 | 27966.1603 | 27966.1603 | 27966.1603 | 27966.1603 | 27966.1603 | 27966.1603 | 27966.1603 | 27966.1603 | 27966.1603 | 27966.1603 | 27966.1603 | 27966.1603 | 27966.1603 | 27966.1603 | 27966.1603 | 27966.1603 | 27966.1603 | 27966.1603
|  |  | 1 | [spare 5] s.a. | 0 | USD 000s | 0 | 0 | 0 | 0 | 0 | 0 | 0 | 0 | 0 | 0 | 0 | 0 | 0 | 0 | 0 | 0 | 0 | 0 | 0 | 0 | 0 | 0 | 0 | 0 | 0 | 0 | 0 | 0 | 0 | 0 | 0 | 0 | 0 | 0 | 0 | 0 | 0 | 0 | 0 | 0 | 0 | 0 | 0 | 0 | 0 | 0 | 0 | 0 | 0 | 0 | 0 | 0 | 0 | 0 | 0 | 0 | 0 | 0 | 0 | 0 | 0 | 0 | 0 | 0 | 0 | 0 | 0 | 0 | 0 | 0 | 0 | 0 | 0 | 0 | 0 | 0 | 0 | 0 | 0 | 0 | 0 | 0 | 0 | 0 | 0 | 0 | 0 | 0
|  |  |  | Finance costs applicable to Spare 5 asset | 0 | USD 000s | 0 | 0 | 0 | 0 | 0 | 0 | 0 | 0 | 0 | 0 | 0 | 0 | 0 | 0 | 0 | 0 | 0 | 0 | 0 | 0 | 0 | 0 | 0 | 0 | 0 | 0 | 0 | 0 | 0 | 0 | 0 | 0 | 0 | 0 | 0 | 0 | 0 | 0 | 0 | 0 | 0 | 0 | 0 | 0 | 0 | 0 | 0 | 0 | 0 | 0 | 0 | 0 | 0 | 0 | 0 | 0 | 0 | 0 | 0 | 0 | 0 | 0 | 0 | 0 | 0 | 0 | 0 | 0 | 0 | 0 | 0 | 0 | 0 | 0 | 0 | 0 | 0 | 0 | 0 | 0 | 0 | 0 | 0 | 0 | 0 | 0 | 0 | 0
|  |  |  | Spare 5 asset additions - adjusted - in UZS |  | SOM Mn | 0 |  | 0 | 0 | 0 | 0 | 0 | 0 | 0 | 0 | 0 | 0 | 0 | 0 | 0 | 0 | 0 | 0 | 0 | 0 | 0 | 0 | 0 | 0 | 0 | 0 | 0 | 0 | 0 | 0 | 0 | 0 | 0 | 0 | 0 | 0 | 0 | 0 | 0 | 0 | 0 | 0 | 0 | 0 | 0 | 0 | 0 | 0 | 0 | 0 | 0 | 0 | 0 | 0 | 0 | 0 | 0 | 0 | 0 | 0 | 0 | 0 | 0 | 0 | 0 | 0 | 0 | 0 | 0 | 0 | 0 | 0 | 0 | 0 | 0 | 0 | 0 | 0 | 0 | 0 | 0 | 0 | 0 | 0 | 0 | 0 | 0 | 0
|  |  |  | Tax depreciation switch | 1 | switch
|  |  |  | Spare 5 asset additions - adjusted - in UZS | 0 | SOM Mn | 0 | 0 | 0 | 0 | 0 | 0 | 0 | 0 | 0 | 0 | 0 | 0 | 0 | 0 | 0 | 0 | 0 | 0 | 0 | 0 | 0 | 0 | 0 | 0 | 0 | 0 | 0 | 0 | 0 | 0 | 0 | 0 | 0 | 0 | 0 | 0 | 0 | 0 | 0 | 0 | 0 | 0 | 0 | 0 | 0 | 0 | 0 | 0 | 0 | 0 | 0 | 0 | 0 | 0 | 0 | 0 | 0 | 0 | 0 | 0 | 0 | 0 | 0 | 0 | 0 | 0 | 0 | 0 | 0 | 0 | 0 | 0 | 0 | 0 | 0 | 0 | 0 | 0 | 0 | 0 | 0 | 0 | 0 | 0 | 0 | 0 | 0 | 0
|  |  |  | Spare 5 asset cost in UZS |  | SOM Mn | 0 |  | 0 | 0 | 0 | 0 | 0 | 0 | 0 | 0 | 0 | 0 | 0 | 0 | 0 | 0 | 0 | 0 | 0 | 0 | 0 | 0 | 0 | 0 | 0 | 0 | 0 | 0 | 0 | 0 | 0 | 0 | 0 | 0 | 0 | 0 | 0 | 0 | 0 | 0 | 0 | 0 | 0 | 0 | 0 | 0 | 0 | 0 | 0 | 0 | 0 | 0 | 0 | 0 | 0 | 0 | 0 | 0 | 0 | 0 | 0 | 0 | 0 | 0 | 0 | 0 | 0 | 0 | 0 | 0 | 0 | 0 | 0 | 0 | 0 | 0 | 0 | 0 | 0 | 0 | 0 | 0 | 0 | 0 | 0 | 0 | 0 | 0
|  |  |  | Total Spare 5 asset cost in UZS | 0 | SOM Mn
|  |  |  | Solar assets depreciation method | 1 | 1 = SLM, 2 = WDV
|  |  |  | Total Spare 5 asset cost in UZS | 0 | SOM Mn
|  |  |  | Spare 5 asset costs depreciation allowed for tax | 0% | % | 100% | 0% | bar: 1 to 86
|  |  |  | Spare 5 asset cost for tax balance in UZS BEG | 0 | SOM Mn | 0 | 0 | 0 | 0 | 0 | 0 | 0 | 0 | 0 | 0 | 0 | 0 | 0 | 0 | 0 | 0 | 0 | 0 | 0 | 0 | 0 | 0 | 0 | 0 | 0 | 0 | 0 | 0 | 0 | 0 | 0 | 0 | 0 | 0 | 0 | 0 | 0 | 0 | 0 | 0 | 0 | 0 | 0 | 0 | 0 | 0 | 0 | 0 | 0 | 0 | 0 | 0 | 0 | 0 | 0 | 0 | 0 | 0 | 0 | 0 | 0 | 0 | 0 | 0 | 0 | 0 | 0 | 0 | 0 | 0 | 0 | 0 | 0 | 0 | 0 | 0 | 0 | 0 | 0 | 0 | 0 | 0 | 0 | 0 | 0 | 0 | 0 | 0
|  |  |  | EGR periods flag | 0 | flag | 3 | 0 | 0 | 0 | 0 | 0 | 0 | 1 | 1 | 1 | 0 | 0 | 0 | 0 | 0 | 0 | 0 | 0 | 0 | 0 | 0 | 0 | 0 | 0 | 0 | 0 | 0 | 0 | 0 | 0 | 0 | 0 | 0 | 0 | 0 | 0 | 0 | 0 | 0 | 0 | 0 | 0 | 0 | 0 | 0 | 0 | 0 | 0 | 0 | 0 | 0 | 0 | 0 | 0 | 0 | 0 | 0 | 0 | 0 | 0 | 0 | 0 | 0 | 0 | 0 | 0 | 0 | 0 | 0 | 0 | 0 | 0 | 0 | 0 | 0 | 0 | 0 | 0 | 0 | 0 | 0 | 0 | 0 | 0 | 0 | 0 | 0 | 0
|  |  |  | Useful life of non current assets flag | 0 | flag | 60 | 0 | 0 | 0 | 0 | 0 | 0 | 0 | 0 | 0 | 1 | 1 | 1 | 1 | 1 | 1 | 1 | 1 | 1 | 1 | 1 | 1 | 1 | 1 | 1 | 1 | 1 | 1 | 1 | 1 | 1 | 1 | 1 | 1 | 1 | 1 | 1 | 1 | 1 | 1 | 1 | 1 | 1 | 1 | 1 | 1 | 1 | 1 | 1 | 1 | 1 | 1 | 1 | 1 | 1 | 1 | 1 | 1 | 1 | 1 | 1 | 1 | 1 | 1 | 1 | 1 | 1 | 1 | 1 | 1 | 0 | 0 | 0 | 0 | 0 | 0 | 0 | 0 | 0 | 0 | 0 | 0 | 0 | 0 | 0 | 0 | 0 | 0
|  |  |  | Spare 5 asset cost depreciation allowed for tax in UZS |  | SOM Mn | 0 | 0 | 0 | 0 | 0 | 0 | 0 | 0 | 0 | 0 | 0 | 0 | 0 | 0 | 0 | 0 | 0 | 0 | 0 | 0 | 0 | 0 | 0 | 0 | 0 | 0 | 0 | 0 | 0 | 0 | 0 | 0 | 0 | 0 | 0 | 0 | 0 | 0 | 0 | 0 | 0 | 0 | 0 | 0 | 0 | 0 | 0 | 0 | 0 | 0 | 0 | 0 | 0 | 0 | 0 | 0 | 0 | 0 | 0 | 0 | 0 | 0 | 0 | 0 | 0 | 0 | 0 | 0 | 0 | 0 | 0 | 0 | 0 | 0 | 0 | 0 | 0 | 0 | 0 | 0 | 0 | 0 | 0 | 0 | 0 | 0 | 0 | 0
|  |  |  | Total Spare 5 asset cost in UZS | 0 | SOM Mn
|  |  |  | 1st period of revenue | 0 | flag | 1 | 0 | 0 | 0 | 0 | 0 | 0 | 1 | 0 | 0 | 0 | 0 | 0 | 0 | 0 | 0 | 0 | 0 | 0 | 0 | 0 | 0 | 0 | 0 | 0 | 0 | 0 | 0 | 0 | 0 | 0 | 0 | 0 | 0 | 0 | 0 | 0 | 0 | 0 | 0 | 0 | 0 | 0 | 0 | 0 | 0 | 0 | 0 | 0 | 0 | 0 | 0 | 0 | 0 | 0 | 0 | 0 | 0 | 0 | 0 | 0 | 0 | 0 | 0 | 0 | 0 | 0 | 0 | 0 | 0 | 0 | 0 | 0 | 0 | 0 | 0 | 0 | 0 | 0 | 0 | 0 | 0 | 0 | 0 | 0 | 0 | 0 | 0
|  |  |  | Spare 5 asset cost for tax balance in UZS BEG |  | SOM Mn |  |  | 0 | 0 | 0 | 0 | 0 | 0 | 0 | 0 | 0 | 0 | 0 | 0 | 0 | 0 | 0 | 0 | 0 | 0 | 0 | 0 | 0 | 0 | 0 | 0 | 0 | 0 | 0 | 0 | 0 | 0 | 0 | 0 | 0 | 0 | 0 | 0 | 0 | 0 | 0 | 0 | 0 | 0 | 0 | 0 | 0 | 0 | 0 | 0 | 0 | 0 | 0 | 0 | 0 | 0 | 0 | 0 | 0 | 0 | 0 | 0 | 0 | 0 | 0 | 0 | 0 | 0 | 0 | 0 | 0 | 0 | 0 | 0 | 0 | 0 | 0 | 0 | 0 | 0 | 0 | 0 | 0 | 0 | 0 | 0 | 0 | 0
|  |  |  | Spare 5 asset cost depreciation allowed for tax in UZS | 0 | SOM Mn | 0 | 0 | 0 | 0 | 0 | 0 | 0 | 0 | 0 | 0 | 0 | 0 | 0 | 0 | 0 | 0 | 0 | 0 | 0 | 0 | 0 | 0 | 0 | 0 | 0 | 0 | 0 | 0 | 0 | 0 | 0 | 0 | 0 | 0 | 0 | 0 | 0 | 0 | 0 | 0 | 0 | 0 | 0 | 0 | 0 | 0 | 0 | 0 | 0 | 0 | 0 | 0 | 0 | 0 | 0 | 0 | 0 | 0 | 0 | 0 | 0 | 0 | 0 | 0 | 0 | 0 | 0 | 0 | 0 | 0 | 0 | 0 | 0 | 0 | 0 | 0 | 0 | 0 | 0 | 0 | 0 | 0 | 0 | 0 | 0 | 0 | 0 | 0
|  |  |  | Spare 5 asset cost for tax balance in UZS |  | SOM Mn |  |  | 0 | 0 | 0 | 0 | 0 | 0 | 0 | 0 | 0 | 0 | 0 | 0 | 0 | 0 | 0 | 0 | 0 | 0 | 0 | 0 | 0 | 0 | 0 | 0 | 0 | 0 | 0 | 0 | 0 | 0 | 0 | 0 | 0 | 0 | 0 | 0 | 0 | 0 | 0 | 0 | 0 | 0 | 0 | 0 | 0 | 0 | 0 | 0 | 0 | 0 | 0 | 0 | 0 | 0 | 0 | 0 | 0 | 0 | 0 | 0 | 0 | 0 | 0 | 0 | 0 | 0 | 0 | 0 | 0 | 0 | 0 | 0 | 0 | 0 | 0 | 0 | 0 | 0 | 0 | 0 | 0 | 0 | 0 | 0 | 0 | 0
Other non current asset
|  |  |  | USD to Som exchange rate curve | 0 | Som / USD | 0 | 0 | 11000 | 11000 | 11000 | 11000 | 11000 | 11110.1644 | 11333.8142 | 11536.1195 | 11713.159 | 11892.9154 | 12069.5429 | 12248.7935 | 12430.7063 | 12615.3207 | 12802.677 | 12992.8157 | 13185.7783 | 13381.6067 | 13580.3435 | 13782.0317 | 13986.7154 | 14194.4389 | 14405.2474 | 14619.1867 | 14836.3033 | 15056.6445 | 15280.258 | 15507.1925 | 15737.4973 | 15971.2226 | 16208.4189 | 16449.138 | 16693.4322 | 16941.3544 | 17192.9587 | 17448.2997 | 17707.4328 | 17970.4145 | 18237.3018 | 18508.1529 | 18783.0264 | 19061.9823 | 19345.081 | 19632.3842 | 19923.9542 | 20219.8546 | 20520.1494 | 20824.9041 | 21134.1849 | 21448.0589 | 21766.5944 | 22089.8607 | 22417.9279 | 22750.8675 | 23088.7516 | 23431.6539 | 23779.6487 | 24132.8118 | 24491.2199 | 24854.9509 | 25224.0839 | 25598.699 | 25978.8777 | 26364.7026 | 26756.2576 | 27153.6277 | 27556.8994 | 27966.1603 | 27966.1603 | 27966.1603 | 27966.1603 | 27966.1603 | 27966.1603 | 27966.1603 | 27966.1603 | 27966.1603 | 27966.1603 | 27966.1603 | 27966.1603 | 27966.1603 | 27966.1603 | 27966.1603 | 27966.1603 | 27966.1603 | 27966.1603 | 27966.1603
|  |  |  | Non current asset additions - tax depreciation purposes | 0 | USD 000s | 128986.784 | 0 | 0 | 0 | 0 | 96306.1954 | 32680.5885 | 0 | 0 | 0 | 0 | 0 | 0 | 0 | 0 | 0 | 0 | 0 | 0 | 0 | 0 | 0 | 0 | 0 | 0 | 0 | 0 | 0 | 0 | 0 | 0 | 0 | 0 | 0 | 0 | 0 | 0 | 0 | 0 | 0 | 0 | 0 | 0 | 0 | 0 | 0 | 0 | 0 | 0 | 0 | 0 | 0 | 0 | 0 | 0 | 0 | 0 | 0 | 0 | 0 | 0 | 0 | 0 | 0 | 0 | 0 | 0 | 0 | 0 | 0 | 0 | 0 | 0 | 0 | 0 | 0 | 0 | 0 | 0 | 0 | 0 | 0 | 0 | 0 | 0 | 0 | 0 | 0
|  |  |  | Non current asset additions - tax depreciation purposes - in UZS |  | SOM Mn | 1418854.6237 |  | 0 | 0 | 0 | 1059368.1497 | 359486.474 | 0 | 0 | 0 | 0 | 0 | 0 | 0 | 0 | 0 | 0 | 0 | 0 | 0 | 0 | 0 | 0 | 0 | 0 | 0 | 0 | 0 | 0 | 0 | 0 | 0 | 0 | 0 | 0 | 0 | 0 | 0 | 0 | 0 | 0 | 0 | 0 | 0 | 0 | 0 | 0 | 0 | 0 | 0 | 0 | 0 | 0 | 0 | 0 | 0 | 0 | 0 | 0 | 0 | 0 | 0 | 0 | 0 | 0 | 0 | 0 | 0 | 0 | 0 | 0 | 0 | 0 | 0 | 0 | 0 | 0 | 0 | 0 | 0 | 0 | 0 | 0 | 0 | 0 | 0 | 0 | 0
|  |  |  | USD to Som exchange rate curve | 0 | Som / USD | 0 | 0 | 11000 | 11000 | 11000 | 11000 | 11000 | 11110.1644 | 11333.8142 | 11536.1195 | 11713.159 | 11892.9154 | 12069.5429 | 12248.7935 | 12430.7063 | 12615.3207 | 12802.677 | 12992.8157 | 13185.7783 | 13381.6067 | 13580.3435 | 13782.0317 | 13986.7154 | 14194.4389 | 14405.2474 | 14619.1867 | 14836.3033 | 15056.6445 | 15280.258 | 15507.1925 | 15737.4973 | 15971.2226 | 16208.4189 | 16449.138 | 16693.4322 | 16941.3544 | 17192.9587 | 17448.2997 | 17707.4328 | 17970.4145 | 18237.3018 | 18508.1529 | 18783.0264 | 19061.9823 | 19345.081 | 19632.3842 | 19923.9542 | 20219.8546 | 20520.1494 | 20824.9041 | 21134.1849 | 21448.0589 | 21766.5944 | 22089.8607 | 22417.9279 | 22750.8675 | 23088.7516 | 23431.6539 | 23779.6487 | 24132.8118 | 24491.2199 | 24854.9509 | 25224.0839 | 25598.699 | 25978.8777 | 26364.7026 | 26756.2576 | 27153.6277 | 27556.8994 | 27966.1603 | 27966.1603 | 27966.1603 | 27966.1603 | 27966.1603 | 27966.1603 | 27966.1603 | 27966.1603 | 27966.1603 | 27966.1603 | 27966.1603 | 27966.1603 | 27966.1603 | 27966.1603 | 27966.1603 | 27966.1603 | 27966.1603 | 27966.1603 | 27966.1603
|  |  |  | Finance costs capitalized - tax depreciation purposes | 0 | USD 000s | 18618.9665 | 0 | 0 | 0 | 0 | 1021.3687 | 4360.8432 | 4301.2655 | 4445.2079 | 4490.2812 | 0 | 0 | 0 | 0 | 0 | 0 | 0 | 0 | 0 | 0 | 0 | 0 | 0 | 0 | 0 | 0 | 0 | 0 | 0 | 0 | 0 | 0 | 0 | 0 | 0 | 0 | 0 | 0 | 0 | 0 | 0 | 0 | 0 | 0 | 0 | 0 | 0 | 0 | 0 | 0 | 0 | 0 | 0 | 0 | 0 | 0 | 0 | 0 | 0 | 0 | 0 | 0 | 0 | 0 | 0 | 0 | 0 | 0 | 0 | 0 | 0 | 0 | 0 | 0 | 0 | 0 | 0 | 0 | 0 | 0 | 0 | 0 | 0 | 0 | 0 | 0 | 0 | 0
|  |  |  | Finance costs capitalized - tax depreciation purposes - in UZS |  | SOM Mn | 209173.6789 |  | 0 | 0 | 0 | 11235.0554 | 47969.2756 | 47787.7668 | 50381.1602 | 51800.4208 | 0 | 0 | 0 | 0 | 0 | 0 | 0 | 0 | 0 | 0 | 0 | 0 | 0 | 0 | 0 | 0 | 0 | 0 | 0 | 0 | 0 | 0 | 0 | 0 | 0 | 0 | 0 | 0 | 0 | 0 | 0 | 0 | 0 | 0 | 0 | 0 | 0 | 0 | 0 | 0 | 0 | 0 | 0 | 0 | 0 | 0 | 0 | 0 | 0 | 0 | 0 | 0 | 0 | 0 | 0 | 0 | 0 | 0 | 0 | 0 | 0 | 0 | 0 | 0 | 0 | 0 | 0 | 0 | 0 | 0 | 0 | 0 | 0 | 0 | 0 | 0 | 0 | 0
|  |  |  | Non current asset additions - tax depreciation purposes - in UZS | 0 | SOM Mn | 1418854.6237 | 0 | 0 | 0 | 0 | 1059368.1497 | 359486.474 | 0 | 0 | 0 | 0 | 0 | 0 | 0 | 0 | 0 | 0 | 0 | 0 | 0 | 0 | 0 | 0 | 0 | 0 | 0 | 0 | 0 | 0 | 0 | 0 | 0 | 0 | 0 | 0 | 0 | 0 | 0 | 0 | 0 | 0 | 0 | 0 | 0 | 0 | 0 | 0 | 0 | 0 | 0 | 0 | 0 | 0 | 0 | 0 | 0 | 0 | 0 | 0 | 0 | 0 | 0 | 0 | 0 | 0 | 0 | 0 | 0 | 0 | 0 | 0 | 0 | 0 | 0 | 0 | 0 | 0 | 0 | 0 | 0 | 0 | 0 | 0 | 0 | 0 | 0 | 0 | 0
|  |  |  | Finance costs capitalized - tax depreciation purposes - in UZS | 0 | SOM Mn | 209173.6789 | 0 | 0 | 0 | 0 | 11235.0554 | 47969.2756 | 47787.7668 | 50381.1602 | 51800.4208 | 0 | 0 | 0 | 0 | 0 | 0 | 0 | 0 | 0 | 0 | 0 | 0 | 0 | 0 | 0 | 0 | 0 | 0 | 0 | 0 | 0 | 0 | 0 | 0 | 0 | 0 | 0 | 0 | 0 | 0 | 0 | 0 | 0 | 0 | 0 | 0 | 0 | 0 | 0 | 0 | 0 | 0 | 0 | 0 | 0 | 0 | 0 | 0 | 0 | 0 | 0 | 0 | 0 | 0 | 0 | 0 | 0 | 0 | 0 | 0 | 0 | 0 | 0 | 0 | 0 | 0 | 0 | 0 | 0 | 0 | 0 | 0 | 0 | 0 | 0 | 0 | 0 | 0
|  |  |  | PV asset additions - adjusted - in UZS | 0 | SOM Mn | 1573483.2682 | 0 | 0 | 0 | 0 | 1056924.3915 | 396080.9665 | 38390.3135 | 40473.7167 | 41613.88 | 0 | 0 | 0 | 0 | 0 | 0 | 0 | 0 | 0 | 0 | 0 | 0 | 0 | 0 | 0 | 0 | 0 | 0 | 0 | 0 | 0 | 0 | 0 | 0 | 0 | 0 | 0 | 0 | 0 | 0 | 0 | 0 | 0 | 0 | 0 | 0 | 0 | 0 | 0 | 0 | 0 | 0 | 0 | 0 | 0 | 0 | 0 | 0 | 0 | 0 | 0 | 0 | 0 | 0 | 0 | 0 | 0 | 0 | 0 | 0 | 0 | 0 | 0 | 0 | 0 | 0 | 0 | 0 | 0 | 0 | 0 | 0 | 0 | 0 | 0 | 0 | 0 | 0
|  |  |  | Spare 2 asset additions - adjusted - in UZS | 0 | SOM Mn | 0 | 0 | 0 | 0 | 0 | 0 | 0 | 0 | 0 | 0 | 0 | 0 | 0 | 0 | 0 | 0 | 0 | 0 | 0 | 0 | 0 | 0 | 0 | 0 | 0 | 0 | 0 | 0 | 0 | 0 | 0 | 0 | 0 | 0 | 0 | 0 | 0 | 0 | 0 | 0 | 0 | 0 | 0 | 0 | 0 | 0 | 0 | 0 | 0 | 0 | 0 | 0 | 0 | 0 | 0 | 0 | 0 | 0 | 0 | 0 | 0 | 0 | 0 | 0 | 0 | 0 | 0 | 0 | 0 | 0 | 0 | 0 | 0 | 0 | 0 | 0 | 0 | 0 | 0 | 0 | 0 | 0 | 0 | 0 | 0 | 0 | 0 | 0
|  |  |  | Spare 3 asset additions - adjusted - in UZS | 0 | SOM Mn | 0 | 0 | 0 | 0 | 0 | 0 | 0 | 0 | 0 | 0 | 0 | 0 | 0 | 0 | 0 | 0 | 0 | 0 | 0 | 0 | 0 | 0 | 0 | 0 | 0 | 0 | 0 | 0 | 0 | 0 | 0 | 0 | 0 | 0 | 0 | 0 | 0 | 0 | 0 | 0 | 0 | 0 | 0 | 0 | 0 | 0 | 0 | 0 | 0 | 0 | 0 | 0 | 0 | 0 | 0 | 0 | 0 | 0 | 0 | 0 | 0 | 0 | 0 | 0 | 0 | 0 | 0 | 0 | 0 | 0 | 0 | 0 | 0 | 0 | 0 | 0 | 0 | 0 | 0 | 0 | 0 | 0 | 0 | 0 | 0 | 0 | 0 | 0
|  |  |  | Spare 4 asset additions - adjusted - in UZS | 0 | SOM Mn | 0 | 0 | 0 | 0 | 0 | 0 | 0 | 0 | 0 | 0 | 0 | 0 | 0 | 0 | 0 | 0 | 0 | 0 | 0 | 0 | 0 | 0 | 0 | 0 | 0 | 0 | 0 | 0 | 0 | 0 | 0 | 0 | 0 | 0 | 0 | 0 | 0 | 0 | 0 | 0 | 0 | 0 | 0 | 0 | 0 | 0 | 0 | 0 | 0 | 0 | 0 | 0 | 0 | 0 | 0 | 0 | 0 | 0 | 0 | 0 | 0 | 0 | 0 | 0 | 0 | 0 | 0 | 0 | 0 | 0 | 0 | 0 | 0 | 0 | 0 | 0 | 0 | 0 | 0 | 0 | 0 | 0 | 0 | 0 | 0 | 0 | 0 | 0
|  |  |  | Spare 5 asset additions - adjusted - in UZS | 0 | SOM Mn | 0 | 0 | 0 | 0 | 0 | 0 | 0 | 0 | 0 | 0 | 0 | 0 | 0 | 0 | 0 | 0 | 0 | 0 | 0 | 0 | 0 | 0 | 0 | 0 | 0 | 0 | 0 | 0 | 0 | 0 | 0 | 0 | 0 | 0 | 0 | 0 | 0 | 0 | 0 | 0 | 0 | 0 | 0 | 0 | 0 | 0 | 0 | 0 | 0 | 0 | 0 | 0 | 0 | 0 | 0 | 0 | 0 | 0 | 0 | 0 | 0 | 0 | 0 | 0 | 0 | 0 | 0 | 0 | 0 | 0 | 0 | 0 | 0 | 0 | 0 | 0 | 0 | 0 | 0 | 0 | 0 | 0 | 0 | 0 | 0 | 0 | 0 | 0
|  |  |  | Other non current asset additions - adjusted - in UZS |  | SOM Mn | 54545.0344 |  | 0 | 0 | 0 | 13678.8136 | 11374.7832 | 9397.4533 | 9907.4435 | 10186.5408 | 0 | 0 | 0 | 0 | 0 | 0 | 0 | 0 | 0 | 0 | 0 | 0 | 0 | 0 | 0 | 0 | 0 | 0 | 0 | 0 | 0 | 0 | 0 | 0 | 0 | 0 | 0 | 0 | 0 | 0 | 0 | 0 | 0 | 0 | 0 | 0 | 0 | 0 | 0 | 0 | 0 | 0 | 0 | 0 | 0 | 0 | 0 | 0 | 0 | 0 | 0 | 0 | 0 | 0 | 0 | 0 | 0 | 0 | 0 | 0 | 0 | 0 | 0 | 0 | 0 | 0 | 0 | 0 | 0 | 0 | 0 | 0 | 0 | 0 | 0 | 0 | 0 | 0
|  |  |  | Tax depreciation switch | 1 | switch
|  |  |  | Other non current asset additions - adjusted - in UZS | 0 | SOM Mn | 54545.0344 | 0 | 0 | 0 | 0 | 13678.8136 | 11374.7832 | 9397.4533 | 9907.4435 | 10186.5408 | 0 | 0 | 0 | 0 | 0 | 0 | 0 | 0 | 0 | 0 | 0 | 0 | 0 | 0 | 0 | 0 | 0 | 0 | 0 | 0 | 0 | 0 | 0 | 0 | 0 | 0 | 0 | 0 | 0 | 0 | 0 | 0 | 0 | 0 | 0 | 0 | 0 | 0 | 0 | 0 | 0 | 0 | 0 | 0 | 0 | 0 | 0 | 0 | 0 | 0 | 0 | 0 | 0 | 0 | 0 | 0 | 0 | 0 | 0 | 0 | 0 | 0 | 0 | 0 | 0 | 0 | 0 | 0 | 0 | 0 | 0 | 0 | 0 | 0 | 0 | 0 | 0 | 0
|  |  |  | Other non current asset cost in UZS |  | SOM Mn | 54545.0344 |  | 0 | 0 | 0 | 13678.8136 | 11374.7832 | 9397.4533 | 9907.4435 | 10186.5408 | 0 | 0 | 0 | 0 | 0 | 0 | 0 | 0 | 0 | 0 | 0 | 0 | 0 | 0 | 0 | 0 | 0 | 0 | 0 | 0 | 0 | 0 | 0 | 0 | 0 | 0 | 0 | 0 | 0 | 0 | 0 | 0 | 0 | 0 | 0 | 0 | 0 | 0 | 0 | 0 | 0 | 0 | 0 | 0 | 0 | 0 | 0 | 0 | 0 | 0 | 0 | 0 | 0 | 0 | 0 | 0 | 0 | 0 | 0 | 0 | 0 | 0 | 0 | 0 | 0 | 0 | 0 | 0 | 0 | 0 | 0 | 0 | 0 | 0 | 0 | 0 | 0 | 0
|  |  |  | Total Other non current asset cost in UZS | 54545.0344 | SOM Mn
|  |  |  | Solar assets depreciation method | 1 | 1 = SLM, 2 = WDV
|  |  |  | Total Other non current asset cost in UZS | 54545.0344 | SOM Mn
|  |  |  | Other non current asset costs depreciation allowed for tax | 0% | % | 100% | 0% | bar: 1 to 86
|  |  |  | Other non current asset cost for tax balance in UZS BEG | 0 | SOM Mn | 0 | 0 | 0 | 0 | 0 | 0 | 0 | 54545.0344 | 51817.7827 | 49090.531 | 46363.2793 | 43636.0276 | 40908.7758 | 38181.5241 | 35454.2724 | 32727.0207 | 29999.7689 | 27272.5172 | 24545.2655 | 21818.0138 | 19090.7621 | 16363.5103 | 13636.2586 | 10909.0069 | 8181.7552 | 5454.5034 | 2727.2517 | 2.5921e-11 | 2.5921e-11 | 2.5921e-11 | 2.5921e-11 | 2.5921e-11 | 2.5921e-11 | 2.5921e-11 | 2.5921e-11 | 2.5921e-11 | 2.5921e-11 | 2.5921e-11 | 2.5921e-11 | 2.5921e-11 | 2.5921e-11 | 2.5921e-11 | 2.5921e-11 | 2.5921e-11 | 2.5921e-11 | 2.5921e-11 | 2.5921e-11 | 2.5921e-11 | 2.5921e-11 | 2.5921e-11 | 2.5921e-11 | 2.5921e-11 | 2.5921e-11 | 2.5921e-11 | 2.5921e-11 | 2.5921e-11 | 2.5921e-11 | 2.5921e-11 | 2.5921e-11 | 2.5921e-11 | 2.5921e-11 | 2.5921e-11 | 2.5921e-11 | 2.5921e-11 | 2.5921e-11 | 2.5921e-11 | 2.5921e-11 | 2.5921e-11 | 2.5921e-11 | 2.5921e-11 | 2.5921e-11 | 2.5921e-11 | 2.5921e-11 | 2.5921e-11 | 2.5921e-11 | 2.5921e-11 | 2.5921e-11 | 2.5921e-11 | 2.5921e-11 | 2.5921e-11 | 2.5921e-11 | 2.5921e-11 | 2.5921e-11 | 2.5921e-11 | 2.5921e-11 | 2.5921e-11 | 2.5921e-11 | 2.5921e-11
|  |  |  | EGR periods flag | 0 | flag | 3 | 0 | 0 | 0 | 0 | 0 | 0 | 1 | 1 | 1 | 0 | 0 | 0 | 0 | 0 | 0 | 0 | 0 | 0 | 0 | 0 | 0 | 0 | 0 | 0 | 0 | 0 | 0 | 0 | 0 | 0 | 0 | 0 | 0 | 0 | 0 | 0 | 0 | 0 | 0 | 0 | 0 | 0 | 0 | 0 | 0 | 0 | 0 | 0 | 0 | 0 | 0 | 0 | 0 | 0 | 0 | 0 | 0 | 0 | 0 | 0 | 0 | 0 | 0 | 0 | 0 | 0 | 0 | 0 | 0 | 0 | 0 | 0 | 0 | 0 | 0 | 0 | 0 | 0 | 0 | 0 | 0 | 0 | 0 | 0 | 0 | 0 | 0
|  |  |  | Useful life of non current assets flag | 0 | flag | 60 | 0 | 0 | 0 | 0 | 0 | 0 | 0 | 0 | 0 | 1 | 1 | 1 | 1 | 1 | 1 | 1 | 1 | 1 | 1 | 1 | 1 | 1 | 1 | 1 | 1 | 1 | 1 | 1 | 1 | 1 | 1 | 1 | 1 | 1 | 1 | 1 | 1 | 1 | 1 | 1 | 1 | 1 | 1 | 1 | 1 | 1 | 1 | 1 | 1 | 1 | 1 | 1 | 1 | 1 | 1 | 1 | 1 | 1 | 1 | 1 | 1 | 1 | 1 | 1 | 1 | 1 | 1 | 1 | 1 | 0 | 0 | 0 | 0 | 0 | 0 | 0 | 0 | 0 | 0 | 0 | 0 | 0 | 0 | 0 | 0 | 0 | 0
|  |  |  | Other non current asset cost depreciation allowed for tax in UZS |  | SOM Mn | 54545.0344 | 0 | 0 | 0 | 0 | 0 | 0 | 2727.2517 | 2727.2517 | 2727.2517 | 2727.2517 | 2727.2517 | 2727.2517 | 2727.2517 | 2727.2517 | 2727.2517 | 2727.2517 | 2727.2517 | 2727.2517 | 2727.2517 | 2727.2517 | 2727.2517 | 2727.2517 | 2727.2517 | 2727.2517 | 2727.2517 | 2727.2517 | 0 | 0 | 0 | 0 | 0 | 0 | 0 | 0 | 0 | 0 | 0 | 0 | 0 | 0 | 0 | 0 | 0 | 0 | 0 | 0 | 0 | 0 | 0 | 0 | 0 | 0 | 0 | 0 | 0 | 0 | 0 | 0 | 0 | 0 | 0 | 0 | 0 | 0 | 0 | 0 | 0 | 0 | 0 | 0 | 0 | 0 | 0 | 0 | 0 | 0 | 0 | 0 | 0 | 0 | 0 | 0 | 0 | 0 | 0 | 0 | 0
|  |  |  | Total Other non current asset cost in UZS | 54545.0344 | SOM Mn
|  |  |  | 1st period of revenue | 0 | flag | 1 | 0 | 0 | 0 | 0 | 0 | 0 | 1 | 0 | 0 | 0 | 0 | 0 | 0 | 0 | 0 | 0 | 0 | 0 | 0 | 0 | 0 | 0 | 0 | 0 | 0 | 0 | 0 | 0 | 0 | 0 | 0 | 0 | 0 | 0 | 0 | 0 | 0 | 0 | 0 | 0 | 0 | 0 | 0 | 0 | 0 | 0 | 0 | 0 | 0 | 0 | 0 | 0 | 0 | 0 | 0 | 0 | 0 | 0 | 0 | 0 | 0 | 0 | 0 | 0 | 0 | 0 | 0 | 0 | 0 | 0 | 0 | 0 | 0 | 0 | 0 | 0 | 0 | 0 | 0 | 0 | 0 | 0 | 0 | 0 | 0 | 0 | 0
|  |  |  | Other non current asset cost for tax balance in UZS BEG |  | SOM Mn |  |  | 0 | 0 | 0 | 0 | 0 | 54545.0344 | 51817.7827 | 49090.531 | 46363.2793 | 43636.0276 | 40908.7758 | 38181.5241 | 35454.2724 | 32727.0207 | 29999.7689 | 27272.5172 | 24545.2655 | 21818.0138 | 19090.7621 | 16363.5103 | 13636.2586 | 10909.0069 | 8181.7552 | 5454.5034 | 2727.2517 | 2.5921e-11 | 2.5921e-11 | 2.5921e-11 | 2.5921e-11 | 2.5921e-11 | 2.5921e-11 | 2.5921e-11 | 2.5921e-11 | 2.5921e-11 | 2.5921e-11 | 2.5921e-11 | 2.5921e-11 | 2.5921e-11 | 2.5921e-11 | 2.5921e-11 | 2.5921e-11 | 2.5921e-11 | 2.5921e-11 | 2.5921e-11 | 2.5921e-11 | 2.5921e-11 | 2.5921e-11 | 2.5921e-11 | 2.5921e-11 | 2.5921e-11 | 2.5921e-11 | 2.5921e-11 | 2.5921e-11 | 2.5921e-11 | 2.5921e-11 | 2.5921e-11 | 2.5921e-11 | 2.5921e-11 | 2.5921e-11 | 2.5921e-11 | 2.5921e-11 | 2.5921e-11 | 2.5921e-11 | 2.5921e-11 | 2.5921e-11 | 2.5921e-11 | 2.5921e-11 | 2.5921e-11 | 2.5921e-11 | 2.5921e-11 | 2.5921e-11 | 2.5921e-11 | 2.5921e-11 | 2.5921e-11 | 2.5921e-11 | 2.5921e-11 | 2.5921e-11 | 2.5921e-11 | 2.5921e-11 | 2.5921e-11 | 2.5921e-11 | 2.5921e-11 | 2.5921e-11 | 2.5921e-11 | 2.5921e-11 | 2.5921e-11
|  |  |  | Other non current asset cost depreciation allowed for tax in UZS | 0 | SOM Mn | 54545.0344 | 0 | 0 | 0 | 0 | 0 | 0 | 2727.2517 | 2727.2517 | 2727.2517 | 2727.2517 | 2727.2517 | 2727.2517 | 2727.2517 | 2727.2517 | 2727.2517 | 2727.2517 | 2727.2517 | 2727.2517 | 2727.2517 | 2727.2517 | 2727.2517 | 2727.2517 | 2727.2517 | 2727.2517 | 2727.2517 | 2727.2517 | 0 | 0 | 0 | 0 | 0 | 0 | 0 | 0 | 0 | 0 | 0 | 0 | 0 | 0 | 0 | 0 | 0 | 0 | 0 | 0 | 0 | 0 | 0 | 0 | 0 | 0 | 0 | 0 | 0 | 0 | 0 | 0 | 0 | 0 | 0 | 0 | 0 | 0 | 0 | 0 | 0 | 0 | 0 | 0 | 0 | 0 | 0 | 0 | 0 | 0 | 0 | 0 | 0 | 0 | 0 | 0 | 0 | 0 | 0 | 0 | 0
|  |  |  | Other non current asset cost for tax balance in UZS |  | SOM Mn |  |  | 0 | 0 | 0 | 0 | 54545.0344 | 51817.7827 | 49090.531 | 46363.2793 | 43636.0276 | 40908.7758 | 38181.5241 | 35454.2724 | 32727.0207 | 29999.7689 | 27272.5172 | 24545.2655 | 21818.0138 | 19090.7621 | 16363.5103 | 13636.2586 | 10909.0069 | 8181.7552 | 5454.5034 | 2727.2517 | 2.5921e-11 | 2.5921e-11 | 2.5921e-11 | 2.5921e-11 | 2.5921e-11 | 2.5921e-11 | 2.5921e-11 | 2.5921e-11 | 2.5921e-11 | 2.5921e-11 | 2.5921e-11 | 2.5921e-11 | 2.5921e-11 | 2.5921e-11 | 2.5921e-11 | 2.5921e-11 | 2.5921e-11 | 2.5921e-11 | 2.5921e-11 | 2.5921e-11 | 2.5921e-11 | 2.5921e-11 | 2.5921e-11 | 2.5921e-11 | 2.5921e-11 | 2.5921e-11 | 2.5921e-11 | 2.5921e-11 | 2.5921e-11 | 2.5921e-11 | 2.5921e-11 | 2.5921e-11 | 2.5921e-11 | 2.5921e-11 | 2.5921e-11 | 2.5921e-11 | 2.5921e-11 | 2.5921e-11 | 2.5921e-11 | 2.5921e-11 | 2.5921e-11 | 2.5921e-11 | 2.5921e-11 | 2.5921e-11 | 2.5921e-11 | 2.5921e-11 | 2.5921e-11 | 2.5921e-11 | 2.5921e-11 | 2.5921e-11 | 2.5921e-11 | 2.5921e-11 | 2.5921e-11 | 2.5921e-11 | 2.5921e-11 | 2.5921e-11 | 2.5921e-11 | 2.5921e-11 | 2.5921e-11 | 2.5921e-11 | 2.5921e-11 | 2.5921e-11
|  |  |  | PV asset cost depreciation allowed for tax in UZS | 0 | SOM Mn | 1573483.2682 | 0 | 0 | 0 | 0 | 0 | 0 | 78674.1634 | 78674.1634 | 78674.1634 | 78674.1634 | 78674.1634 | 78674.1634 | 78674.1634 | 78674.1634 | 78674.1634 | 78674.1634 | 78674.1634 | 78674.1634 | 78674.1634 | 78674.1634 | 78674.1634 | 78674.1634 | 78674.1634 | 78674.1634 | 78674.1634 | 78674.1634 | 0 | 0 | 0 | 0 | 0 | 0 | 0 | 0 | 0 | 0 | 0 | 0 | 0 | 0 | 0 | 0 | 0 | 0 | 0 | 0 | 0 | 0 | 0 | 0 | 0 | 0 | 0 | 0 | 0 | 0 | 0 | 0 | 0 | 0 | 0 | 0 | 0 | 0 | 0 | 0 | 0 | 0 | 0 | 0 | 0 | 0 | 0 | 0 | 0 | 0 | 0 | 0 | 0 | 0 | 0 | 0 | 0 | 0 | 0 | 0 | 0
|  |  |  | Spare 2 asset cost depreciation allowed for tax in UZS | 0 | SOM Mn | 0 | 0 | 0 | 0 | 0 | 0 | 0 | 0 | 0 | 0 | 0 | 0 | 0 | 0 | 0 | 0 | 0 | 0 | 0 | 0 | 0 | 0 | 0 | 0 | 0 | 0 | 0 | 0 | 0 | 0 | 0 | 0 | 0 | 0 | 0 | 0 | 0 | 0 | 0 | 0 | 0 | 0 | 0 | 0 | 0 | 0 | 0 | 0 | 0 | 0 | 0 | 0 | 0 | 0 | 0 | 0 | 0 | 0 | 0 | 0 | 0 | 0 | 0 | 0 | 0 | 0 | 0 | 0 | 0 | 0 | 0 | 0 | 0 | 0 | 0 | 0 | 0 | 0 | 0 | 0 | 0 | 0 | 0 | 0 | 0 | 0 | 0 | 0
|  |  |  | Spare 3 asset cost depreciation allowed for tax in UZS | 0 | SOM Mn | 0 | 0 | 0 | 0 | 0 | 0 | 0 | 0 | 0 | 0 | 0 | 0 | 0 | 0 | 0 | 0 | 0 | 0 | 0 | 0 | 0 | 0 | 0 | 0 | 0 | 0 | 0 | 0 | 0 | 0 | 0 | 0 | 0 | 0 | 0 | 0 | 0 | 0 | 0 | 0 | 0 | 0 | 0 | 0 | 0 | 0 | 0 | 0 | 0 | 0 | 0 | 0 | 0 | 0 | 0 | 0 | 0 | 0 | 0 | 0 | 0 | 0 | 0 | 0 | 0 | 0 | 0 | 0 | 0 | 0 | 0 | 0 | 0 | 0 | 0 | 0 | 0 | 0 | 0 | 0 | 0 | 0 | 0 | 0 | 0 | 0 | 0 | 0
|  |  |  | Spare 4 asset cost depreciation allowed for tax in UZS | 0 | SOM Mn | 0 | 0 | 0 | 0 | 0 | 0 | 0 | 0 | 0 | 0 | 0 | 0 | 0 | 0 | 0 | 0 | 0 | 0 | 0 | 0 | 0 | 0 | 0 | 0 | 0 | 0 | 0 | 0 | 0 | 0 | 0 | 0 | 0 | 0 | 0 | 0 | 0 | 0 | 0 | 0 | 0 | 0 | 0 | 0 | 0 | 0 | 0 | 0 | 0 | 0 | 0 | 0 | 0 | 0 | 0 | 0 | 0 | 0 | 0 | 0 | 0 | 0 | 0 | 0 | 0 | 0 | 0 | 0 | 0 | 0 | 0 | 0 | 0 | 0 | 0 | 0 | 0 | 0 | 0 | 0 | 0 | 0 | 0 | 0 | 0 | 0 | 0 | 0
|  |  |  | Spare 5 asset cost depreciation allowed for tax in UZS | 0 | SOM Mn | 0 | 0 | 0 | 0 | 0 | 0 | 0 | 0 | 0 | 0 | 0 | 0 | 0 | 0 | 0 | 0 | 0 | 0 | 0 | 0 | 0 | 0 | 0 | 0 | 0 | 0 | 0 | 0 | 0 | 0 | 0 | 0 | 0 | 0 | 0 | 0 | 0 | 0 | 0 | 0 | 0 | 0 | 0 | 0 | 0 | 0 | 0 | 0 | 0 | 0 | 0 | 0 | 0 | 0 | 0 | 0 | 0 | 0 | 0 | 0 | 0 | 0 | 0 | 0 | 0 | 0 | 0 | 0 | 0 | 0 | 0 | 0 | 0 | 0 | 0 | 0 | 0 | 0 | 0 | 0 | 0 | 0 | 0 | 0 | 0 | 0 | 0 | 0
|  |  |  | Other non current asset cost depreciation allowed for tax in UZS | 0 | SOM Mn | 54545.0344 | 0 | 0 | 0 | 0 | 0 | 0 | 2727.2517 | 2727.2517 | 2727.2517 | 2727.2517 | 2727.2517 | 2727.2517 | 2727.2517 | 2727.2517 | 2727.2517 | 2727.2517 | 2727.2517 | 2727.2517 | 2727.2517 | 2727.2517 | 2727.2517 | 2727.2517 | 2727.2517 | 2727.2517 | 2727.2517 | 2727.2517 | 0 | 0 | 0 | 0 | 0 | 0 | 0 | 0 | 0 | 0 | 0 | 0 | 0 | 0 | 0 | 0 | 0 | 0 | 0 | 0 | 0 | 0 | 0 | 0 | 0 | 0 | 0 | 0 | 0 | 0 | 0 | 0 | 0 | 0 | 0 | 0 | 0 | 0 | 0 | 0 | 0 | 0 | 0 | 0 | 0 | 0 | 0 | 0 | 0 | 0 | 0 | 0 | 0 | 0 | 0 | 0 | 0 | 0 | 0 | 0 | 0
|  |  |  | Non current assets costs depreciation allowed for tax in UZS |  | SOM Mn | 1628028.3026 | 0 | 0 | 0 | 0 | 0 | 0 | 81401.4151 | 81401.4151 | 81401.4151 | 81401.4151 | 81401.4151 | 81401.4151 | 81401.4151 | 81401.4151 | 81401.4151 | 81401.4151 | 81401.4151 | 81401.4151 | 81401.4151 | 81401.4151 | 81401.4151 | 81401.4151 | 81401.4151 | 81401.4151 | 81401.4151 | 81401.4151 | 0 | 0 | 0 | 0 | 0 | 0 | 0 | 0 | 0 | 0 | 0 | 0 | 0 | 0 | 0 | 0 | 0 | 0 | 0 | 0 | 0 | 0 | 0 | 0 | 0 | 0 | 0 | 0 | 0 | 0 | 0 | 0 | 0 | 0 | 0 | 0 | 0 | 0 | 0 | 0 | 0 | 0 | 0 | 0 | 0 | 0 | 0 | 0 | 0 | 0 | 0 | 0 | 0 | 0 | 0 | 0 | 0 | 0 | 0 | 0 | 0
|  |  |  | Total PV asset cost in UZS | 1573483.2682 | SOM Mn
|  |  |  | Total Spare 2 asset cost in UZS | 0 | SOM Mn
|  |  |  | Total Spare 3 asset cost in UZS | 0 | SOM Mn
|  |  |  | Total Spare 4 asset cost in UZS | 0 | SOM Mn
|  |  |  | Total Spare 5 asset cost in UZS | 0 | SOM Mn
|  |  |  | Total Other non current asset cost in UZS | 54545.0344 | SOM Mn
|  |  |  | Total non current assets in UZS | 1628028.3026 | SOM Mn
|  |  |  | Total non current assets in UZS | 1628028.3026 | SOM Mn
|  |  |  | 1st period of revenue | 0 | flag | 1 | 0 | 0 | 0 | 0 | 0 | 0 | 1 | 0 | 0 | 0 | 0 | 0 | 0 | 0 | 0 | 0 | 0 | 0 | 0 | 0 | 0 | 0 | 0 | 0 | 0 | 0 | 0 | 0 | 0 | 0 | 0 | 0 | 0 | 0 | 0 | 0 | 0 | 0 | 0 | 0 | 0 | 0 | 0 | 0 | 0 | 0 | 0 | 0 | 0 | 0 | 0 | 0 | 0 | 0 | 0 | 0 | 0 | 0 | 0 | 0 | 0 | 0 | 0 | 0 | 0 | 0 | 0 | 0 | 0 | 0 | 0 | 0 | 0 | 0 | 0 | 0 | 0 | 0 | 0 | 0 | 0 | 0 | 0 | 0 | 0 | 0 | 0
|  |  |  | Non current assets costs for tax balance in UZS BEG |  | SOM Mn |  |  | 0 | 0 | 0 | 0 | 0 | 1628028.3026 | 1546626.8875 | 1465225.4723 | 1383824.0572 | 1302422.6421 | 1221021.227 | 1139619.8118 | 1058218.3967 | 976816.9816 | 895415.5664 | 814014.1513 | 732612.7362 | 651211.321 | 569809.9059 | 488408.4908 | 407007.0757 | 325605.6605 | 244204.2454 | 162802.8303 | 81401.4151 | -4.9477e-10 | -4.9477e-10 | -4.9477e-10 | -4.9477e-10 | -4.9477e-10 | -4.9477e-10 | -4.9477e-10 | -4.9477e-10 | -4.9477e-10 | -4.9477e-10 | -4.9477e-10 | -4.9477e-10 | -4.9477e-10 | -4.9477e-10 | -4.9477e-10 | -4.9477e-10 | -4.9477e-10 | -4.9477e-10 | -4.9477e-10 | -4.9477e-10 | -4.9477e-10 | -4.9477e-10 | -4.9477e-10 | -4.9477e-10 | -4.9477e-10 | -4.9477e-10 | -4.9477e-10 | -4.9477e-10 | -4.9477e-10 | -4.9477e-10 | -4.9477e-10 | -4.9477e-10 | -4.9477e-10 | -4.9477e-10 | -4.9477e-10 | -4.9477e-10 | -4.9477e-10 | -4.9477e-10 | -4.9477e-10 | -4.9477e-10 | -4.9477e-10 | -4.9477e-10 | -4.9477e-10 | -4.9477e-10 | -4.9477e-10 | -4.9477e-10 | -4.9477e-10 | -4.9477e-10 | -4.9477e-10 | -4.9477e-10 | -4.9477e-10 | -4.9477e-10 | -4.9477e-10 | -4.9477e-10 | -4.9477e-10 | -4.9477e-10 | -4.9477e-10 | -4.9477e-10 | -4.9477e-10 | -4.9477e-10 | -4.9477e-10
|  |  |  | PV asset cost depreciation allowed for tax in UZS | 0 | SOM Mn | 1573483.2682 | 0 | 0 | 0 | 0 | 0 | 0 | 78674.1634 | 78674.1634 | 78674.1634 | 78674.1634 | 78674.1634 | 78674.1634 | 78674.1634 | 78674.1634 | 78674.1634 | 78674.1634 | 78674.1634 | 78674.1634 | 78674.1634 | 78674.1634 | 78674.1634 | 78674.1634 | 78674.1634 | 78674.1634 | 78674.1634 | 78674.1634 | 0 | 0 | 0 | 0 | 0 | 0 | 0 | 0 | 0 | 0 | 0 | 0 | 0 | 0 | 0 | 0 | 0 | 0 | 0 | 0 | 0 | 0 | 0 | 0 | 0 | 0 | 0 | 0 | 0 | 0 | 0 | 0 | 0 | 0 | 0 | 0 | 0 | 0 | 0 | 0 | 0 | 0 | 0 | 0 | 0 | 0 | 0 | 0 | 0 | 0 | 0 | 0 | 0 | 0 | 0 | 0 | 0 | 0 | 0 | 0 | 0
|  |  |  | Spare 2 asset cost depreciation allowed for tax in UZS | 0 | SOM Mn | 0 | 0 | 0 | 0 | 0 | 0 | 0 | 0 | 0 | 0 | 0 | 0 | 0 | 0 | 0 | 0 | 0 | 0 | 0 | 0 | 0 | 0 | 0 | 0 | 0 | 0 | 0 | 0 | 0 | 0 | 0 | 0 | 0 | 0 | 0 | 0 | 0 | 0 | 0 | 0 | 0 | 0 | 0 | 0 | 0 | 0 | 0 | 0 | 0 | 0 | 0 | 0 | 0 | 0 | 0 | 0 | 0 | 0 | 0 | 0 | 0 | 0 | 0 | 0 | 0 | 0 | 0 | 0 | 0 | 0 | 0 | 0 | 0 | 0 | 0 | 0 | 0 | 0 | 0 | 0 | 0 | 0 | 0 | 0 | 0 | 0 | 0 | 0
|  |  |  | Spare 3 asset cost depreciation allowed for tax in UZS | 0 | SOM Mn | 0 | 0 | 0 | 0 | 0 | 0 | 0 | 0 | 0 | 0 | 0 | 0 | 0 | 0 | 0 | 0 | 0 | 0 | 0 | 0 | 0 | 0 | 0 | 0 | 0 | 0 | 0 | 0 | 0 | 0 | 0 | 0 | 0 | 0 | 0 | 0 | 0 | 0 | 0 | 0 | 0 | 0 | 0 | 0 | 0 | 0 | 0 | 0 | 0 | 0 | 0 | 0 | 0 | 0 | 0 | 0 | 0 | 0 | 0 | 0 | 0 | 0 | 0 | 0 | 0 | 0 | 0 | 0 | 0 | 0 | 0 | 0 | 0 | 0 | 0 | 0 | 0 | 0 | 0 | 0 | 0 | 0 | 0 | 0 | 0 | 0 | 0 | 0
|  |  |  | Spare 4 asset cost depreciation allowed for tax in UZS | 0 | SOM Mn | 0 | 0 | 0 | 0 | 0 | 0 | 0 | 0 | 0 | 0 | 0 | 0 | 0 | 0 | 0 | 0 | 0 | 0 | 0 | 0 | 0 | 0 | 0 | 0 | 0 | 0 | 0 | 0 | 0 | 0 | 0 | 0 | 0 | 0 | 0 | 0 | 0 | 0 | 0 | 0 | 0 | 0 | 0 | 0 | 0 | 0 | 0 | 0 | 0 | 0 | 0 | 0 | 0 | 0 | 0 | 0 | 0 | 0 | 0 | 0 | 0 | 0 | 0 | 0 | 0 | 0 | 0 | 0 | 0 | 0 | 0 | 0 | 0 | 0 | 0 | 0 | 0 | 0 | 0 | 0 | 0 | 0 | 0 | 0 | 0 | 0 | 0 | 0
|  |  |  | Spare 5 asset cost depreciation allowed for tax in UZS | 0 | SOM Mn | 0 | 0 | 0 | 0 | 0 | 0 | 0 | 0 | 0 | 0 | 0 | 0 | 0 | 0 | 0 | 0 | 0 | 0 | 0 | 0 | 0 | 0 | 0 | 0 | 0 | 0 | 0 | 0 | 0 | 0 | 0 | 0 | 0 | 0 | 0 | 0 | 0 | 0 | 0 | 0 | 0 | 0 | 0 | 0 | 0 | 0 | 0 | 0 | 0 | 0 | 0 | 0 | 0 | 0 | 0 | 0 | 0 | 0 | 0 | 0 | 0 | 0 | 0 | 0 | 0 | 0 | 0 | 0 | 0 | 0 | 0 | 0 | 0 | 0 | 0 | 0 | 0 | 0 | 0 | 0 | 0 | 0 | 0 | 0 | 0 | 0 | 0 | 0
|  |  |  | Other non current asset cost depreciation allowed for tax in UZS | 0 | SOM Mn | 54545.0344 | 0 | 0 | 0 | 0 | 0 | 0 | 2727.2517 | 2727.2517 | 2727.2517 | 2727.2517 | 2727.2517 | 2727.2517 | 2727.2517 | 2727.2517 | 2727.2517 | 2727.2517 | 2727.2517 | 2727.2517 | 2727.2517 | 2727.2517 | 2727.2517 | 2727.2517 | 2727.2517 | 2727.2517 | 2727.2517 | 2727.2517 | 0 | 0 | 0 | 0 | 0 | 0 | 0 | 0 | 0 | 0 | 0 | 0 | 0 | 0 | 0 | 0 | 0 | 0 | 0 | 0 | 0 | 0 | 0 | 0 | 0 | 0 | 0 | 0 | 0 | 0 | 0 | 0 | 0 | 0 | 0 | 0 | 0 | 0 | 0 | 0 | 0 | 0 | 0 | 0 | 0 | 0 | 0 | 0 | 0 | 0 | 0 | 0 | 0 | 0 | 0 | 0 | 0 | 0 | 0 | 0 | 0
|  |  |  | Total Non current assets costs for tax balance in UZS |  | SOM Mn |  |  | 0 | 0 | 0 | 0 | 1628028.3026 | 1546626.8875 | 1465225.4723 | 1383824.0572 | 1302422.6421 | 1221021.227 | 1139619.8118 | 1058218.3967 | 976816.9816 | 895415.5664 | 814014.1513 | 732612.7362 | 651211.321 | 569809.9059 | 488408.4908 | 407007.0757 | 325605.6605 | 244204.2454 | 162802.8303 | 81401.4151 | -4.9477e-10 | -4.9477e-10 | -4.9477e-10 | -4.9477e-10 | -4.9477e-10 | -4.9477e-10 | -4.9477e-10 | -4.9477e-10 | -4.9477e-10 | -4.9477e-10 | -4.9477e-10 | -4.9477e-10 | -4.9477e-10 | -4.9477e-10 | -4.9477e-10 | -4.9477e-10 | -4.9477e-10 | -4.9477e-10 | -4.9477e-10 | -4.9477e-10 | -4.9477e-10 | -4.9477e-10 | -4.9477e-10 | -4.9477e-10 | -4.9477e-10 | -4.9477e-10 | -4.9477e-10 | -4.9477e-10 | -4.9477e-10 | -4.9477e-10 | -4.9477e-10 | -4.9477e-10 | -4.9477e-10 | -4.9477e-10 | -4.9477e-10 | -4.9477e-10 | -4.9477e-10 | -4.9477e-10 | -4.9477e-10 | -4.9477e-10 | -4.9477e-10 | -4.9477e-10 | -4.9477e-10 | -4.9477e-10 | -4.9477e-10 | -4.9477e-10 | -4.9477e-10 | -4.9477e-10 | -4.9477e-10 | -4.9477e-10 | -4.9477e-10 | -4.9477e-10 | -4.9477e-10 | -4.9477e-10 | -4.9477e-10 | -4.9477e-10 | -4.9477e-10 | -4.9477e-10 | -4.9477e-10 | -4.9477e-10 | -4.9477e-10 | -4.9477e-10
Total depreciation allowed for tax purposes in UZS
|  |  |  | Non current assets costs depreciation allowed for tax in UZS | 0 | SOM Mn | 1628028.3026 | 0 | 0 | 0 | 0 | 0 | 0 | 81401.4151 | 81401.4151 | 81401.4151 | 81401.4151 | 81401.4151 | 81401.4151 | 81401.4151 | 81401.4151 | 81401.4151 | 81401.4151 | 81401.4151 | 81401.4151 | 81401.4151 | 81401.4151 | 81401.4151 | 81401.4151 | 81401.4151 | 81401.4151 | 81401.4151 | 81401.4151 | 0 | 0 | 0 | 0 | 0 | 0 | 0 | 0 | 0 | 0 | 0 | 0 | 0 | 0 | 0 | 0 | 0 | 0 | 0 | 0 | 0 | 0 | 0 | 0 | 0 | 0 | 0 | 0 | 0 | 0 | 0 | 0 | 0 | 0 | 0 | 0 | 0 | 0 | 0 | 0 | 0 | 0 | 0 | 0 | 0 | 0 | 0 | 0 | 0 | 0 | 0 | 0 | 0 | 0 | 0 | 0 | 0 | 0 | 0 | 0 | 0
|  |  |  | Tax depreciation in UZS |  | SOM Mn | 1628028.3026 |  | 0 | 0 | 0 | 0 | 0 | 81401.4151 | 81401.4151 | 81401.4151 | 81401.4151 | 81401.4151 | 81401.4151 | 81401.4151 | 81401.4151 | 81401.4151 | 81401.4151 | 81401.4151 | 81401.4151 | 81401.4151 | 81401.4151 | 81401.4151 | 81401.4151 | 81401.4151 | 81401.4151 | 81401.4151 | 81401.4151 | 0 | 0 | 0 | 0 | 0 | 0 | 0 | 0 | 0 | 0 | 0 | 0 | 0 | 0 | 0 | 0 | 0 | 0 | 0 | 0 | 0 | 0 | 0 | 0 | 0 | 0 | 0 | 0 | 0 | 0 | 0 | 0 | 0 | 0 | 0 | 0 | 0 | 0 | 0 | 0 | 0 | 0 | 0 | 0 | 0 | 0 | 0 | 0 | 0 | 0 | 0 | 0 | 0 | 0 | 0 | 0 | 0 | 0 | 0 | 0 | 0
|  |  |  | USD to Som exchange rate curve | 0 | Som / USD | 0 | 0 | 11000 | 11000 | 11000 | 11000 | 11000 | 11110.1644 | 11333.8142 | 11536.1195 | 11713.159 | 11892.9154 | 12069.5429 | 12248.7935 | 12430.7063 | 12615.3207 | 12802.677 | 12992.8157 | 13185.7783 | 13381.6067 | 13580.3435 | 13782.0317 | 13986.7154 | 14194.4389 | 14405.2474 | 14619.1867 | 14836.3033 | 15056.6445 | 15280.258 | 15507.1925 | 15737.4973 | 15971.2226 | 16208.4189 | 16449.138 | 16693.4322 | 16941.3544 | 17192.9587 | 17448.2997 | 17707.4328 | 17970.4145 | 18237.3018 | 18508.1529 | 18783.0264 | 19061.9823 | 19345.081 | 19632.3842 | 19923.9542 | 20219.8546 | 20520.1494 | 20824.9041 | 21134.1849 | 21448.0589 | 21766.5944 | 22089.8607 | 22417.9279 | 22750.8675 | 23088.7516 | 23431.6539 | 23779.6487 | 24132.8118 | 24491.2199 | 24854.9509 | 25224.0839 | 25598.699 | 25978.8777 | 26364.7026 | 26756.2576 | 27153.6277 | 27556.8994 | 27966.1603 | 27966.1603 | 27966.1603 | 27966.1603 | 27966.1603 | 27966.1603 | 27966.1603 | 27966.1603 | 27966.1603 | 27966.1603 | 27966.1603 | 27966.1603 | 27966.1603 | 27966.1603 | 27966.1603 | 27966.1603 | 27966.1603 | 27966.1603 | 27966.1603
|  |  |  | Tax depreciation in UZS | 0 | SOM Mn | 1628028.3026 | 0 | 0 | 0 | 0 | 0 | 0 | 81401.4151 | 81401.4151 | 81401.4151 | 81401.4151 | 81401.4151 | 81401.4151 | 81401.4151 | 81401.4151 | 81401.4151 | 81401.4151 | 81401.4151 | 81401.4151 | 81401.4151 | 81401.4151 | 81401.4151 | 81401.4151 | 81401.4151 | 81401.4151 | 81401.4151 | 81401.4151 | 0 | 0 | 0 | 0 | 0 | 0 | 0 | 0 | 0 | 0 | 0 | 0 | 0 | 0 | 0 | 0 | 0 | 0 | 0 | 0 | 0 | 0 | 0 | 0 | 0 | 0 | 0 | 0 | 0 | 0 | 0 | 0 | 0 | 0 | 0 | 0 | 0 | 0 | 0 | 0 | 0 | 0 | 0 | 0 | 0 | 0 | 0 | 0 | 0 | 0 | 0 | 0 | 0 | 0 | 0 | 0 | 0 | 0 | 0 | 0 | 0
|  |  |  | Tax depreciation from UZS FS |  | USD 000s | 126790.6817 |  | 0 | 0 | 0 | 0 | 0 | 7326.7516 | 7182.1731 | 7056.2215 | 6949.5697 | 6844.5299 | 6744.3661 | 6645.668 | 6548.4143 | 6452.5839 | 6358.1558 | 6265.1096 | 6173.4251 | 6083.0823 | 5994.0616 | 5906.3436 | 5819.9093 | 5734.7399 | 5650.8169 | 5568.122 | 5486.6373 | 0 | 0 | 0 | 0 | 0 | 0 | 0 | 0 | 0 | 0 | 0 | 0 | 0 | 0 | 0 | 0 | 0 | 0 | 0 | 0 | 0 | 0 | 0 | 0 | 0 | 0 | 0 | 0 | 0 | 0 | 0 | 0 | 0 | 0 | 0 | 0 | 0 | 0 | 0 | 0 | 0 | 0 | 0 | 0 | 0 | 0 | 0 | 0 | 0 | 0 | 0 | 0 | 0 | 0 | 0 | 0 | 0 | 0 | 0 | 0 | 0
UZS asset balance for Property Tax
|  |  |  | REPU % of PV plant asset | 95% | %
|  |  |  | REPU % of Spare 2 asset | 100% | %
|  |  |  | REPU % of Spare 3 asset | 100% | %
|  |  |  | REPU % of Spare 4 asset | 100% | %
|  |  |  | REPU % of Spare 5 asset | 100% | %
|  |  |  | REPU % of Other non current asset | 100% | %
|  |  |  | PV asset cost for tax balance in UZS BEG | 0 | SOM Mn | 0 | 0 | 0 | 0 | 0 | 0 | 0 | 1573483.2682 | 1494809.1048 | 1416134.9413 | 1337460.7779 | 1258786.6145 | 1180112.4511 | 1101438.2877 | 1022764.1243 | 944089.9609 | 865415.7975 | 786741.6341 | 708067.4707 | 629393.3073 | 550719.1439 | 472044.9804 | 393370.817 | 314696.6536 | 236022.4902 | 157348.3268 | 78674.1634 | 7.858e-10 | 7.858e-10 | 7.858e-10 | 7.858e-10 | 7.858e-10 | 7.858e-10 | 7.858e-10 | 7.858e-10 | 7.858e-10 | 7.858e-10 | 7.858e-10 | 7.858e-10 | 7.858e-10 | 7.858e-10 | 7.858e-10 | 7.858e-10 | 7.858e-10 | 7.858e-10 | 7.858e-10 | 7.858e-10 | 7.858e-10 | 7.858e-10 | 7.858e-10 | 7.858e-10 | 7.858e-10 | 7.858e-10 | 7.858e-10 | 7.858e-10 | 7.858e-10 | 7.858e-10 | 7.858e-10 | 7.858e-10 | 7.858e-10 | 7.858e-10 | 7.858e-10 | 7.858e-10 | 7.858e-10 | 7.858e-10 | 7.858e-10 | 7.858e-10 | 7.858e-10 | 7.858e-10 | 7.858e-10 | 7.858e-10 | 7.858e-10 | 7.858e-10 | 7.858e-10 | 7.858e-10 | 7.858e-10 | 7.858e-10 | 7.858e-10 | 7.858e-10 | 7.858e-10 | 7.858e-10 | 7.858e-10 | 7.858e-10 | 7.858e-10 | 7.858e-10 | 7.858e-10 | 7.858e-10 | 7.858e-10
|  |  |  | Spare 2 asset cost for tax balance in UZS BEG | 0 | SOM Mn | 0 | 0 | 0 | 0 | 0 | 0 | 0 | 0 | 0 | 0 | 0 | 0 | 0 | 0 | 0 | 0 | 0 | 0 | 0 | 0 | 0 | 0 | 0 | 0 | 0 | 0 | 0 | 0 | 0 | 0 | 0 | 0 | 0 | 0 | 0 | 0 | 0 | 0 | 0 | 0 | 0 | 0 | 0 | 0 | 0 | 0 | 0 | 0 | 0 | 0 | 0 | 0 | 0 | 0 | 0 | 0 | 0 | 0 | 0 | 0 | 0 | 0 | 0 | 0 | 0 | 0 | 0 | 0 | 0 | 0 | 0 | 0 | 0 | 0 | 0 | 0 | 0 | 0 | 0 | 0 | 0 | 0 | 0 | 0 | 0 | 0 | 0 | 0
|  |  |  | Spare 3 asset cost for tax balance in UZS BEG | 0 | SOM Mn | 0 | 0 | 0 | 0 | 0 | 0 | 0 | 0 | 0 | 0 | 0 | 0 | 0 | 0 | 0 | 0 | 0 | 0 | 0 | 0 | 0 | 0 | 0 | 0 | 0 | 0 | 0 | 0 | 0 | 0 | 0 | 0 | 0 | 0 | 0 | 0 | 0 | 0 | 0 | 0 | 0 | 0 | 0 | 0 | 0 | 0 | 0 | 0 | 0 | 0 | 0 | 0 | 0 | 0 | 0 | 0 | 0 | 0 | 0 | 0 | 0 | 0 | 0 | 0 | 0 | 0 | 0 | 0 | 0 | 0 | 0 | 0 | 0 | 0 | 0 | 0 | 0 | 0 | 0 | 0 | 0 | 0 | 0 | 0 | 0 | 0 | 0 | 0
|  |  |  | Spare 4 asset cost depreciation allowed for tax in UZS | 0 | SOM Mn | 0 | 0 | 0 | 0 | 0 | 0 | 0 | 0 | 0 | 0 | 0 | 0 | 0 | 0 | 0 | 0 | 0 | 0 | 0 | 0 | 0 | 0 | 0 | 0 | 0 | 0 | 0 | 0 | 0 | 0 | 0 | 0 | 0 | 0 | 0 | 0 | 0 | 0 | 0 | 0 | 0 | 0 | 0 | 0 | 0 | 0 | 0 | 0 | 0 | 0 | 0 | 0 | 0 | 0 | 0 | 0 | 0 | 0 | 0 | 0 | 0 | 0 | 0 | 0 | 0 | 0 | 0 | 0 | 0 | 0 | 0 | 0 | 0 | 0 | 0 | 0 | 0 | 0 | 0 | 0 | 0 | 0 | 0 | 0 | 0 | 0 | 0 | 0
|  |  |  | Spare 5 asset cost for tax balance in UZS BEG | 0 | SOM Mn | 0 | 0 | 0 | 0 | 0 | 0 | 0 | 0 | 0 | 0 | 0 | 0 | 0 | 0 | 0 | 0 | 0 | 0 | 0 | 0 | 0 | 0 | 0 | 0 | 0 | 0 | 0 | 0 | 0 | 0 | 0 | 0 | 0 | 0 | 0 | 0 | 0 | 0 | 0 | 0 | 0 | 0 | 0 | 0 | 0 | 0 | 0 | 0 | 0 | 0 | 0 | 0 | 0 | 0 | 0 | 0 | 0 | 0 | 0 | 0 | 0 | 0 | 0 | 0 | 0 | 0 | 0 | 0 | 0 | 0 | 0 | 0 | 0 | 0 | 0 | 0 | 0 | 0 | 0 | 0 | 0 | 0 | 0 | 0 | 0 | 0 | 0 | 0
|  |  |  | Other non current asset cost for tax balance in UZS BEG | 0 | SOM Mn | 0 | 0 | 0 | 0 | 0 | 0 | 0 | 54545.0344 | 51817.7827 | 49090.531 | 46363.2793 | 43636.0276 | 40908.7758 | 38181.5241 | 35454.2724 | 32727.0207 | 29999.7689 | 27272.5172 | 24545.2655 | 21818.0138 | 19090.7621 | 16363.5103 | 13636.2586 | 10909.0069 | 8181.7552 | 5454.5034 | 2727.2517 | 2.5921e-11 | 2.5921e-11 | 2.5921e-11 | 2.5921e-11 | 2.5921e-11 | 2.5921e-11 | 2.5921e-11 | 2.5921e-11 | 2.5921e-11 | 2.5921e-11 | 2.5921e-11 | 2.5921e-11 | 2.5921e-11 | 2.5921e-11 | 2.5921e-11 | 2.5921e-11 | 2.5921e-11 | 2.5921e-11 | 2.5921e-11 | 2.5921e-11 | 2.5921e-11 | 2.5921e-11 | 2.5921e-11 | 2.5921e-11 | 2.5921e-11 | 2.5921e-11 | 2.5921e-11 | 2.5921e-11 | 2.5921e-11 | 2.5921e-11 | 2.5921e-11 | 2.5921e-11 | 2.5921e-11 | 2.5921e-11 | 2.5921e-11 | 2.5921e-11 | 2.5921e-11 | 2.5921e-11 | 2.5921e-11 | 2.5921e-11 | 2.5921e-11 | 2.5921e-11 | 2.5921e-11 | 2.5921e-11 | 2.5921e-11 | 2.5921e-11 | 2.5921e-11 | 2.5921e-11 | 2.5921e-11 | 2.5921e-11 | 2.5921e-11 | 2.5921e-11 | 2.5921e-11 | 2.5921e-11 | 2.5921e-11 | 2.5921e-11 | 2.5921e-11 | 2.5921e-11 | 2.5921e-11 | 2.5921e-11 | 2.5921e-11
|  |  |  | Total tax asset balance BEG - REPU |  | SOM Mn |  |  | 0 | 0 | 0 | 0 | 0 | 1549354.1392 | 1471886.4322 | 1394418.7253 | 1316951.0183 | 1239483.3114 | 1162015.6044 | 1084547.8974 | 1007080.1905 | 929612.4835 | 852144.7766 | 774677.0696 | 697209.3626 | 619741.6557 | 542273.9487 | 464806.2418 | 387338.5348 | 309870.8278 | 232403.1209 | 154935.4139 | 77467.707 | 7.7243e-10 | 7.7243e-10 | 7.7243e-10 | 7.7243e-10 | 7.7243e-10 | 7.7243e-10 | 7.7243e-10 | 7.7243e-10 | 7.7243e-10 | 7.7243e-10 | 7.7243e-10 | 7.7243e-10 | 7.7243e-10 | 7.7243e-10 | 7.7243e-10 | 7.7243e-10 | 7.7243e-10 | 7.7243e-10 | 7.7243e-10 | 7.7243e-10 | 7.7243e-10 | 7.7243e-10 | 7.7243e-10 | 7.7243e-10 | 7.7243e-10 | 7.7243e-10 | 7.7243e-10 | 7.7243e-10 | 7.7243e-10 | 7.7243e-10 | 7.7243e-10 | 7.7243e-10 | 7.7243e-10 | 7.7243e-10 | 7.7243e-10 | 7.7243e-10 | 7.7243e-10 | 7.7243e-10 | 7.7243e-10 | 7.7243e-10 | 7.7243e-10 | 7.7243e-10 | 7.7243e-10 | 7.7243e-10 | 7.7243e-10 | 7.7243e-10 | 7.7243e-10 | 7.7243e-10 | 7.7243e-10 | 7.7243e-10 | 7.7243e-10 | 7.7243e-10 | 7.7243e-10 | 7.7243e-10 | 7.7243e-10 | 7.7243e-10 | 7.7243e-10 | 7.7243e-10 | 7.7243e-10 | 7.7243e-10 | 7.7243e-10
|  |  |  | Total tax asset balance BEG - non-REPU |  | SOM Mn |  |  | 0 | 0 | 0 | 0 | 0 | 78674.1634 | 74740.4552 | 70806.7471 | 66873.0389 | 62939.3307 | 59005.6226 | 55071.9144 | 51138.2062 | 47204.498 | 43270.7899 | 39337.0817 | 35403.3735 | 31469.6654 | 27535.9572 | 23602.249 | 19668.5409 | 15734.8327 | 11801.1245 | 7867.4163 | 3933.7082 | 3.929e-11 | 3.929e-11 | 3.929e-11 | 3.929e-11 | 3.929e-11 | 3.929e-11 | 3.929e-11 | 3.929e-11 | 3.929e-11 | 3.929e-11 | 3.929e-11 | 3.929e-11 | 3.929e-11 | 3.929e-11 | 3.929e-11 | 3.929e-11 | 3.929e-11 | 3.929e-11 | 3.929e-11 | 3.929e-11 | 3.929e-11 | 3.929e-11 | 3.929e-11 | 3.929e-11 | 3.929e-11 | 3.929e-11 | 3.929e-11 | 3.929e-11 | 3.929e-11 | 3.929e-11 | 3.929e-11 | 3.929e-11 | 3.929e-11 | 3.929e-11 | 3.929e-11 | 3.929e-11 | 3.929e-11 | 3.929e-11 | 3.929e-11 | 3.929e-11 | 3.929e-11 | 3.929e-11 | 3.929e-11 | 3.929e-11 | 3.929e-11 | 3.929e-11 | 3.929e-11 | 3.929e-11 | 3.929e-11 | 3.929e-11 | 3.929e-11 | 3.929e-11 | 3.929e-11 | 3.929e-11 | 3.929e-11 | 3.929e-11 | 3.929e-11 | 3.929e-11 | 3.929e-11 | 3.929e-11 | 3.929e-11
|  |  |  | USD to Som exchange rate curve | 0 | Som / USD | 0 | 0 | 11000 | 11000 | 11000 | 11000 | 11000 | 11110.1644 | 11333.8142 | 11536.1195 | 11713.159 | 11892.9154 | 12069.5429 | 12248.7935 | 12430.7063 | 12615.3207 | 12802.677 | 12992.8157 | 13185.7783 | 13381.6067 | 13580.3435 | 13782.0317 | 13986.7154 | 14194.4389 | 14405.2474 | 14619.1867 | 14836.3033 | 15056.6445 | 15280.258 | 15507.1925 | 15737.4973 | 15971.2226 | 16208.4189 | 16449.138 | 16693.4322 | 16941.3544 | 17192.9587 | 17448.2997 | 17707.4328 | 17970.4145 | 18237.3018 | 18508.1529 | 18783.0264 | 19061.9823 | 19345.081 | 19632.3842 | 19923.9542 | 20219.8546 | 20520.1494 | 20824.9041 | 21134.1849 | 21448.0589 | 21766.5944 | 22089.8607 | 22417.9279 | 22750.8675 | 23088.7516 | 23431.6539 | 23779.6487 | 24132.8118 | 24491.2199 | 24854.9509 | 25224.0839 | 25598.699 | 25978.8777 | 26364.7026 | 26756.2576 | 27153.6277 | 27556.8994 | 27966.1603 | 27966.1603 | 27966.1603 | 27966.1603 | 27966.1603 | 27966.1603 | 27966.1603 | 27966.1603 | 27966.1603 | 27966.1603 | 27966.1603 | 27966.1603 | 27966.1603 | 27966.1603 | 27966.1603 | 27966.1603 | 27966.1603 | 27966.1603 | 27966.1603
|  |  |  | Total tax asset balance BEG - REPU | 0 | SOM Mn | 0 | 0 | 0 | 0 | 0 | 0 | 0 | 1549354.1392 | 1471886.4322 | 1394418.7253 | 1316951.0183 | 1239483.3114 | 1162015.6044 | 1084547.8974 | 1007080.1905 | 929612.4835 | 852144.7766 | 774677.0696 | 697209.3626 | 619741.6557 | 542273.9487 | 464806.2418 | 387338.5348 | 309870.8278 | 232403.1209 | 154935.4139 | 77467.707 | 7.7243e-10 | 7.7243e-10 | 7.7243e-10 | 7.7243e-10 | 7.7243e-10 | 7.7243e-10 | 7.7243e-10 | 7.7243e-10 | 7.7243e-10 | 7.7243e-10 | 7.7243e-10 | 7.7243e-10 | 7.7243e-10 | 7.7243e-10 | 7.7243e-10 | 7.7243e-10 | 7.7243e-10 | 7.7243e-10 | 7.7243e-10 | 7.7243e-10 | 7.7243e-10 | 7.7243e-10 | 7.7243e-10 | 7.7243e-10 | 7.7243e-10 | 7.7243e-10 | 7.7243e-10 | 7.7243e-10 | 7.7243e-10 | 7.7243e-10 | 7.7243e-10 | 7.7243e-10 | 7.7243e-10 | 7.7243e-10 | 7.7243e-10 | 7.7243e-10 | 7.7243e-10 | 7.7243e-10 | 7.7243e-10 | 7.7243e-10 | 7.7243e-10 | 7.7243e-10 | 7.7243e-10 | 7.7243e-10 | 7.7243e-10 | 7.7243e-10 | 7.7243e-10 | 7.7243e-10 | 7.7243e-10 | 7.7243e-10 | 7.7243e-10 | 7.7243e-10 | 7.7243e-10 | 7.7243e-10 | 7.7243e-10 | 7.7243e-10 | 7.7243e-10 | 7.7243e-10 | 7.7243e-10 | 7.7243e-10 | 7.7243e-10
|  |  |  | Total tax asset balance BEG - non-REPU | 0 | SOM Mn | 0 | 0 | 0 | 0 | 0 | 0 | 0 | 78674.1634 | 74740.4552 | 70806.7471 | 66873.0389 | 62939.3307 | 59005.6226 | 55071.9144 | 51138.2062 | 47204.498 | 43270.7899 | 39337.0817 | 35403.3735 | 31469.6654 | 27535.9572 | 23602.249 | 19668.5409 | 15734.8327 | 11801.1245 | 7867.4163 | 3933.7082 | 3.929e-11 | 3.929e-11 | 3.929e-11 | 3.929e-11 | 3.929e-11 | 3.929e-11 | 3.929e-11 | 3.929e-11 | 3.929e-11 | 3.929e-11 | 3.929e-11 | 3.929e-11 | 3.929e-11 | 3.929e-11 | 3.929e-11 | 3.929e-11 | 3.929e-11 | 3.929e-11 | 3.929e-11 | 3.929e-11 | 3.929e-11 | 3.929e-11 | 3.929e-11 | 3.929e-11 | 3.929e-11 | 3.929e-11 | 3.929e-11 | 3.929e-11 | 3.929e-11 | 3.929e-11 | 3.929e-11 | 3.929e-11 | 3.929e-11 | 3.929e-11 | 3.929e-11 | 3.929e-11 | 3.929e-11 | 3.929e-11 | 3.929e-11 | 3.929e-11 | 3.929e-11 | 3.929e-11 | 3.929e-11 | 3.929e-11 | 3.929e-11 | 3.929e-11 | 3.929e-11 | 3.929e-11 | 3.929e-11 | 3.929e-11 | 3.929e-11 | 3.929e-11 | 3.929e-11 | 3.929e-11 | 3.929e-11 | 3.929e-11 | 3.929e-11 | 3.929e-11 | 3.929e-11 | 3.929e-11 | 3.929e-11
|  |  |  | Total tax asset balance BEG - REPU in UZS |  | USD 000s |  |  | 0 | 0 | 0 | 0 | 0 | 139453.7541 | 129866.8218 | 120874.1571 | 112433.4621 | 104220.3085 | 96276.6874 | 88543.2429 | 81015.5247 | 73689.1677 | 66559.8905 | 59623.4939 | 52875.8595 | 46312.9479 | 39930.7978 | 33725.524 | 27693.3164 | 21830.4387 | 16133.2267 | 10598.0871 | 5221.4966 | 5.1302e-11 | 5.0551e-11 | 4.9811e-11 | 4.9082e-11 | 4.8364e-11 | 4.7656e-11 | 4.6959e-11 | 4.6272e-11 | 4.5595e-11 | 4.4927e-11 | 4.427e-11 | 4.3622e-11 | 4.2984e-11 | 4.2355e-11 | 4.1735e-11 | 4.1124e-11 | 4.0522e-11 | 3.9929e-11 | 3.9345e-11 | 3.8769e-11 | 3.8202e-11 | 3.7643e-11 | 3.7092e-11 | 3.6549e-11 | 3.6014e-11 | 3.5487e-11 | 3.4968e-11 | 3.4456e-11 | 3.3952e-11 | 3.3455e-11 | 3.2965e-11 | 3.2483e-11 | 3.2008e-11 | 3.1539e-11 | 3.1078e-11 | 3.0623e-11 | 3.0175e-11 | 2.9733e-11 | 2.9298e-11 | 2.8869e-11 | 2.8447e-11 | 2.8031e-11 | 2.762e-11 | 2.762e-11 | 2.762e-11 | 2.762e-11 | 2.762e-11 | 2.762e-11 | 2.762e-11 | 2.762e-11 | 2.762e-11 | 2.762e-11 | 2.762e-11 | 2.762e-11 | 2.762e-11 | 2.762e-11 | 2.762e-11 | 2.762e-11 | 2.762e-11 | 2.762e-11 | 2.762e-11
|  |  |  | Total tax asset balance BEG - REPU in UZS |  | USD 000s |  |  | 0 | 0 | 0 | 0 | 0 | 7081.278 | 6594.4662 | 6137.8306 | 5709.2232 | 5292.1701 | 4888.8034 | 4496.1093 | 4113.8617 | 3741.8389 | 3379.8236 | 3027.6025 | 2684.9665 | 2351.7105 | 2027.6333 | 1712.5377 | 1406.2301 | 1108.5209 | 819.224 | 538.1569 | 265.1407 | 2.6095e-12 | 2.5713e-12 | 2.5337e-12 | 2.4966e-12 | 2.4601e-12 | 2.4241e-12 | 2.3886e-12 | 2.3536e-12 | 2.3192e-12 | 2.2852e-12 | 2.2518e-12 | 2.2189e-12 | 2.1864e-12 | 2.1544e-12 | 2.1229e-12 | 2.0918e-12 | 2.0612e-12 | 2.031e-12 | 2.0013e-12 | 1.972e-12 | 1.9431e-12 | 1.9147e-12 | 1.8867e-12 | 1.8591e-12 | 1.8319e-12 | 1.8051e-12 | 1.7787e-12 | 1.7526e-12 | 1.727e-12 | 1.7017e-12 | 1.6768e-12 | 1.6523e-12 | 1.6281e-12 | 1.6043e-12 | 1.5808e-12 | 1.5576e-12 | 1.5349e-12 | 1.5124e-12 | 1.4903e-12 | 1.4684e-12 | 1.447e-12 | 1.4258e-12 | 1.4049e-12 | 1.4049e-12 | 1.4049e-12 | 1.4049e-12 | 1.4049e-12 | 1.4049e-12 | 1.4049e-12 | 1.4049e-12 | 1.4049e-12 | 1.4049e-12 | 1.4049e-12 | 1.4049e-12 | 1.4049e-12 | 1.4049e-12 | 1.4049e-12 | 1.4049e-12 | 1.4049e-12 | 1.4049e-12 | 1.4049e-12
END

## FS - Debt Sizing_UZS
FS - Debt Sizing_UZS
|  |  |  | Model period start date | 0 | Error chks | time axis 2021-07-01 to 2064-01-01
|  |  |  | Model period end date | 0 | Track chgs | time axis 2021-12-31 to 2064-06-30
|  |  |  | Timeline label | 1 | Alerts |  |  | Dev | Dev | Dev | FC/Const. | Const | Const | Const | Const | Ops - PPA | Ops - PPA | Ops - PPA | Ops - PPA | Ops - PPA | Ops - PPA | Ops - PPA | Ops - PPA | Ops - PPA | Ops - PPA | Ops - PPA | Ops - PPA | Ops - PPA | Ops - PPA | Ops - PPA | Ops - PPA | Ops - PPA | Ops - PPA | Ops - PPA | Ops - PPA | Ops - PPA | Ops - PPA | Ops - PPA | Ops - PPA | Ops - PPA | Ops - PPA | Ops - PPA | Ops - PPA | Ops - PPA | Ops - PPA | Ops - PPA | Ops - PPA | Ops - PPA | Ops - PPA | Ops - PPA | Ops - PPA | Ops - PPA | Ops - PPA | Ops - PPA | Ops - PPA | Ops - PPA | Ops - PPA | Ops - PPA | Ops - PPA | Ops - PPA | Ops - PPA | Ops - PPA | Ops - PPA | Ops - PPA | Ops - PPA | Ops - PPA | Ops - PPA | Ops - PPA | Ops - PPA | Ops - PPA | Ops - PPA | Ops - PPA | Ops - PPA | Ops - PPA | Ops - PPA | Post-Ops | Post-Ops | Post-Ops | Post-Ops | Post-Ops | Post-Ops | Post-Ops | Post-Ops | Post-Ops | Post-Ops | Post-Ops | Post-Ops | Post-Ops | Post-Ops | Post-Ops | Post-Ops | Post-Ops | Post-Ops
|  |  |  | Model column counter | Constant | Unit | Total |  | 1 | 2 | 3 | 4 | 5 | 6 | 7 | 8 | 9 | 10 | 11 | 12 | 13 | 14 | 15 | 16 | 17 | 18 | 19 | 20 | 21 | 22 | 23 | 24 | 25 | 26 | 27 | 28 | 29 | 30 | 31 | 32 | 33 | 34 | 35 | 36 | 37 | 38 | 39 | 40 | 41 | 42 | 43 | 44 | 45 | 46 | 47 | 48 | 49 | 50 | 51 | 52 | 53 | 54 | 55 | 56 | 57 | 58 | 59 | 60 | 61 | 62 | 63 | 64 | 65 | 66 | 67 | 68 | 69 | 70 | 71 | 72 | 73 | 74 | 75 | 76 | 77 | 78 | 79 | 80 | 81 | 82 | 83 | 84 | 85 | 86
USD FINANCIAL STATEMENTS - P90
Income Statement - P90
|  |  |  | Operating revenue - P90 | 0 | USD 000s | 386936.9063 | 0 | 0 | 0 | 0 | 119761.3299 | 40774.4459 | 8723.8526 | 4446.8739 | 4344.5384 | 4227.3195 | 4168.1094 | 4062.0896 | 3999.4699 | 4232.3556 | 4174.2918 | 4135.7661 | 4075.8976 | 4036.814 | 3975.0806 | 4040.3982 | 3979.2391 | 3973.4941 | 3911.2262 | 3847.6843 | 3782.9004 | 3749.5076 | 4331.4148 | 4382.5604 | 4324.1142 | 4219.211 | 4157.5028 | 4139.7679 | 4076.7913 | 4806.5048 | 4760.0286 | 3944.8488 | 3878.4641 | 3851.1127 | 3783.1066 | 3749.0817 | 3679.2517 | 3638.8894 | 3567.0376 | 3528.0298 | 3454.1357 | 3416.7131 | 3340.7614 | 3360.3982 | 3283.6958 | 3175.9038 | 3095.3962 | 3041.0084 | 2957.8739 | 2897.6928 | 2811.7267 | 2809.0332 | 2721.5337 | 2627.064 | 2535.8035 | 2571.9532 | 2479.9481 | 2421.2126 | 2326.18 | 2264.7929 | 2166.5927 | 2102.4199 | 2000.9054 | 1968.9516 | 1864.8067 | 7.8769e-11 | 8.0646e-11 | 8.2567e-11 | 8.4533e-11 | 8.6547e-11 | 8.8608e-11 | 9.0719e-11 | 9.288e-11 | 9.5092e-11 | 9.7357e-11 | 9.9676e-11 | 1.0205e-10 | 1.0448e-10 | 1.0697e-10 | 1.0952e-10 | 1.1213e-10 | 1.148e-10 | 1.1753e-10
|  |  |  | Construction costs under IFRIC 12 | 0 | USD 000s | -159043.4534 | 0 | 0 | 0 | 0 | -117413.0686 | -37178.2227 | -4331.9206 | -82.65 | -37.5915 | 0 | 0 | 0 | 0 | 0 | 0 | 0 | 0 | 0 | 0 | 0 | 0 | 0 | 0 | 0 | 0 | 0 | 0 | 0 | 0 | 0 | 0 | 0 | 0 | 0 | 0 | 0 | 0 | 0 | 0 | 0 | 0 | 0 | 0 | 0 | 0 | 0 | 0 | 0 | 0 | 0 | 0 | 0 | 0 | 0 | 0 | 0 | 0 | 0 | 0 | 0 | 0 | 0 | 0 | 0 | 0 | 0 | 0 | 0 | 0 | 0 | 0 | 0 | 0 | 0 | 0 | 0 | 0 | 0 | 0 | 0 | 0 | 0 | 0 | 0 | 0 | 0 | 0
|  |  |  | Lifecycle costs under IFRIC 12 | 0 | USD 000s | 0 | 0 | 0 | 0 | 0 | 0 | 0 | 0 | 0 | 0 | 0 | 0 | 0 | 0 | 0 | 0 | 0 | 0 | 0 | 0 | 0 | 0 | 0 | 0 | 0 | 0 | 0 | 0 | 0 | 0 | 0 | 0 | 0 | 0 | 0 | 0 | 0 | 0 | 0 | 0 | 0 | 0 | 0 | 0 | 0 | 0 | 0 | 0 | 0 | 0 | 0 | 0 | 0 | 0 | 0 | 0 | 0 | 0 | 0 | 0 | 0 | 0 | 0 | 0 | 0 | 0 | 0 | 0 | 0 | 0 | 0 | 0 | 0 | 0 | 0 | 0 | 0 | 0 | 0 | 0 | 0 | 0 | 0 | 0 | 0 | 0 | 0 | 0
|  |  |  | Early contract period cash outflow - funded under IFRIC - P90 | 0 | USD 000s | 0 | 0 | 0 | 0 | 0 | 0 | 0 | 0 | 0 | 0 | 0 | 0 | 0 | 0 | 0 | 0 | 0 | 0 | 0 | 0 | 0 | 0 | 0 | 0 | 0 | 0 | 0 | 0 | 0 | 0 | 0 | 0 | 0 | 0 | 0 | 0 | 0 | 0 | 0 | 0 | 0 | 0 | 0 | 0 | 0 | 0 | 0 | 0 | 0 | 0 | 0 | 0 | 0 | 0 | 0 | 0 | 0 | 0 | 0 | 0 | 0 | 0 | 0 | 0 | 0 | 0 | 0 | 0 | 0 | 0 | 0 | 0 | 0 | 0 | 0 | 0 | 0 | 0 | 0 | 0 | 0 | 0 | 0 | 0 | 0 | 0 | 0 | 0
|  |  |  | Operating costs accrued | 0 | USD 000s | -76841.7102 | 0 | 0 | 0 | 0 | 0 | 0 | -452.025 | -452.025 | -452.025 | -422.1286 | -419.0007 | -362.5757 | -359.6305 | -624.9096 | -622.1194 | -628.3504 | -625.7087 | -633.3222 | -630.8228 | -738.424 | -736.0608 | -776.544 | -774.3111 | -761.7448 | -759.6368 | -777.9469 | -1384.9273 | -1470.0431 | -1461.2617 | -1399.7078 | -1391.1816 | -1414.8911 | -1406.6126 | -2133.6433 | -2125.6054 | -1386.4348 | -1378.6304 | -1398.602 | -1391.0244 | -1406.5405 | -1399.183 | -1410.7474 | -1403.6037 | -1418.6229 | -1411.6867 | -1430.391 | -1423.6564 | -1498.143 | -1491.604 | -1447.3824 | -1441.0334 | -1450.8312 | -1444.6667 | -1451.7611 | -1445.7757 | -1509.7769 | -1503.9654 | -1483.4665 | -1477.8238 | -1583.7835 | -1578.3048 | -1596.077 | -1590.7574 | -1609.1362 | -1603.9712 | -1622.961 | -1617.9461 | -1670.5513 | -1665.6821 | 0 | 0 | 0 | 0 | 0 | 0 | 0 | 0 | 0 | 0 | 0 | 0 | 0 | 0 | 0 | 0 | 0 | 0
|  |  |  | EBITDA - P90 |  | USD 000s | 151051.7426 |  | 0 | 0 | 0 | 2348.2614 | 3596.2232 | 3939.907 | 3912.1989 | 3854.9219 | 3805.1909 | 3749.1087 | 3699.5139 | 3639.8394 | 3607.446 | 3552.1723 | 3507.4157 | 3450.1889 | 3403.4917 | 3344.2577 | 3301.9742 | 3243.1783 | 3196.9501 | 3136.9151 | 3085.9395 | 3023.2635 | 2971.5608 | 2946.4874 | 2912.5173 | 2862.8524 | 2819.5032 | 2766.3212 | 2724.8768 | 2670.1786 | 2672.8614 | 2634.4232 | 2558.4139 | 2499.8337 | 2452.5107 | 2392.0822 | 2342.5412 | 2280.0687 | 2228.142 | 2163.434 | 2109.407 | 2042.449 | 1986.322 | 1917.105 | 1862.2552 | 1792.0918 | 1728.5213 | 1654.3627 | 1590.1772 | 1513.2072 | 1445.9317 | 1365.951 | 1299.2563 | 1217.5683 | 1143.5975 | 1057.9797 | 988.1696 | 901.6433 | 825.1356 | 735.4226 | 655.6567 | 562.6215 | 479.4589 | 382.9594 | 298.4003 | 199.1246 | 7.8769e-11 | 8.0646e-11 | 8.2567e-11 | 8.4533e-11 | 8.6547e-11 | 8.8608e-11 | 9.0719e-11 | 9.288e-11 | 9.5092e-11 | 9.7357e-11 | 9.9676e-11 | 1.0205e-10 | 1.0448e-10 | 1.0697e-10 | 1.0952e-10 | 1.1213e-10 | 1.148e-10 | 1.1753e-10
|  |  |  | Non current assets depreciation | 0 | USD 000s | 0 | 0 | 0 | 0 | 0 | 0 | 0 | 0 | 0 | 0 | 0 | 0 | 0 | 0 | 0 | 0 | 0 | 0 | 0 | 0 | 0 | 0 | 0 | 0 | 0 | 0 | 0 | 0 | 0 | 0 | 0 | 0 | 0 | 0 | 0 | 0 | 0 | 0 | 0 | 0 | 0 | 0 | 0 | 0 | 0 | 0 | 0 | 0 | 0 | 0 | 0 | 0 | 0 | 0 | 0 | 0 | 0 | 0 | 0 | 0 | 0 | 0 | 0 | 0 | 0 | 0 | 0 | 0 | 0 | 0 | 0 | 0 | 0 | 0 | 0 | 0 | 0 | 0 | 0 | 0 | 0 | 0 | 0 | 0 | 0 | 0 | 0 | 0
|  |  |  | Capitalised finance costs amortisation | 0 | USD 000s | 0 | 0 | 0 | 0 | 0 | 0 | 0 | 0 | 0 | 0 | 0 | 0 | 0 | 0 | 0 | 0 | 0 | 0 | 0 | 0 | 0 | 0 | 0 | 0 | 0 | 0 | 0 | 0 | 0 | 0 | 0 | 0 | 0 | 0 | 0 | 0 | 0 | 0 | 0 | 0 | 0 | 0 | 0 | 0 | 0 | 0 | 0 | 0 | 0 | 0 | 0 | 0 | 0 | 0 | 0 | 0 | 0 | 0 | 0 | 0 | 0 | 0 | 0 | 0 | 0 | 0 | 0 | 0 | 0 | 0 | 0 | 0 | 0 | 0 | 0 | 0 | 0 | 0 | 0 | 0 | 0 | 0 | 0 | 0 | 0 | 0 | 0 | 0
|  |  |  | EBIT - P90 |  | USD 000s | 151051.7426 |  | 0 | 0 | 0 | 2348.2614 | 3596.2232 | 3939.907 | 3912.1989 | 3854.9219 | 3805.1909 | 3749.1087 | 3699.5139 | 3639.8394 | 3607.446 | 3552.1723 | 3507.4157 | 3450.1889 | 3403.4917 | 3344.2577 | 3301.9742 | 3243.1783 | 3196.9501 | 3136.9151 | 3085.9395 | 3023.2635 | 2971.5608 | 2946.4874 | 2912.5173 | 2862.8524 | 2819.5032 | 2766.3212 | 2724.8768 | 2670.1786 | 2672.8614 | 2634.4232 | 2558.4139 | 2499.8337 | 2452.5107 | 2392.0822 | 2342.5412 | 2280.0687 | 2228.142 | 2163.434 | 2109.407 | 2042.449 | 1986.322 | 1917.105 | 1862.2552 | 1792.0918 | 1728.5213 | 1654.3627 | 1590.1772 | 1513.2072 | 1445.9317 | 1365.951 | 1299.2563 | 1217.5683 | 1143.5975 | 1057.9797 | 988.1696 | 901.6433 | 825.1356 | 735.4226 | 655.6567 | 562.6215 | 479.4589 | 382.9594 | 298.4003 | 199.1246 | 7.8769e-11 | 8.0646e-11 | 8.2567e-11 | 8.4533e-11 | 8.6547e-11 | 8.8608e-11 | 9.0719e-11 | 9.288e-11 | 9.5092e-11 | 9.7357e-11 | 9.9676e-11 | 1.0205e-10 | 1.0448e-10 | 1.0697e-10 | 1.0952e-10 | 1.1213e-10 | 1.148e-10 | 1.1753e-10
|  |  |  | Effective interest on ADB Loan | 0 | USD 000s | -21990.1495 | 0 | 0 | 0 | 0 | 0 | -362.8813 | -709.8021 | -771.3992 | -796.9368 | -900.3053 | -904.9207 | -890.1037 | -872.2106 | -855.8734 | -838.9976 | -823.7621 | -802.4548 | -782.7931 | -760.2977 | -739.3699 | -716.332 | -694.9911 | -668.4023 | -643.402 | -615.0965 | -588.2153 | -558.1939 | -535.2538 | -509.8351 | -486.0551 | -458.6424 | -432.5452 | -403.406 | -375.6495 | -350.3067 | -327.5273 | -299.1312 | -275.6696 | -249.5893 | -224.5659 | -196.8258 | -170.0475 | -140.4791 | -111.8131 | -80.3099 | -49.639 | -16.1166 | -1.0843e-12 | -1.1238e-12 | -1.1648e-12 | -1.2073e-12 | -1.2513e-12 | -1.297e-12 | -1.3443e-12 | -1.3933e-12 | -1.4441e-12 | -1.4968e-12 | -1.5514e-12 | -1.608e-12 | -1.6666e-12 | -1.7274e-12 | -1.7904e-12 | -1.8557e-12 | -1.9234e-12 | -1.9935e-12 | -2.0662e-12 | -2.1416e-12 | -2.2197e-12 | -2.3006e-12 | -2.3846e-12 | -2.4715e-12 | -2.5617e-12 | -2.6551e-12 | -2.7519e-12 | -2.8523e-12 | -2.9563e-12 | -3.0642e-12 | -3.1759e-12 | -3.2917e-12 | -3.4118e-12 | -3.5362e-12 | -3.6652e-12 | -3.7989e-12 | -3.9374e-12 | -4.081e-12 | -4.2299e-12 | -4.3842e-12
|  |  |  | Effective interest on EBRD | 0 | USD 000s | -27339.2614 | 0 | 0 | 0 | 0 | 0 | -453.7512 | -892.9047 | -972.1565 | -1005.5836 | -1131.3998 | -1135.2677 | -1115.6452 | -1092.31 | -1070.855 | -1048.7507 | -1028.6249 | -1001.178 | -975.7318 | -946.8832 | -919.9465 | -890.4851 | -863.0949 | -829.4018 | -797.6635 | -761.9785 | -728.0595 | -690.4022 | -661.3371 | -629.3204 | -599.3239 | -564.9906 | -532.2981 | -495.9923 | -461.4181 | -429.8149 | -401.3569 | -366.1787 | -337.0174 | -304.7552 | -273.8331 | -239.7015 | -206.8059 | -170.6235 | -135.6169 | -97.2793 | -60.0459 | -19.4778 | 3.4251e-09 | 3.5397e-09 | 3.6582e-09 | 3.7807e-09 | 3.9073e-09 | 4.0381e-09 | 4.1732e-09 | 4.3129e-09 | 4.4573e-09 | 4.6065e-09 | 4.7608e-09 | 4.9201e-09 | 5.0848e-09 | 5.2551e-09 | 5.431e-09 | 5.6128e-09 | 5.8007e-09 | 5.9949e-09 | 6.1956e-09 | 6.403e-09 | 6.6173e-09 | 6.8388e-09 | 7.0678e-09 | 7.3044e-09 | 7.5489e-09 | 7.8016e-09 | 8.0628e-09 | 8.3327e-09 | 8.6117e-09 | 8.9e-09 | 9.1979e-09 | 9.5058e-09 | 9.824e-09 | 1.0153e-08 | 1.0493e-08 | 1.0844e-08 | 1.1207e-08 | 1.1582e-08 | 1.197e-08 | 1.2371e-08
|  |  |  | Effective interest on AIIB | 0 | USD 000s | -16051.6733 | 0 | 0 | 0 | 0 | 0 | -266.4105 | -524.2502 | -570.7813 | -590.4073 | -664.2776 | -666.5486 | -655.0276 | -641.3269 | -628.73 | -615.7519 | -603.9355 | -587.8206 | -572.8804 | -555.9426 | -540.1273 | -522.8296 | -506.748 | -486.9658 | -468.3314 | -447.3797 | -427.4648 | -405.3552 | -388.2902 | -369.4922 | -351.8804 | -331.7224 | -312.5276 | -291.2115 | -270.9119 | -252.3568 | -235.6483 | -214.9941 | -197.8727 | -178.9306 | -160.7753 | -140.7357 | -121.4217 | -100.178 | -79.6246 | -57.1155 | -35.2547 | -11.436 | 2.0094e-09 | 2.0767e-09 | 2.1462e-09 | 2.2181e-09 | 2.2923e-09 | 2.3691e-09 | 2.4484e-09 | 2.5304e-09 | 2.6151e-09 | 2.7026e-09 | 2.7931e-09 | 2.8866e-09 | 2.9832e-09 | 3.0831e-09 | 3.1863e-09 | 3.293e-09 | 3.4032e-09 | 3.5171e-09 | 3.6349e-09 | 3.7565e-09 | 3.8823e-09 | 4.0123e-09 | 4.1466e-09 | 4.2854e-09 | 4.4289e-09 | 4.5771e-09 | 4.7304e-09 | 4.8887e-09 | 5.0524e-09 | 5.2215e-09 | 5.3963e-09 | 5.577e-09 | 5.7636e-09 | 5.9566e-09 | 6.156e-09 | 6.3621e-09 | 6.5751e-09 | 6.7952e-09 | 7.0227e-09 | 7.2578e-09
|  |  |  | Effective interest on EIB | 0 | USD 000s | -14895.5044 | 0 | 0 | 0 | 0 | 0 | -247.8847 | -488.1658 | -531.511 | -549.8093 | -618.5541 | -619.0797 | -608.4681 | -596.0323 | -584.3107 | -572.3224 | -561.238 | -546.3242 | -532.2463 | -516.5088 | -501.6635 | -485.5922 | -470.4622 | -452.1032 | -434.6123 | -415.1447 | -396.4753 | -375.9832 | -359.9449 | -342.5328 | -325.975 | -307.2602 | -289.2978 | -269.5479 | -250.5385 | -233.2988 | -217.5883 | -198.454 | -182.4391 | -164.9199 | -148.0184 | -129.5269 | -111.5979 | -92.0683 | -73.0175 | -52.3827 | -32.2054 | -10.3979 | 3.1135e-10 | 3.2105e-10 | 3.3105e-10 | 3.4136e-10 | 3.5199e-10 | 3.6295e-10 | 3.7426e-10 | 3.8592e-10 | 3.9793e-10 | 4.1033e-10 | 4.2311e-10 | 4.3629e-10 | 4.4987e-10 | 4.6388e-10 | 4.7833e-10 | 4.9323e-10 | 5.0859e-10 | 5.2443e-10 | 5.4076e-10 | 5.5761e-10 | 5.7497e-10 | 5.9288e-10 | 6.1135e-10 | 6.3039e-10 | 6.5002e-10 | 6.7026e-10 | 6.9114e-10 | 7.1266e-10 | 7.3486e-10 | 7.5775e-10 | 7.8135e-10 | 8.0568e-10 | 8.3077e-10 | 8.5665e-10 | 8.8333e-10 | 9.1084e-10 | 9.3921e-10 | 9.6846e-10 | 9.9862e-10 | 1.0297e-09
|  |  |  | GB Refi facility upfront fee paid | 0 | USD 000s | 0 | 0 | 0 | 0 | 0 | 0 | 0 | 0 | 0 | 0 | 0 | 0 | 0 | 0 | 0 | 0 | 0 | 0 | 0 | 0 | 0 | 0 | 0 | 0 | 0 | 0 | 0 | 0 | 0 | 0 | 0 | 0 | 0 | 0 | 0 | 0 | 0 | 0 | 0 | 0 | 0 | 0 | 0 | 0 | 0 | 0 | 0 | 0 | 0 | 0 | 0 | 0 | 0 | 0 | 0 | 0 | 0 | 0 | 0 | 0 | 0 | 0 | 0 | 0 | 0 | 0 | 0 | 0 | 0 | 0 | 0 | 0 | 0 | 0 | 0 | 0 | 0 | 0 | 0 | 0 | 0 | 0 | 0 | 0 | 0 | 0 | 0 | 0
|  |  |  | GB Refi debt interest | 0 | USD 000s | 0 | 0 | 0 | 0 | 0 | 0 | 0 | 0 | 0 | 0 | 0 | 0 | 0 | 0 | 0 | 0 | 0 | 0 | 0 | 0 | 0 | 0 | 0 | 0 | 0 | 0 | 0 | 0 | 0 | 0 | 0 | 0 | 0 | 0 | 0 | 0 | 0 | 0 | 0 | 0 | 0 | 0 | 0 | 0 | 0 | 0 | 0 | 0 | 0 | 0 | 0 | 0 | 0 | 0 | 0 | 0 | 0 | 0 | 0 | 0 | 0 | 0 | 0 | 0 | 0 | 0 | 0 | 0 | 0 | 0 | 0 | 0 | 0 | 0 | 0 | 0 | 0 | 0 | 0 | 0 | 0 | 0 | 0 | 0 | 0 | 0 | 0 | 0
|  |  |  | Effective interest on EBL incl. rolled-up | 0 | USD 000s | 0 | 0 | 0 | 0 | 0 | 0 | 0 | 0 | 0 | 0 | 0 | 0 | 0 | 0 | 0 | 0 | 0 | 0 | 0 | 0 | 0 | 0 | 0 | 0 | 0 | 0 | 0 | 0 | 0 | 0 | 0 | 0 | 0 | 0 | 0 | 0 | 0 | 0 | 0 | 0 | 0 | 0 | 0 | 0 | 0 | 0 | 0 | 0 | 0 | 0 | 0 | 0 | 0 | 0 | 0 | 0 | 0 | 0 | 0 | 0 | 0 | 0 | 0 | 0 | 0 | 0 | 0 | 0 | 0 | 0 | 0 | 0 | 0 | 0 | 0 | 0 | 0 | 0 | 0 | 0 | 0 | 0 | 0 | 0 | 0 | 0 | 0 | 0
|  |  |  | Withholding tax on equity bridge | 0 | USD 000s | 0 | 0 | 0 | 0 | 0 | 0 | 0 | 0 | 0 | 0 | 0 | 0 | 0 | 0 | 0 | 0 | 0 | 0 | 0 | 0 | 0 | 0 | 0 | 0 | 0 | 0 | 0 | 0 | 0 | 0 | 0 | 0 | 0 | 0 | 0 | 0 | 0 | 0 | 0 | 0 | 0 | 0 | 0 | 0 | 0 | 0 | 0 | 0 | 0 | 0 | 0 | 0 | 0 | 0 | 0 | 0 | 0 | 0 | 0 | 0 | 0 | 0 | 0 | 0 | 0 | 0 | 0 | 0 | 0 | 0 | 0 | 0 | 0 | 0 | 0 | 0 | 0 | 0 | 0 | 0 | 0 | 0 | 0 | 0 | 0 | 0 | 0 | 0
|  |  |  | Shareholder loan interest and fee for pl - P90 | 0 | USD 000s | -94510.7242 | 0 | 0 | 0 | 0 | -576.6499 | -1483.1457 | -1520.6127 | -1559.0263 | -1598.4102 | -1621.8011 | -1662.3461 | -1703.9048 | -1746.5024 | -1790.1649 | -1834.9191 | -1880.792 | -1927.8118 | -1184.8693 | -1204.9303 | -1225.8742 | -1246.8396 | -1268.7346 | -1297.4883 | -1327.0434 | -1357.0995 | -1387.9815 | -1419.4001 | -1451.9801 | -1485.1707 | -1519.2793 | -1553.9683 | -1589.5907 | -1625.8632 | -1663.1208 | -1701.3586 | -1740.7049 | -1771.9149 | -1791.5839 | -1810.6482 | -1831.3153 | -1851.4634 | -1873.3003 | -1894.5922 | -1917.5967 | -1940.0925 | -1964.2513 | -1987.7699 | -1968.9725 | -1899.7782 | -1836.941 | -1764.1904 | -1697.0806 | -1621.1088 | -1550.897 | -1471.7116 | -1398.1783 | -1316.8066 | -1241.2431 | -1156.0377 | -1076.1893 | -989.6315 | -908.5228 | -818.4878 | -733.7997 | -640.1304 | -551.7016 | -454.2325 | -361.8936 | -261.2762 | 0 | 0 | 0 | 0 | 0 | 0 | 0 | 0 | 0 | 0 | 0 | 0 | 0 | 0 | 0 | 0 | 0 | 0
|  |  |  | Total agent bank fee - operations | 0 | USD 000s | -1140 | 0 | 0 | 0 | 0 | 0 | 0 | 0 | 0 | 0 | -60 | 0 | -60 | 0 | -60 | 0 | -60 | 0 | -60 | 0 | -60 | 0 | -60 | 0 | -60 | 0 | -60 | 0 | -60 | 0 | -60 | 0 | -60 | 0 | -60 | 0 | -60 | 0 | -60 | 0 | -60 | 0 | -60 | 0 | -60 | 0 | -60 | 0 | 0 | 0 | 0 | 0 | 0 | 0 | 0 | 0 | 0 | 0 | 0 | 0 | 0 | 0 | 0 | 0 | 0 | 0 | 0 | 0 | 0 | 0 | 0 | 0 | 0 | 0 | 0 | 0 | 0 | 0 | 0 | 0 | 0 | 0 | 0 | 0 | 0 | 0 | 0 | 0
|  |  |  | DSRA LC fee | 0 | USD 000s | -461.3039 | 0 | 0 | 0 | 0 | 0 | 0 | 0 | 0 | 0 | -15.8371 | -15.6396 | -15.546 | -14.931 | -15.1383 | -14.935 | -15.0406 | -14.738 | -14.8094 | -14.3774 | -14.4944 | -14.14 | -14.2986 | -14.0802 | -14.1325 | -12.9963 | -12.2168 | -11.8349 | -12.005 | -11.811 | -11.9118 | -11.6748 | -10.903 | -9.6979 | -10.4531 | -11.1837 | -11.4677 | -11.2418 | -11.3968 | -11.2475 | -11.3456 | -11.1371 | -11.2925 | -11.0789 | -11.2254 | -8.3508 | -2.6935 | 0 | 0 | 0 | 0 | 0 | 0 | 0 | 0 | 0 | 0 | 0 | 0 | 0 | 0 | 0 | 0 | 0 | 0 | 0 | 0 | 0 | 0 | 0 | 0 | 0 | 0 | 0 | 0 | 0 | 0 | 0 | 0 | 0 | 0 | 0 | 0 | 0 | 0 | 0 | 0 | 0
|  |  |  | Profit before tax - P90 |  | USD 000s | -25336.8741 |  | 0 | 0 | 0 | 1771.6114 | 782.1497 | -195.8287 | -492.6753 | -686.2253 | -1206.9841 | -1254.6938 | -1349.1816 | -1323.4737 | -1397.6265 | -1373.5044 | -1465.9775 | -1430.1385 | -719.8385 | -654.6822 | -699.5015 | -633.0402 | -681.3793 | -611.5267 | -659.2454 | -586.4317 | -628.8525 | -514.6821 | -556.2938 | -485.3098 | -534.9223 | -461.9373 | -502.2856 | -425.5402 | -419.2305 | -343.8963 | -435.8794 | -362.081 | -403.4688 | -328.0085 | -367.3124 | -289.3218 | -326.3238 | -245.586 | -279.4872 | -193.0816 | -217.7677 | -128.0933 | -106.7173 | -107.6864 | -108.4197 | -109.8276 | -106.9034 | -107.9016 | -104.9652 | -105.7606 | -98.922 | -99.2383 | -97.6456 | -98.0581 | -88.0197 | -87.9882 | -83.3871 | -83.0652 | -78.143 | -77.5089 | -72.2426 | -71.2732 | -63.4933 | -62.1517 | 1.1902e-08 | 1.2298e-08 | 1.2708e-08 | 1.3131e-08 | 1.3568e-08 | 1.402e-08 | 1.4487e-08 | 1.4969e-08 | 1.5467e-08 | 1.5983e-08 | 1.6515e-08 | 1.7065e-08 | 1.7633e-08 | 1.822e-08 | 1.8827e-08 | 1.9454e-08 | 2.0102e-08 | 2.0771e-08
|  |  |  | Corporate tax expense - P90 | 0 | USD 000s | 0 | 0 | 0 | 0 | 0 | 0 | 0 | 0 | 0 | 0 | 0 | 0 | 0 | 0 | 0 | 0 | 0 | 0 | 0 | 0 | 0 | 0 | 0 | 0 | 0 | 0 | 0 | 0 | 0 | 0 | 0 | 0 | 0 | 0 | 0 | 0 | 0 | 0 | 0 | 0 | 0 | 0 | 0 | 0 | 0 | 0 | 0 | 0 | 0 | 0 | 0 | 0 | 0 | 0 | 0 | 0 | 0 | 0 | 0 | 0 | 0 | 0 | 0 | 0 | 0 | 0 | 0 | 0 | 0 | 0 | 0 | 0 | 0 | 0 | 0 | 0 | 0 | 0 | 0 | 0 | 0 | 0 | 0 | 0 | 0 | 0 | 0 | 0
|  |  |  | Profit after tax - P90 |  | USD 000s | -25336.8741 |  | 0 | 0 | 0 | 1771.6114 | 782.1497 | -195.8287 | -492.6753 | -686.2253 | -1206.9841 | -1254.6938 | -1349.1816 | -1323.4737 | -1397.6265 | -1373.5044 | -1465.9775 | -1430.1385 | -719.8385 | -654.6822 | -699.5015 | -633.0402 | -681.3793 | -611.5267 | -659.2454 | -586.4317 | -628.8525 | -514.6821 | -556.2938 | -485.3098 | -534.9223 | -461.9373 | -502.2856 | -425.5402 | -419.2305 | -343.8963 | -435.8794 | -362.081 | -403.4688 | -328.0085 | -367.3124 | -289.3218 | -326.3238 | -245.586 | -279.4872 | -193.0816 | -217.7677 | -128.0933 | -106.7173 | -107.6864 | -108.4197 | -109.8276 | -106.9034 | -107.9016 | -104.9652 | -105.7606 | -98.922 | -99.2383 | -97.6456 | -98.0581 | -88.0197 | -87.9882 | -83.3871 | -83.0652 | -78.143 | -77.5089 | -72.2426 | -71.2732 | -63.4933 | -62.1517 | 1.1902e-08 | 1.2298e-08 | 1.2708e-08 | 1.3131e-08 | 1.3568e-08 | 1.402e-08 | 1.4487e-08 | 1.4969e-08 | 1.5467e-08 | 1.5983e-08 | 1.6515e-08 | 1.7065e-08 | 1.7633e-08 | 1.822e-08 | 1.8827e-08 | 1.9454e-08 | 2.0102e-08 | 2.0771e-08
Cashflow Waterfall - P90
|  |  |  | EBITDA - P90- adj | 0 | USD 000s | 310095.1961 | 0 | 0 | 0 | 0 | 0 | 0 | 5867.1893 | 6361.6415 | 5867.1893 | 6151.1181 | 5677.2405 | 6196.7513 | 5723.7011 | 5920.3486 | 5448.1643 | 5902.7243 | 5431.4208 | 5883.4543 | 5413.0461 | 5763.9168 | 5294.42 | 5711.2694 | 5242.6964 | 5711.4723 | 5243.8337 | 5680.5593 | 4604.8998 | 4973.6031 | 4514.7838 | 5028.9409 | 4570.9547 | 4998.6453 | 4541.5081 | 4264.6547 | 3808.3828 | 4996.4529 | 4541.0657 | 4968.7607 | 4514.2733 | 4945.2054 | 4491.6312 | 4925.2442 | 4472.5995 | 4901.5342 | 4449.831 | 4873.8397 | 4423.0907 | 4790.0353 | 4340.2555 | 4824.5485 | 4375.7578 | 4804.7377 | 4356.9498 | 4787.377 | 4340.6024 | 4712.85 | 4267.0997 | 4722.6379 | 4277.9177 | 4605.7983 | 4162.1133 | 4576.9824 | 4134.3371 | 4547.4005 | 4105.7997 | 4517.0532 | 4076.5013 | 4452.9403 | 4013.4418 | 0 | 0 | 0 | 0 | 0 | 0 | 0 | 0 | 0 | 0 | 0 | 0 | 0 | 0 | 0 | 0 | 0 | 0
|  |  |  | Decrease / (increase) in working capital - P90 | 0 | USD 000s | 0 | 0 | 0 | 0 | 0 | 0 | 0 | 0 | 0 | 0 | -1600.7961 | 119.2514 | -113.2405 | 118.9988 | -94.8086 | 118.7436 | -114.2589 | 118.4863 | -113.6871 | 118.2269 | -88.4551 | 117.965 | -105.0074 | 117.7015 | -118.0457 | 117.4366 | -110.0889 | 117.1698 | -91.393 | 116.9002 | -127.8473 | 116.6281 | -106.3202 | 116.3539 | 69.7276 | 116.0775 | -296.5902 | 115.7979 | -106.5822 | 115.5162 | -107.476 | 115.2329 | -108.2298 | 114.9471 | -107.1426 | 114.6598 | -105.9926 | 114.3709 | -83.2667 | 114.0797 | -121.224 | 113.7849 | -107.4746 | 113.4881 | -107.9145 | 113.19 | -93.4471 | 112.8905 | -114.3465 | 112.5907 | -105.1498 | 112.291 | -104.7838 | 111.9912 | -104.4165 | 111.6915 | -104.0479 | 111.3917 | -103.6779 | 1348.1301 | 0 | 0 | 0 | 0 | 0 | 0 | 0 | 0 | 0 | 0 | 0 | 0 | 0 | 0 | 0 | 0 | 0 | 0
|  |  |  | Working capital reserve releases - P90 | 0 | USD 000s | 0 | 0 | 0 | 0 | 0 | 0 | 0 | 0 | 0 | 0 | 0 | 0 | 0 | 0 | 0 | 0 | 0 | 0 | 0 | 0 | 0 | 0 | 0 | 0 | 0 | 0 | 0 | 0 | 0 | 0 | 0 | 0 | 0 | 0 | 0 | 0 | 0 | 0 | 0 | 0 | 0 | 0 | 0 | 0 | 0 | 0 | 0 | 0 | 0 | 0 | 0 | 0 | 0 | 0 | 0 | 0 | 0 | 0 | 0 | 0 | 0 | 0 | 0 | 0 | 0 | 0 | 0 | 0 | 0 | 0 | 0 | 0 | 0 | 0 | 0 | 0 | 0 | 0 | 0 | 0 | 0 | 0 | 0 | 0 | 0 | 0 | 0 | 0
|  |  |  | Net movement in working capital during construction | 0 | USD 000s | -3064.1839 | 0 | 0 | 0 | 0 | 0 | 0 | -3064.1839 | 2193.5037 | -2193.5037 | 0 | 0 | 0 | 0 | 0 | 0 | 0 | 0 | 0 | 0 | 0 | 0 | 0 | 0 | 0 | 0 | 0 | 0 | 0 | 0 | 0 | 0 | 0 | 0 | 0 | 0 | 0 | 0 | 0 | 0 | 0 | 0 | 0 | 0 | 0 | 0 | 0 | 0 | 0 | 0 | 0 | 0 | 0 | 0 | 0 | 0 | 0 | 0 | 0 | 0 | 0 | 0 | 0 | 0 | 0 | 0 | 0 | 0 | 0 | 0 | 0 | 0 | 0 | 0 | 0 | 0 | 0 | 0 | 0 | 0 | 0 | 0 | 0 | 0 | 0 | 0 | 0 | 0
|  |  |  | EGR cash received during operations | 0 | USD 000s | 3214.8589 | 0 | 0 | 0 | 0 | 0 | 0 | 0 | 0 | 0 | 3214.8589 | 0 | 0 | 0 | 0 | 0 | 0 | 0 | 0 | 0 | 0 | 0 | 0 | 0 | 0 | 0 | 0 | 0 | 0 | 0 | 0 | 0 | 0 | 0 | 0 | 0 | 0 | 0 | 0 | 0 | 0 | 0 | 0 | 0 | 0 | 0 | 0 | 0 | 0 | 0 | 0 | 0 | 0 | 0 | 0 | 0 | 0 | 0 | 0 | 0 | 0 | 0 | 0 | 0 | 0 | 0 | 0 | 0 | 0 | 0 | 0 | 0 | 0 | 0 | 0 | 0 | 0 | 0 | 0 | 0 | 0 | 0 | 0 | 0 | 0 | 0 | 0 | 0
|  |  |  | Cash paid for early generation costs during operations | 0 | USD 000s | -150.675 | 0 | 0 | 0 | 0 | 0 | 0 | 0 | 0 | 0 | -150.675 | 0 | 0 | 0 | 0 | 0 | 0 | 0 | 0 | 0 | 0 | 0 | 0 | 0 | 0 | 0 | 0 | 0 | 0 | 0 | 0 | 0 | 0 | 0 | 0 | 0 | 0 | 0 | 0 | 0 | 0 | 0 | 0 | 0 | 0 | 0 | 0 | 0 | 0 | 0 | 0 | 0 | 0 | 0 | 0 | 0 | 0 | 0 | 0 | 0 | 0 | 0 | 0 | 0 | 0 | 0 | 0 | 0 | 0 | 0 | 0 | 0 | 0 | 0 | 0 | 0 | 0 | 0 | 0 | 0 | 0 | 0 | 0 | 0 | 0 | 0 | 0 | 0
|  |  |  | Net VAT (paid) / received excl. financing cost - P90 | 0 | USD 000s | 24098.6212 | 0 | 0 | 0 | 0 | -13542.047 | -4334.6829 | -176.2259 | 1020.2994 | 440.8423 | 943.9887 | 725.4516 | 751.908 | 722.6573 | 742.5085 | 711.1378 | 738.0218 | 709.0778 | 735.7868 | 706.8676 | 724.5242 | 692.6714 | 716.3182 | 686.5466 | 714.9189 | 686.8071 | 712.3467 | 683.3763 | 702.2174 | 671.1005 | 703.0975 | 676.4531 | 700.733 | 671.604 | 632.5396 | 582.3844 | 675.2276 | 669.1312 | 693.605 | 664.8091 | 689.6385 | 661.0518 | 686.1865 | 657.7931 | 682.5708 | 654.1504 | 678.5486 | 650.0942 | 666.3457 | 635.269 | 665.2201 | 638.8044 | 663.841 | 635.8823 | 661.1129 | 633.3143 | 653.3724 | 623.9455 | 651.5634 | 624.7523 | 649.0953 | 621.2886 | 645.5358 | 617.793 | 641.944 | 614.2651 | 638.3194 | 610.7041 | 634.6611 | 755.554 | 0 | 0 | 0 | 0 | 0 | 0 | 0 | 0 | 0 | 0 | 0 | 0 | 0 | 0 | 0 | 0 | 0 | 0
|  |  |  | VAT facility drawdown during construction s.a. | 0 | USD 000s | 18343.1427 | 0 | 0 | 0 | 0 | 17277.8014 | 638.3104 | 427.0309 | 0 | 0 | 0 | 0 | 0 | 0 | 0 | 0 | 0 | 0 | 0 | 0 | 0 | 0 | 0 | 0 | 0 | 0 | 0 | 0 | 0 | 0 | 0 | 0 | 0 | 0 | 0 | 0 | 0 | 0 | 0 | 0 | 0 | 0 | 0 | 0 | 0 | 0 | 0 | 0 | 0 | 0 | 0 | 0 | 0 | 0 | 0 | 0% | 0% | 0% | 0% | 0% | 0% | 0% | 0% | 0% | 0% | 0% | 0% | 0% | 0% | 0% | 0% | 0% | 0% | 0% | 0% | 0% | 0% | 0% | 0% | 0% | 0% | 0% | 0% | 0% | 0% | 0% | 0% | 0%
|  |  |  | VAT received / (paid to) government - P90 | 0 | USD 000s | -24098.6212 | 0 | 0 | 0 | 0 | 0 | 13542.047 | 4334.6829 | -191.4762 | -757.079 | -704.0627 | -768.3821 | -711.1415 | -765.4969 | -708.3774 | -753.8855 | -696.8886 | -751.7329 | -694.8595 | -749.4293 | -692.6804 | -735.1388 | -678.5156 | -728.9191 | -672.4224 | -729.0843 | -672.7147 | -725.5574 | -669.3159 | -713.1846 | -657.0725 | -718.4392 | -662.4577 | -713.4914 | -657.6415 | -624.1723 | -568.4551 | -710.8184 | -655.2355 | -706.3949 | -650.9471 | -702.5356 | -647.2238 | -699.1741 | -643.9995 | -695.4279 | -640.3912 | -691.2677 | -636.3696 | -676.3377 | -621.5794 | -679.7669 | -625.1502 | -676.738 | -622.2637 | -674.0627 | -619.7315 | -664.5861 | -610.3987 | -665.285 | -611.2414 | -661.7133 | -607.8137 | -658.1099 | -604.3541 | -654.474 | -600.8621 | -650.8051 | -597.3371 | -1240.8808 | 0 | 0 | 0 | 0 | 0 | 0 | 0 | 0 | 0 | 0 | 0 | 0 | 0 | 0 | 0 | 0 | 0 | 0
|  |  |  | VAT facility repayment | 0 | USD 000s | -18343.1427 | 0 | 0 | 0 | 0 | 0 | -13542.047 | -4334.6829 | -466.4128 | 0 | 0 | 0 | 0 | 0 | 0 | 0 | 0 | 0 | 0 | 0 | 0 | 0 | 0 | 0 | 0 | 0 | 0 | 0 | 0 | 0 | 0 | 0 | 0 | 0 | 0 | 0 | 0 | 0 | 0 | 0 | 0 | 0 | 0 | 0 | 0 | 0 | 0 | 0 | 0 | 0 | 0 | 0 | 0 | 0 | 0 | 0 | 0 | 0 | 0 | 0 | 0 | 0 | 0 | 0 | 0 | 0 | 0 | 0 | 0 | 0 | 0 | 0 | 0 | 0 | 0 | 0 | 0 | 0 | 0 | 0 | 0 | 0 | 0 | 0 | 0 | 0 | 0 | 0
|  |  |  | Corporate tax paid - P90 | 0 | USD 000s | 0 | 0 | 0 | 0 | 0 | 0 | 0 | 0 | 0 | 0 | 0 | 0 | 0 | 0 | 0 | 0 | 0 | 0 | 0 | 0 | 0 | 0 | 0 | 0 | 0 | 0 | 0 | 0 | 0 | 0 | 0 | 0 | 0 | 0 | 0 | 0 | 0 | 0 | 0 | 0 | 0 | 0 | 0 | 0 | 0 | 0 | 0 | 0 | 0 | 0 | 0 | 0 | 0 | 0 | 0 | 0 | 0 | 0 | 0 | 0 | 0 | 0 | 0 | 0 | 0 | 0 | 0 | 0 | 0 | 0 | 0 | 0 | 0 | 0 | 0 | 0 | 0 | 0 | 0 | 0 | 0 | 0 | 0 | 0 | 0 | 0 | 0 | 0
|  |  |  | Operating cash flow - P90 |  | USD 000s | 310095.1961 |  | 0 | 0 | 0 | 3735.7543 | -3696.3724 | 3053.8104 | 8917.5557 | 3357.4489 | 7854.4319 | 5753.5614 | 6124.2774 | 5799.8603 | 5859.6711 | 5524.1602 | 5829.5986 | 5507.252 | 5810.6946 | 5488.7113 | 5707.3056 | 5369.9176 | 5644.0647 | 5318.0253 | 5635.923 | 5318.9931 | 5610.1024 | 4679.8884 | 4915.1116 | 4589.5999 | 4947.1186 | 4645.5967 | 4930.6003 | 4615.9746 | 4309.2803 | 3882.6724 | 4806.6351 | 4615.1763 | 4900.5481 | 4588.2037 | 4876.4208 | 4565.3803 | 4855.9772 | 4546.1656 | 4832.9629 | 4523.2133 | 4806.0044 | 4496.2881 | 4736.7446 | 4413.2665 | 4746.9651 | 4448.5801 | 4735.9539 | 4429.5822 | 4718.3117 | 4413.044 | 4653.0439 | 4339.3496 | 4649.4561 | 4349.9758 | 4538.5025 | 4233.9795 | 4509.9207 | 4206.0115 | 4480.5739 | 4177.2822 | 4450.4626 | 4147.792 | 4386.5865 | 4876.2451 | 0 | 0 | 0 | 0 | 0 | 0 | 0 | 0 | 0 | 0 | 0 | 0 | 0 | 0 | 0 | 0 | 0 | 0
|  |  |  | Project costs excluding VAT s.a. | 0 | USD 000s | -159043.4534 | 0 | 0 | 0 | 0 | -117413.0686 | -37178.2227 | -4331.9206 | -82.65 | -37.5915 | 0 | 0 | 0 | 0 | 0 | 0 | 0 | 0 | 0 | 0 | 0 | 0 | 0 | 0 | 0 | 0 | 0 | 0 | 0 | 0 | 0 | 0 | 0 | 0 | 0 | 0 | 0 | 0 | 0 | 0 | 0 | 0 | 0 | 0 | 0 | 0 | 0 | 0 | 0 | 0 | 0 | 0 | 0 | 0 | 0 | 0% | 0% | 0% | 0% | 0% | 0% | 0% | 0% | 0% | 0% | 0% | 0% | 0% | 0% | 0% | 0% | 0% | 0% | 0% | 0% | 0% | 0% | 0% | 0% | 0% | 0% | 0% | 0% | 0% | 0% | 0% | 0% | 0%
|  |  |  | Financial expenses during construction s.a. | 0 | USD 000s | -12706.413 | 0 | 0 | 0 | 0 | -1385.5506 | -2624.1503 | -2802.2648 | -2937.2272 | -2957.2201 | 0 | 0 | 0 | 0 | 0 | 0 | 0 | 0 | 0 | 0 | 0 | 0 | 0 | 0 | 0 | 0 | 0 | 0 | 0 | 0 | 0 | 0 | 0 | 0 | 0 | 0 | 0 | 0 | 0 | 0 | 0 | 0 | 0 | 0 | 0 | 0 | 0 | 0 | 0 | 0 | 0 | 0 | 0 | 0 | 0 | 0% | 0% | 0% | 0% | 0% | 0% | 0% | 0% | 0% | 0% | 0% | 0% | 0% | 0% | 0% | 0% | 0% | 0% | 0% | 0% | 0% | 0% | 0% | 0% | 0% | 0% | 0% | 0% | 0% | 0% | 0% | 0% | 0%
|  |  |  | Lifecycle costs - total indexed | 0 | USD 000s | 0 | 0 | 0 | 0 | 0 | 0 | 0 | 0 | 0 | 0 | 0 | 0 | 0 | 0 | 0 | 0 | 0 | 0 | 0 | 0 | 0 | 0 | 0 | 0 | 0 | 0 | 0 | 0 | 0 | 0 | 0 | 0 | 0 | 0 | 0 | 0 | 0 | 0 | 0 | 0 | 0 | 0 | 0 | 0 | 0 | 0 | 0 | 0 | 0 | 0 | 0 | 0 | 0 | 0 | 0 | 0 | 0 | 0 | 0 | 0 | 0 | 0 | 0 | 0 | 0 | 0 | 0 | 0 | 0 | 0 | 0 | 0 | 0 | 0 | 0 | 0 | 0 | 0 | 0 | 0 | 0 | 0 | 0 | 0 | 0 | 0 | 0 | 0
|  |  |  | Non refundable VAT during construction s.a. | 0 | USD 000s | 0 | 0 | 0 | 0 | 0 | 0 | 0 | 0 | 0 | 0 | 0 | 0 | 0 | 0 | 0 | 0 | 0 | 0 | 0 | 0 | 0 | 0 | 0 | 0 | 0 | 0 | 0 | 0 | 0 | 0 | 0 | 0 | 0 | 0 | 0 | 0 | 0 | 0 | 0 | 0 | 0 | 0 | 0 | 0 | 0 | 0 | 0 | 0 | 0 | 0 | 0 | 0 | 0 | 0 | 0 | 0% | 0% | 0% | 0% | 0% | 0% | 0% | 0% | 0% | 0% | 0% | 0% | 0% | 0% | 0% | 0% | 0% | 0% | 0% | 0% | 0% | 0% | 0% | 0% | 0% | 0% | 0% | 0% | 0% | 0% | 0% | 0% | 0%
|  |  |  | MMRA pre-funding s.a. | 0 | USD 000s | 0 | 0 | 0 | 0 | 0 | 0 | 0 | 0 | 0 | 0 | 0 | 0 | 0 | 0 | 0 | 0 | 0 | 0 | 0 | 0 | 0 | 0 | 0 | 0 | 0 | 0 | 0 | 0 | 0 | 0 | 0 | 0 | 0 | 0 | 0 | 0 | 0 | 0 | 0 | 0 | 0 | 0 | 0 | 0 | 0 | 0 | 0 | 0 | 0 | 0 | 0 | 0 | 0 | 0 | 0 | 0% | 0% | 0% | 0% | 0% | 0% | 0% | 0% | 0% | 0% | 0% | 0% | 0% | 0% | 0% | 0% | 0% | 0% | 0% | 0% | 0% | 0% | 0% | 0% | 0% | 0% | 0% | 0% | 0% | 0% | 0% | 0% | 0%
|  |  |  | DSRA pre-funding s.a. | 0 | USD 000s | -8050.8315 | 0 | 0 | 0 | 0 | 0 | 0 | 0 | 0 | -8050.8315 | 0 | 0 | 0 | 0 | 0 | 0 | 0 | 0 | 0 | 0 | 0 | 0 | 0 | 0 | 0 | 0 | 0 | 0 | 0 | 0 | 0 | 0 | 0 | 0 | 0 | 0 | 0 | 0 | 0 | 0 | 0 | 0 | 0 | 0 | 0 | 0 | 0 | 0 | 0 | 0 | 0 | 0 | 0 | 0 | 0 | 0% | 0% | 0% | 0% | 0% | 0% | 0% | 0% | 0% | 0% | 0% | 0% | 0% | 0% | 0% | 0% | 0% | 0% | 0% | 0% | 0% | 0% | 0% | 0% | 0% | 0% | 0% | 0% | 0% | 0% | 0% | 0% | 0%
|  |  |  | Working capital pre-funding | 0 | USD 000s | 0 | 0 | 0 | 0 | 0 | 0 | 0 | 0 | 0 | 0 | 0 | 0 | 0 | 0 | 0 | 0 | 0 | 0 | 0 | 0 | 0 | 0 | 0 | 0 | 0 | 0 | 0 | 0 | 0 | 0 | 0 | 0 | 0 | 0 | 0 | 0 | 0 | 0 | 0 | 0 | 0 | 0 | 0 | 0 | 0 | 0 | 0 | 0 | 0 | 0 | 0 | 0 | 0 | 0 | 0 | 0 | 0 | 0 | 0 | 0 | 0 | 0 | 0 | 0 | 0 | 0 | 0 | 0 | 0 | 0 | 0 | 0 | 0 | 0 | 0 | 0 | 0 | 0 | 0 | 0 | 0 | 0 | 0 | 0 | 0 | 0 | 0 | 0
|  |  |  | Share capital drawdown s.a. | 0 | USD 000s | 19500.7935 | 0 | 0 | 0 | 0 | 19500.7935 | 0 | 0 | 0 | 0 | 0 | 0 | 0 | 0 | 0 | 0 | 0 | 0 | 0 | 0 | 0 | 0 | 0 | 0 | 0 | 0 | 0 | 0 | 0 | 0 | 0 | 0 | 0 | 0 | 0 | 0 | 0 | 0 | 0 | 0 | 0 | 0 | 0 | 0 | 0 | 0 | 0 | 0 | 0 | 0 | 0 | 0 | 0 | 0 | 0 | 0% | 0% | 0% | 0% | 0% | 0% | 0% | 0% | 0% | 0% | 0% | 0% | 0% | 0% | 0% | 0% | 0% | 0% | 0% | 0% | 0% | 0% | 0% | 0% | 0% | 0% | 0% | 0% | 0% | 0% | 0% | 0% | 0%
|  |  |  | Standby equity drawdown s.a. | 0 | USD 000s | 0 | 0 | 0 | 0 | 0 | 0 | 0 | 0 | 0 | 0 | 0 | 0 | 0 | 0 | 0 | 0 | 0 | 0 | 0 | 0 | 0 | 0 | 0 | 0 | 0 | 0 | 0 | 0 | 0 | 0 | 0 | 0 | 0 | 0 | 0 | 0 | 0 | 0 | 0 | 0 | 0 | 0 | 0 | 0 | 0 | 0 | 0 | 0 | 0 | 0 | 0 | 0 | 0 | 0 | 0 | 0% | 0% | 0% | 0% | 0% | 0% | 0% | 0% | 0% | 0% | 0% | 0% | 0% | 0% | 0% | 0% | 0% | 0% | 0% | 0% | 0% | 0% | 0% | 0% | 0% | 0% | 0% | 0% | 0% | 0% | 0% | 0% | 0%
|  |  |  | Equity bridge drawdown s.a. | 0 | USD 000s | 0 | 0 | 0 | 0 | 0 | 0 | 0 | 0 | 0 | 0 | 0 | 0 | 0 | 0 | 0 | 0 | 0 | 0 | 0 | 0 | 0 | 0 | 0 | 0 | 0 | 0 | 0 | 0 | 0 | 0 | 0 | 0 | 0 | 0 | 0 | 0 | 0 | 0 | 0 | 0 | 0 | 0 | 0 | 0 | 0 | 0 | 0 | 0 | 0 | 0 | 0 | 0 | 0 | 0 | 0 | 0% | 0% | 0% | 0% | 0% | 0% | 0% | 0% | 0% | 0% | 0% | 0% | 0% | 0% | 0% | 0% | 0% | 0% | 0% | 0% | 0% | 0% | 0% | 0% | 0% | 0% | 0% | 0% | 0% | 0% | 0% | 0% | 0%
|  |  |  | Equity bridge interest and fees paid | 0 | USD 000s | 0 | 0 | 0 | 0 | 0 | 0 | 0 | 0 | 0 | 0 | 0 | 0 | 0 | 0 | 0 | 0 | 0 | 0 | 0 | 0 | 0 | 0 | 0 | 0 | 0 | 0 | 0 | 0 | 0 | 0 | 0 | 0 | 0 | 0 | 0 | 0 | 0 | 0 | 0 | 0 | 0 | 0 | 0 | 0 | 0 | 0 | 0 | 0 | 0 | 0 | 0 | 0 | 0 | 0 | 0 | 0% | 0% | 0% | 0% | 0% | 0% | 0% | 0% | 0% | 0% | 0% | 0% | 0% | 0% | 0% | 0% | 0% | 0% | 0% | 0% | 0% | 0% | 0% | 0% | 0% | 0% | 0% | 0% | 0% | 0% | 0% | 0% | 0%
|  |  |  | Equity bridge repayment | 0 | USD 000s | 0 | 0 | 0 | 0 | 0 | 0 | 0 | 0 | 0 | 0 | 0 | 0 | 0 | 0 | 0 | 0 | 0 | 0 | 0 | 0 | 0 | 0 | 0 | 0 | 0 | 0 | 0 | 0 | 0 | 0 | 0 | 0 | 0 | 0 | 0 | 0 | 0 | 0 | 0 | 0 | 0 | 0 | 0 | 0 | 0 | 0 | 0 | 0 | 0 | 0 | 0 | 0 | 0 | 0 | 0 | 0 | 0 | 0 | 0 | 0 | 0 | 0 | 0 | 0 | 0 | 0 | 0 | 0 | 0 | 0 | 0 | 0 | 0 | 0 | 0 | 0 | 0 | 0 | 0 | 0 | 0 | 0 | 0 | 0 | 0 | 0 | 0 | 0
|  |  |  | Additions to shareholder loan during construction s.a. | 0 | USD 000s | 58134.1987 | 0 | 0 | 0 | 0 | 58134.1987 | 0 | 0 | 0 | 0 | 0 | 0 | 0 | 0 | 0 | 0 | 0 | 0 | 0 | 0 | 0 | 0 | 0 | 0 | 0 | 0 | 0 | 0 | 0 | 0 | 0 | 0 | 0 | 0 | 0 | 0 | 0 | 0 | 0 | 0 | 0 | 0 | 0 | 0 | 0 | 0 | 0 | 0 | 0 | 0 | 0 | 0 | 0 | 0 | 0 | 0% | 0% | 0% | 0% | 0% | 0% | 0% | 0% | 0% | 0% | 0% | 0% | 0% | 0% | 0% | 0% | 0% | 0% | 0% | 0% | 0% | 0% | 0% | 0% | 0% | 0% | 0% | 0% | 0% | 0% | 0% | 0% | 0%
|  |  |  | Repayment of equity bridge from share capital | 0 | USD 000s | 0 | 0 | 0 | 0 | 0 | 0 | 0 | 0 | 0 | 0 | 0 | 0 | 0 | 0 | 0 | 0 | 0 | 0 | 0 | 0 | 0 | 0 | 0 | 0 | 0 | 0 | 0 | 0 | 0 | 0 | 0 | 0 | 0 | 0 | 0 | 0 | 0 | 0 | 0 | 0 | 0 | 0 | 0 | 0 | 0 | 0 | 0 | 0 | 0 | 0 | 0 | 0 | 0 | 0 | 0 | 0 | 0 | 0 | 0 | 0 | 0 | 0 | 0 | 0 | 0 | 0 | 0 | 0 | 0 | 0 | 0 | 0 | 0 | 0 | 0 | 0 | 0 | 0 | 0 | 0 | 0 | 0 | 0 | 0 | 0 | 0 | 0 | 0
|  |  |  | Repayment of equity bridge from shareholder loan | 0 | USD 000s | 0 | 0 | 0 | 0 | 0 | 0 | 0 | 0 | 0 | 0 | 0 | 0 | 0 | 0 | 0 | 0 | 0 | 0 | 0 | 0 | 0 | 0 | 0 | 0 | 0 | 0 | 0 | 0 | 0 | 0 | 0 | 0 | 0 | 0 | 0 | 0 | 0 | 0 | 0 | 0 | 0 | 0 | 0 | 0 | 0 | 0 | 0 | 0 | 0 | 0 | 0 | 0 | 0 | 0 | 0 | 0 | 0 | 0 | 0 | 0 | 0 | 0 | 0 | 0 | 0 | 0 | 0 | 0 | 0 | 0 | 0 | 0 | 0 | 0 | 0 | 0 | 0 | 0 | 0 | 0 | 0 | 0 | 0 | 0 | 0 | 0 | 0 | 0
|  |  |  | ADB Loan drawdown s.a. | 0 | USD 000s | 26505.2054 | 0 | 0 | 0 | 0 | 10679.2234 | 10326.0686 | 1850.8466 | 783.4573 | 2865.6096 | 0 | 0 | 0 | 0 | 0 | 0 | 0 | 0 | 0 | 0 | 0 | 0 | 0 | 0 | 0 | 0 | 0 | 0 | 0 | 0 | 0 | 0 | 0 | 0 | 0 | 0 | 0 | 0 | 0 | 0 | 0 | 0 | 0 | 0 | 0 | 0 | 0 | 0 | 0 | 0 | 0 | 0 | 0 | 0 | 0 | 0% | 0% | 0% | 0% | 0% | 0% | 0% | 0% | 0% | 0% | 0% | 0% | 0% | 0% | 0% | 0% | 0% | 0% | 0% | 0% | 0% | 0% | 0% | 0% | 0% | 0% | 0% | 0% | 0% | 0% | 0% | 0% | 0%
|  |  |  | EBRD drawdown s.a. | 0 | USD 000s | 34798.3079 | 0 | 0 | 0 | 0 | 14020.6008 | 13556.9488 | 2429.9502 | 1028.5899 | 3762.2181 | 0 | 0 | 0 | 0 | 0 | 0 | 0 | 0 | 0 | 0 | 0 | 0 | 0 | 0 | 0 | 0 | 0 | 0 | 0 | 0 | 0 | 0 | 0 | 0 | 0 | 0 | 0 | 0 | 0 | 0 | 0 | 0 | 0 | 0 | 0 | 0 | 0 | 0 | 0 | 0 | 0 | 0 | 0 | 0 | 0 | 0% | 0% | 0% | 0% | 0% | 0% | 0% | 0% | 0% | 0% | 0% | 0% | 0% | 0% | 0% | 0% | 0% | 0% | 0% | 0% | 0% | 0% | 0% | 0% | 0% | 0% | 0% | 0% | 0% | 0% | 0% | 0% | 0%
|  |  |  | AIIB drawdown s.a. | 0 | USD 000s | 20431.0959 | 0 | 0 | 0 | 0 | 8231.9014 | 7959.6778 | 1426.6943 | 603.915 | 2208.9074 | 0 | 0 | 0 | 0 | 0 | 0 | 0 | 0 | 0 | 0 | 0 | 0 | 0 | 0 | 0 | 0 | 0 | 0 | 0 | 0 | 0 | 0 | 0 | 0 | 0 | 0 | 0 | 0 | 0 | 0 | 0 | 0 | 0 | 0 | 0 | 0 | 0 | 0 | 0 | 0 | 0 | 0 | 0 | 0 | 0 | 0% | 0% | 0% | 0% | 0% | 0% | 0% | 0% | 0% | 0% | 0% | 0% | 0% | 0% | 0% | 0% | 0% | 0% | 0% | 0% | 0% | 0% | 0% | 0% | 0% | 0% | 0% | 0% | 0% | 0% | 0% | 0% | 0%
|  |  |  | EIB drawdown s.a. | 0 | USD 000s | 20431.0959 | 0 | 0 | 0 | 0 | 8231.9014 | 7959.6778 | 1426.6943 | 603.915 | 2208.9074 | 0 | 0 | 0 | 0 | 0 | 0 | 0 | 0 | 0 | 0 | 0 | 0 | 0 | 0 | 0 | 0 | 0 | 0 | 0 | 0 | 0 | 0 | 0 | 0 | 0 | 0 | 0 | 0 | 0 | 0 | 0 | 0 | 0 | 0 | 0 | 0 | 0 | 0 | 0 | 0 | 0 | 0 | 0 | 0 | 0 | 0% | 0% | 0% | 0% | 0% | 0% | 0% | 0% | 0% | 0% | 0% | 0% | 0% | 0% | 0% | 0% | 0% | 0% | 0% | 0% | 0% | 0% | 0% | 0% | 0% | 0% | 0% | 0% | 0% | 0% | 0% | 0% | 0%
|  |  |  | Cash flow available for MMRA - P90 |  | USD 000s | 310095.1954 |  | 0 | 0 | 0 | 3735.7543 | -3696.3724 | 3053.8104 | 8917.5557 | 3357.4482 | 7854.4319 | 5753.5614 | 6124.2774 | 5799.8603 | 5859.6711 | 5524.1602 | 5829.5986 | 5507.252 | 5810.6946 | 5488.7113 | 5707.3056 | 5369.9176 | 5644.0647 | 5318.0253 | 5635.923 | 5318.9931 | 5610.1024 | 4679.8884 | 4915.1116 | 4589.5999 | 4947.1186 | 4645.5967 | 4930.6003 | 4615.9746 | 4309.2803 | 3882.6724 | 4806.6351 | 4615.1763 | 4900.5481 | 4588.2037 | 4876.4208 | 4565.3803 | 4855.9772 | 4546.1656 | 4832.9629 | 4523.2133 | 4806.0044 | 4496.2881 | 4736.7446 | 4413.2665 | 4746.9651 | 4448.5801 | 4735.9539 | 4429.5822 | 4718.3117 | 4413.044 | 4653.0439 | 4339.3496 | 4649.4561 | 4349.9758 | 4538.5025 | 4233.9795 | 4509.9207 | 4206.0115 | 4480.5739 | 4177.2822 | 4450.4626 | 4147.792 | 4386.5865 | 4876.2451 | 0 | 0 | 0 | 0 | 0 | 0 | 0 | 0 | 0 | 0 | 0 | 0 | 0 | 0 | 0 | 0 | 0 | 0
|  |  |  | MMRA deposit | 0 | USD 000s | 0 | 0 | 0 | 0 | 0 | 0 | 0 | 0 | 0 | 0 | 0 | 0 | 0 | 0 | 0 | 0 | 0 | 0 | 0 | 0 | 0 | 0 | 0 | 0 | 0 | 0 | 0 | 0 | 0 | 0 | 0 | 0 | 0 | 0 | 0 | 0 | 0 | 0 | 0 | 0 | 0 | 0 | 0 | 0 | 0 | 0 | 0 | 0 | 0 | 0 | 0 | 0 | 0 | 0 | 0 | 0 | 0 | 0 | 0 | 0 | 0 | 0 | 0 | 0 | 0 | 0 | 0 | 0 | 0 | 0 | 0 | 0 | 0 | 0 | 0 | 0 | 0 | 0 | 0 | 0 | 0 | 0 | 0 | 0 | 0 | 0 | 0 | 0
|  |  |  | MMRA release | 0 | USD 000s | 0 | 0 | 0 | 0 | 0 | 0 | 0 | 0 | 0 | 0 | 0 | 0 | 0 | 0 | 0 | 0 | 0 | 0 | 0 | 0 | 0 | 0 | 0 | 0 | 0 | 0 | 0 | 0 | 0 | 0 | 0 | 0 | 0 | 0 | 0 | 0 | 0 | 0 | 0 | 0 | 0 | 0 | 0 | 0 | 0 | 0 | 0 | 0 | 0 | 0 | 0 | 0 | 0 | 0 | 0 | 0 | 0 | 0 | 0 | 0 | 0 | 0 | 0 | 0 | 0 | 0 | 0 | 0 | 0 | 0 | 0 | 0 | 0 | 0 | 0 | 0 | 0 | 0 | 0 | 0 | 0 | 0 | 0 | 0 | 0 | 0 | 0 | 0
|  |  |  | Cash flow available for debt service - P90 |  | USD 000s | 310095.1954 |  | 0 | 0 | 0 | 3735.7543 | -3696.3724 | 3053.8104 | 8917.5557 | 3357.4482 | 7854.4319 | 5753.5614 | 6124.2774 | 5799.8603 | 5859.6711 | 5524.1602 | 5829.5986 | 5507.252 | 5810.6946 | 5488.7113 | 5707.3056 | 5369.9176 | 5644.0647 | 5318.0253 | 5635.923 | 5318.9931 | 5610.1024 | 4679.8884 | 4915.1116 | 4589.5999 | 4947.1186 | 4645.5967 | 4930.6003 | 4615.9746 | 4309.2803 | 3882.6724 | 4806.6351 | 4615.1763 | 4900.5481 | 4588.2037 | 4876.4208 | 4565.3803 | 4855.9772 | 4546.1656 | 4832.9629 | 4523.2133 | 4806.0044 | 4496.2881 | 4736.7446 | 4413.2665 | 4746.9651 | 4448.5801 | 4735.9539 | 4429.5822 | 4718.3117 | 4413.044 | 4653.0439 | 4339.3496 | 4649.4561 | 4349.9758 | 4538.5025 | 4233.9795 | 4509.9207 | 4206.0115 | 4480.5739 | 4177.2822 | 4450.4626 | 4147.792 | 4386.5865 | 4876.2451 | 0 | 0 | 0 | 0 | 0 | 0 | 0 | 0 | 0 | 0 | 0 | 0 | 0 | 0 | 0 | 0 | 0 | 0
|  |  |  | Total agent bank fee - operations | 0 | USD 000s | -1140 | 0 | 0 | 0 | 0 | 0 | 0 | 0 | 0 | 0 | -60 | 0 | -60 | 0 | -60 | 0 | -60 | 0 | -60 | 0 | -60 | 0 | -60 | 0 | -60 | 0 | -60 | 0 | -60 | 0 | -60 | 0 | -60 | 0 | -60 | 0 | -60 | 0 | -60 | 0 | -60 | 0 | -60 | 0 | -60 | 0 | -60 | 0 | 0 | 0 | 0 | 0 | 0 | 0 | 0 | 0 | 0 | 0 | 0 | 0 | 0 | 0 | 0 | 0 | 0 | 0 | 0 | 0 | 0 | 0 | 0 | 0 | 0 | 0 | 0 | 0 | 0 | 0 | 0 | 0 | 0 | 0 | 0 | 0 | 0 | 0 | 0 | 0
|  |  |  | GB Refi facility drawdown | 0 | USD 000s | 0 | 0 | 0 | 0 | 0 | 0 | 0 | 0 | 0 | 0 | 0 | 0 | 0 | 0 | 0 | 0 | 0 | 0 | 0 | 0 | 0 | 0 | 0 | 0 | 0 | 0 | 0 | 0 | 0 | 0 | 0 | 0 | 0 | 0 | 0 | 0 | 0 | 0 | 0 | 0 | 0 | 0 | 0 | 0 | 0 | 0 | 0 | 0 | 0 | 0 | 0 | 0 | 0 | 0 | 0 | 0 | 0 | 0 | 0 | 0 | 0 | 0 | 0 | 0 | 0 | 0 | 0 | 0 | 0 | 0 | 0 | 0 | 0 | 0 | 0 | 0 | 0 | 0 | 0 | 0 | 0 | 0 | 0 | 0 | 0 | 0 | 0 | 0
|  |  |  | GB Refi facility upfront fee paid | 0 | USD 000s | 0 | 0 | 0 | 0 | 0 | 0 | 0 | 0 | 0 | 0 | 0 | 0 | 0 | 0 | 0 | 0 | 0 | 0 | 0 | 0 | 0 | 0 | 0 | 0 | 0 | 0 | 0 | 0 | 0 | 0 | 0 | 0 | 0 | 0 | 0 | 0 | 0 | 0 | 0 | 0 | 0 | 0 | 0 | 0 | 0 | 0 | 0 | 0 | 0 | 0 | 0 | 0 | 0 | 0 | 0 | 0 | 0 | 0 | 0 | 0 | 0 | 0 | 0 | 0 | 0 | 0 | 0 | 0 | 0 | 0 | 0 | 0 | 0 | 0 | 0 | 0 | 0 | 0 | 0 | 0 | 0 | 0 | 0 | 0 | 0 | 0 | 0 | 0
|  |  |  | ADB Loan interest | 0 | USD 000s | -17528.7721 | 0 | 0 | 0 | 0 | 0 | 0 | 0 | 0 | 0 | -635.7729 | -823.7588 | -822.1292 | -792.2279 | -790.5347 | -767.2339 | -762.2642 | -730.8726 | -724.5112 | -692.3425 | -683.9844 | -652.2597 | -643.4851 | -612.5397 | -596.2064 | -560.686 | -544.5543 | -508.2333 | -494.7936 | -463.305 | -448.5557 | -418.4804 | -398.5551 | -365.4133 | -345.5194 | -316.7325 | -300.4603 | -269.6458 | -252.1152 | -225.4834 | -204.737 | -176.2946 | -154.5358 | -125.4383 | -101.3235 | -71.5487 | -44.9485 | -7.2893 | 0 | 0 | 0 | 0 | 0 | 0 | 0 | 0 | 0 | 0 | 0 | 0 | 0 | 0 | 0 | 0 | 0 | 0 | 0 | 0 | 0 | 0 | 0 | 0 | 0 | 0 | 0 | 0 | 0 | 0 | 0 | 0 | 0 | 0 | 0 | 0 | 0 | 0 | 0 | 0
|  |  |  | EBRD Loan interest | 0 | USD 000s | -23013.276 | 0 | 0 | 0 | 0 | 0 | 0 | 0 | 0 | 0 | -834.6972 | -1081.5012 | -1079.3617 | -1040.1047 | -1037.8817 | -1007.2904 | -1000.7658 | -959.5523 | -951.2005 | -908.9667 | -897.9934 | -856.3425 | -844.8224 | -804.1946 | -782.7509 | -736.1167 | -714.9376 | -667.2522 | -649.6075 | -608.2666 | -588.9024 | -549.4169 | -523.2573 | -479.7459 | -453.6276 | -415.8336 | -394.4701 | -354.0142 | -330.9985 | -296.034 | -268.7963 | -231.4547 | -202.8879 | -164.6862 | -133.0262 | -93.9353 | -59.0123 | -9.5701 | 0 | 0 | 0 | 0 | 0 | 0 | 0 | 0 | 0 | 0 | 0 | 0 | 0 | 0 | 0 | 0 | 0 | 0 | 0 | 0 | 0 | 0 | 0 | 0 | 0 | 0 | 0 | 0 | 0 | 0 | 0 | 0 | 0 | 0 | 0 | 0 | 0 | 0 | 0 | 0
|  |  |  | AIIB loan interest | 0 | USD 000s | -13511.7618 | 0 | 0 | 0 | 0 | 0 | 0 | 0 | 0 | 0 | -490.0749 | -634.9807 | -633.7246 | -610.6757 | -609.3705 | -591.4094 | -587.5786 | -563.381 | -558.4774 | -533.6807 | -527.238 | -502.7835 | -496.0197 | -472.166 | -459.5757 | -432.1955 | -419.7606 | -391.7631 | -381.4034 | -357.1309 | -345.7617 | -322.5786 | -307.2195 | -281.6727 | -266.3379 | -244.148 | -231.6048 | -207.852 | -194.3388 | -173.8101 | -157.8181 | -135.8938 | -119.1214 | -96.692 | -78.1036 | -55.1521 | -34.6478 | -5.6189 | 0 | 0 | 0 | 0 | 0 | 0 | 0 | 0 | 0 | 0 | 0 | 0 | 0 | 0 | 0 | 0 | 0 | 0 | 0 | 0 | 0 | 0 | 0 | 0 | 0 | 0 | 0 | 0 | 0 | 0 | 0 | 0 | 0 | 0 | 0 | 0 | 0 | 0 | 0 | 0
|  |  |  | EIB interest | 0 | USD 000s | -12507.6535 | 0 | 0 | 0 | 0 | 0 | 0 | 0 | 0 | 0 | -454.5759 | -587.9513 | -586.8793 | -565.8101 | -564.6971 | -548.2049 | -544.6824 | -522.3675 | -517.7153 | -494.7699 | -488.7108 | -466.0921 | -459.7205 | -437.6632 | -425.8648 | -400.4886 | -388.8107 | -362.9006 | -353.1255 | -330.6723 | -319.9476 | -298.4642 | -284.0896 | -260.4559 | -246.0889 | -225.4793 | -213.6436 | -191.6696 | -179.0078 | -160.0439 | -145.1566 | -124.9488 | -109.3798 | -88.7778 | -71.5534 | -50.5294 | -31.6152 | -5.0993 | 0 | 0 | 0 | 0 | 0 | 0 | 0 | 0 | 0 | 0 | 0 | 0 | 0 | 0 | 0 | 0 | 0 | 0 | 0 | 0 | 0 | 0 | 0 | 0 | 0 | 0 | 0 | 0 | 0 | 0 | 0 | 0 | 0 | 0 | 0 | 0 | 0 | 0 | 0 | 0
|  |  |  | ADB Loan scheduled repayment | 0 | USD 000s | -23192.0545 | 0 | 0 | 0 | 0 | 0 | 0 | 0 | 0 | 0 | -137.986 | -487.4176 | -558.5733 | -527.9209 | -528.0463 | -489.4935 | -549.0268 | -517.9957 | -575.8528 | -546.5035 | -586.5785 | -552.9439 | -606.1881 | -571.8443 | -639.8129 | -612.3557 | -673.8609 | -508.114 | -554.5804 | -520.9059 | -595.4638 | -565.9518 | -629.0479 | -599.738 | -528.5693 | -470.6928 | -674.0931 | -672.7611 | -738.6335 | -710.2031 | -780.4178 | -754.7445 | -826.2289 | -801.0138 | -874.2546 | -849.7044 | -923.8177 | -450.7175 | 0 | 0 | 0 | 0 | 0 | 0 | 0 | 0 | 0 | 0 | 0 | 0 | 0 | 0 | 0 | 0 | 0 | 0 | 0 | 0 | 0 | 0 | 0 | 0 | 0 | 0 | 0 | 0 | 0 | 0 | 0 | 0 | 0 | 0 | 0 | 0 | 0 | 0 | 0 | 0
|  |  |  | ADB - repayment from Refi facility | 0 | USD 000s | 0 | 0 | 0 | 0 | 0 | 0 | 0 | 0 | 0 | 0 | 0 | 0 | 0 | 0 | 0 | 0 | 0 | 0 | 0 | 0 | 0 | 0 | 0 | 0 | 0 | 0 | 0 | 0 | 0 | 0 | 0 | 0 | 0 | 0 | 0 | 0 | 0 | 0 | 0 | 0 | 0 | 0 | 0 | 0 | 0 | 0 | 0 | 0 | 0 | 0 | 0 | 0 | 0 | 0 | 0 | 0 | 0 | 0 | 0 | 0 | 0 | 0 | 0 | 0 | 0 | 0 | 0 | 0 | 0 | 0 | 0 | 0 | 0 | 0 | 0 | 0 | 0 | 0 | 0 | 0 | 0 | 0 | 0 | 0 | 0 | 0 | 0 | 0
|  |  |  | EBRD Loan scheduled repayment | 0 | USD 000s | -30448.519 | 0 | 0 | 0 | 0 | 0 | 0 | 0 | 0 | 0 | -181.1598 | -639.9236 | -733.343 | -693.0998 | -693.2645 | -642.6491 | -720.8096 | -680.0692 | -756.0289 | -717.4967 | -770.1106 | -725.9523 | -795.8557 | -750.7663 | -840.0012 | -803.9531 | -884.7024 | -667.0956 | -728.1008 | -683.89 | -781.7759 | -743.03 | -825.868 | -787.3875 | -693.9511 | -617.9659 | -885.0073 | -883.2585 | -969.7414 | -932.4155 | -1024.5994 | -990.8934 | -1084.7442 | -1051.6397 | -1147.7965 | -1115.5648 | -1212.8671 | -591.7407 | 0 | 0 | 0 | 0 | 0 | 0 | 0 | 0 | 0 | 0 | 0 | 0 | 0 | 0 | 0 | 0 | 0 | 0 | 0 | 0 | 0 | 0 | 0 | 0 | 0 | 0 | 0 | 0 | 0 | 0 | 0 | 0 | 0 | 0 | 0 | 0 | 0 | 0 | 0 | 0
|  |  |  | EBRD - repayment from Refi facility | 0 | USD 000s | 0 | 0 | 0 | 0 | 0 | 0 | 0 | 0 | 0 | 0 | 0 | 0 | 0 | 0 | 0 | 0 | 0 | 0 | 0 | 0 | 0 | 0 | 0 | 0 | 0 | 0 | 0 | 0 | 0 | 0 | 0 | 0 | 0 | 0 | 0 | 0 | 0 | 0 | 0 | 0 | 0 | 0 | 0 | 0 | 0 | 0 | 0 | 0 | 0 | 0 | 0 | 0 | 0 | 0 | 0 | 0 | 0 | 0 | 0 | 0 | 0 | 0 | 0 | 0 | 0 | 0 | 0 | 0 | 0 | 0 | 0 | 0 | 0 | 0 | 0 | 0 | 0 | 0 | 0 | 0 | 0 | 0 | 0 | 0 | 0 | 0 | 0 | 0
|  |  |  | AIIB scheduled repayment | 0 | USD 000s | -17877.2086 | 0 | 0 | 0 | 0 | 0 | 0 | 0 | 0 | 0 | -106.3642 | -375.7177 | -430.5669 | -406.939 | -407.0357 | -377.3179 | -423.2082 | -399.2884 | -443.8865 | -421.2631 | -452.1543 | -426.2276 | -467.27 | -440.7967 | -493.1891 | -472.0242 | -519.4344 | -391.6712 | -427.4891 | -401.5316 | -459.0033 | -436.2545 | -484.8911 | -462.298 | -407.4388 | -362.8257 | -519.6135 | -518.5867 | -569.3633 | -547.4482 | -601.572 | -581.7823 | -636.8848 | -617.4481 | -673.9046 | -654.9804 | -712.1094 | -347.4281 | 0 | 0 | 0 | 0 | 0 | 0 | 0 | 0 | 0 | 0 | 0 | 0 | 0 | 0 | 0 | 0 | 0 | 0 | 0 | 0 | 0 | 0 | 0 | 0 | 0 | 0 | 0 | 0 | 0 | 0 | 0 | 0 | 0 | 0 | 0 | 0 | 0 | 0 | 0 | 0
|  |  |  | AIIB - repayment from Refi facility | 0 | USD 000s | 0 | 0 | 0 | 0 | 0 | 0 | 0 | 0 | 0 | 0 | 0 | 0 | 0 | 0 | 0 | 0 | 0 | 0 | 0 | 0 | 0 | 0 | 0 | 0 | 0 | 0 | 0 | 0 | 0 | 0 | 0 | 0 | 0 | 0 | 0 | 0 | 0 | 0 | 0 | 0 | 0 | 0 | 0 | 0 | 0 | 0 | 0 | 0 | 0 | 0 | 0 | 0 | 0 | 0 | 0 | 0 | 0 | 0 | 0 | 0 | 0 | 0 | 0 | 0 | 0 | 0 | 0 | 0 | 0 | 0 | 0 | 0 | 0 | 0 | 0 | 0 | 0 | 0 | 0 | 0 | 0 | 0 | 0 | 0 | 0 | 0 | 0 | 0
|  |  |  | EIB scheduled repayment | 0 | USD 000s | -17877.2089 | 0 | 0 | 0 | 0 | 0 | 0 | 0 | 0 | 0 | -147.1039 | -371.8459 | -420.8806 | -406.5788 | -404.5357 | -380.0184 | -420.8806 | -404.5357 | -443.3548 | -424.9668 | -451.5272 | -431.0961 | -465.829 | -445.3979 | -492.3894 | -476.0445 | -516.9067 | -396.3633 | -424.9668 | -406.5788 | -457.6565 | -439.2686 | -482.1739 | -465.829 | -406.5788 | -367.7597 | -516.9067 | -520.9929 | -565.9414 | -547.5534 | -596.588 | -580.2431 | -629.2778 | -614.976 | -664.0106 | -649.7088 | -700.7866 | -339.1562 | 0 | 0 | 0 | 0 | 0 | 0 | 0 | 0 | 0 | 0 | 0 | 0 | 0 | 0 | 0 | 0 | 0 | 0 | 0 | 0 | 0 | 0 | 0 | 0 | 0 | 0 | 0 | 0 | 0 | 0 | 0 | 0 | 0 | 0 | 0 | 0 | 0 | 0 | 0 | 0
|  |  |  | EIB - repayment from Refi facility | 0 | USD 000s | 0 | 0 | 0 | 0 | 0 | 0 | 0 | 0 | 0 | 0 | 0 | 0 | 0 | 0 | 0 | 0 | 0 | 0 | 0 | 0 | 0 | 0 | 0 | 0 | 0 | 0 | 0 | 0 | 0 | 0 | 0 | 0 | 0 | 0 | 0 | 0 | 0 | 0 | 0 | 0 | 0 | 0 | 0 | 0 | 0 | 0 | 0 | 0 | 0 | 0 | 0 | 0 | 0 | 0 | 0 | 0 | 0 | 0 | 0 | 0 | 0 | 0 | 0 | 0 | 0 | 0 | 0 | 0 | 0 | 0 | 0 | 0 | 0 | 0 | 0 | 0 | 0 | 0 | 0 | 0 | 0 | 0 | 0 | 0 | 0 | 0 | 0 | 0
|  |  |  | GB Refi debt interest | 0 | USD 000s | 0 | 0 | 0 | 0 | 0 | 0 | 0 | 0 | 0 | 0 | 0 | 0 | 0 | 0 | 0 | 0 | 0 | 0 | 0 | 0 | 0 | 0 | 0 | 0 | 0 | 0 | 0 | 0 | 0 | 0 | 0 | 0 | 0 | 0 | 0 | 0 | 0 | 0 | 0 | 0 | 0 | 0 | 0 | 0 | 0 | 0 | 0 | 0 | 0 | 0 | 0 | 0 | 0 | 0 | 0 | 0 | 0 | 0 | 0 | 0 | 0 | 0 | 0 | 0 | 0 | 0 | 0 | 0 | 0 | 0 | 0 | 0 | 0 | 0 | 0 | 0 | 0 | 0 | 0 | 0 | 0 | 0 | 0 | 0 | 0 | 0 | 0 | 0
|  |  |  | GB Refi debt sculpted repayment | 0 | USD 000s | 0 | 0 | 0 | 0 | 0 | 0 | 0 | 0 | 0 | 0 | 0 | 0 | 0 | 0 | 0 | 0 | 0 | 0 | 0 | 0 | 0 | 0 | 0 | 0 | 0 | 0 | 0 | 0 | 0 | 0 | 0 | 0 | 0 | 0 | 0 | 0 | 0 | 0 | 0 | 0 | 0 | 0 | 0 | 0 | 0 | 0 | 0 | 0 | 0 | 0 | 0 | 0 | 0 | 0 | 0 | 0 | 0 | 0 | 0 | 0 | 0 | 0 | 0 | 0 | 0 | 0 | 0 | 0 | 0 | 0 | 0 | 0 | 0 | 0 | 0 | 0 | 0 | 0 | 0 | 0 | 0 | 0 | 0 | 0 | 0 | 0 | 0 | 0
|  |  |  | Cash flow available for DSRA - P90 |  | USD 000s | 152998.741 |  | 0 | 0 | 0 | 3735.7543 | -3696.3724 | 3053.8104 | 8917.5557 | 3357.4482 | 4806.6973 | 750.4645 | 798.8188 | 756.5035 | 764.3049 | 720.5426 | 760.3824 | 729.1896 | 779.6673 | 748.7214 | 789.0084 | 756.2198 | 804.8742 | 782.6566 | 846.1327 | 825.1289 | 887.1349 | 786.4952 | 841.0445 | 817.3187 | 890.0517 | 872.1517 | 935.498 | 913.4344 | 901.1685 | 861.2347 | 1010.8357 | 996.3955 | 1040.4081 | 995.2122 | 1036.7356 | 989.1251 | 1032.9167 | 985.4938 | 1028.9898 | 982.0892 | 1026.1997 | 2739.668 | 4736.7446 | 4413.2665 | 4746.9651 | 4448.5801 | 4735.9539 | 4429.5822 | 4718.3117 | 4413.044 | 4653.0439 | 4339.3496 | 4649.4561 | 4349.9758 | 4538.5025 | 4233.9795 | 4509.9207 | 4206.0115 | 4480.5739 | 4177.2822 | 4450.4626 | 4147.792 | 4386.5865 | 4876.2451 | 0 | 0 | 0 | 0 | 0 | 0 | 0 | 0 | 0 | 0 | 0 | 0 | 0 | 0 | 0 | 0 | 0 | 0
|  |  |  | ADB Cashsweep repayment | 0 | USD 000s | -3313.1507 | 0 | 0 | 0 | 0 | 0 | 0 | 0 | 0 | 0 | 0 | 0 | 0 | 0 | 0 | 0 | -96.6833 | -92.6763 | -99.2149 | -95.2567 | -100.4674 | -96.2602 | -174.3365 | -169.4853 | -183.4714 | -179.0902 | -192.9356 | -170.8269 | -182.8185 | -177.6293 | -193.6461 | -189.7511 | -203.8903 | -199.2906 | -196.4192 | -187.4519 | -131.5489 | 0 | 0 | 0 | 0 | 0 | 0 | 0 | 0 | 0 | 0 | 0 | 0 | 0 | 0 | 0 | 0 | 0 | 0 | 0 | 0 | 0 | 0 | 0 | 0 | 0 | 0 | 0 | 0 | 0 | 0 | 0 | 0 | 0 | 0 | 0 | 0 | 0 | 0 | 0 | 0 | 0 | 0 | 0 | 0 | 0 | 0 | 0 | 0 | 0 | 0 | 0
|  |  |  | EBRD Cashsweep repayment | 0 | USD 000s | -4349.7885 | 0 | 0 | 0 | 0 | 0 | 0 | 0 | 0 | 0 | 0 | 0 | 0 | 0 | 0 | 0 | -126.9342 | -121.6734 | -130.2578 | -125.0612 | -131.9023 | -126.3786 | -228.884 | -222.5148 | -240.877 | -235.125 | -253.3024 | -224.2762 | -240.0198 | -233.207 | -254.2352 | -249.1215 | -267.6846 | -261.6458 | -257.876 | -246.103 | -172.7087 | 0 | 0 | 0 | 0 | 0 | 0 | 0 | 0 | 0 | 0 | 0 | 0 | 0 | 0 | 0 | 0 | 0 | 0 | 0 | 0 | 0 | 0 | 0 | 0 | 0 | 0 | 0 | 0 | 0 | 0 | 0 | 0 | 0 | 0 | 0 | 0 | 0 | 0 | 0 | 0 | 0 | 0 | 0 | 0 | 0 | 0 | 0 | 0 | 0 | 0 | 0
|  |  |  | AIIB Cashsweep repayment | 0 | USD 000s | -2553.887 | 0 | 0 | 0 | 0 | 0 | 0 | 0 | 0 | 0 | 0 | 0 | 0 | 0 | 0 | 0 | -74.5267 | -71.438 | -76.4781 | -73.4271 | -77.4436 | -74.2006 | -134.3844 | -130.6449 | -141.4259 | -138.0487 | -148.7212 | -131.6791 | -140.9226 | -136.9226 | -149.2688 | -146.2664 | -157.1654 | -153.6198 | -151.4065 | -144.4942 | -101.4023 | 0 | 0 | 0 | 0 | 0 | 0 | 0 | 0 | 0 | 0 | 0 | 0 | 0 | 0 | 0 | 0 | 0 | 0 | 0 | 0 | 0 | 0 | 0 | 0 | 0 | 0 | 0 | 0 | 0 | 0 | 0 | 0 | 0 | 0 | 0 | 0 | 0 | 0 | 0 | 0 | 0 | 0 | 0 | 0 | 0 | 0 | 0 | 0 | 0 | 0 | 0
|  |  |  | EIB Cashsweep repayment | 0 | USD 000s | -2553.887 | 0 | 0 | 0 | 0 | 0 | 0 | 0 | 0 | 0 | 0 | 0 | 0 | 0 | 0 | 0 | -74.5267 | -71.438 | -76.4781 | -73.4271 | -77.4436 | -74.2006 | -134.3844 | -130.6449 | -141.4259 | -138.0487 | -148.7212 | -131.6791 | -140.9226 | -136.9226 | -149.2688 | -146.2664 | -157.1654 | -153.6198 | -151.4065 | -144.4942 | -101.4023 | 0 | 0 | 0 | 0 | 0 | 0 | 0 | 0 | 0 | 0 | 0 | 0 | 0 | 0 | 0 | 0 | 0 | 0 | 0 | 0 | 0 | 0 | 0 | 0 | 0 | 0 | 0 | 0 | 0 | 0 | 0 | 0 | 0 | 0 | 0 | 0 | 0 | 0 | 0 | 0 | 0 | 0 | 0 | 0 | 0 | 0 | 0 | 0 | 0 | 0 | 0
|  |  |  | DSRA deposit | 0 | USD 000s | 0 | 0 | 0 | 0 | 0 | 0 | 0 | 0 | 0 | 0 | 0 | 0 | 0 | 0 | 0 | 0 | 0 | 0 | 0 | 0 | 0 | 0 | 0 | 0 | 0 | 0 | 0 | 0 | 0 | 0 | 0 | 0 | 0 | 0 | 0 | 0 | 0 | 0 | 0 | 0 | 0 | 0 | 0 | 0 | 0 | 0 | 0 | 0 | 0 | 0 | 0 | 0 | 0 | 0 | 0 | 0 | 0 | 0 | 0 | 0 | 0 | 0 | 0 | 0 | 0 | 0 | 0 | 0 | 0 | 0 | 0 | 0 | 0 | 0 | 0 | 0 | 0 | 0 | 0 | 0 | 0 | 0 | 0 | 0 | 0 | 0 | 0 | 0
|  |  |  | DSRA release | 0 | USD 000s | 8050.8315 | 0 | 0 | 0 | 0 | 0 | 0 | 0 | 0 | 0 | 8050.8315 | 0 | 0 | 0 | 0 | 0 | 0 | 0 | 0 | 0 | 0 | 0 | 0 | 0 | 0 | 0 | 0 | 0 | 0 | 0 | 0 | 0 | 0 | 0 | 0 | 0 | 0 | 0 | 0 | 0 | 0 | 0 | 0 | 0 | 0 | 0 | 0 | 0 | 0 | 0 | 0 | 0 | 0 | 0 | 0 | 0 | 0 | 0 | 0 | 0 | 0 | 0 | 0 | 0 | 0 | 0 | 0 | 0 | 0 | 0 | 0 | 0 | 0 | 0 | 0 | 0 | 0 | 0 | 0 | 0 | 0 | 0 | 0 | 0 | 0 | 0 | 0 | 0
|  |  |  | Cash flow available for equity bridge loan - P90 |  | USD 000s | 148278.8595 |  | 0 | 0 | 0 | 3735.7543 | -3696.3724 | 3053.8104 | 8917.5557 | 3357.4482 | 12857.5288 | 750.4645 | 798.8188 | 756.5035 | 764.3049 | 720.5426 | 387.7115 | 371.9638 | 397.2383 | 381.5494 | 401.7514 | 385.1799 | 132.8849 | 129.3667 | 138.9325 | 134.8162 | 143.4545 | 128.034 | 136.3609 | 132.6372 | 143.6328 | 140.7463 | 149.5922 | 145.2584 | 144.0604 | 138.6913 | 503.7736 | 996.3955 | 1040.4081 | 995.2122 | 1036.7356 | 989.1251 | 1032.9167 | 985.4938 | 1028.9898 | 982.0892 | 1026.1997 | 2739.668 | 4736.7446 | 4413.2665 | 4746.9651 | 4448.5801 | 4735.9539 | 4429.5822 | 4718.3117 | 4413.044 | 4653.0439 | 4339.3496 | 4649.4561 | 4349.9758 | 4538.5025 | 4233.9795 | 4509.9207 | 4206.0115 | 4480.5739 | 4177.2822 | 4450.4626 | 4147.792 | 4386.5865 | 4876.2451 | 0 | 0 | 0 | 0 | 0 | 0 | 0 | 0 | 0 | 0 | 0 | 0 | 0 | 0 | 0 | 0 | 0 | 0
|  |  |  | DSRA LC fee | 0 | USD 000s | -461.3039 | 0 | 0 | 0 | 0 | 0 | 0 | 0 | 0 | 0 | -15.8371 | -15.6396 | -15.546 | -14.931 | -15.1383 | -14.935 | -15.0406 | -14.738 | -14.8094 | -14.3774 | -14.4944 | -14.14 | -14.2986 | -14.0802 | -14.1325 | -12.9963 | -12.2168 | -11.8349 | -12.005 | -11.811 | -11.9118 | -11.6748 | -10.903 | -9.6979 | -10.4531 | -11.1837 | -11.4677 | -11.2418 | -11.3968 | -11.2475 | -11.3456 | -11.1371 | -11.2925 | -11.0789 | -11.2254 | -8.3508 | -2.6935 | 0 | 0 | 0 | 0 | 0 | 0 | 0 | 0 | 0 | 0 | 0 | 0 | 0 | 0 | 0 | 0 | 0 | 0 | 0 | 0 | 0 | 0 | 0 | 0 | 0 | 0 | 0 | 0 | 0 | 0 | 0 | 0 | 0 | 0 | 0 | 0 | 0 | 0 | 0 | 0 | 0
|  |  |  | Equity bridge interest paid | 0 | USD 000s | 0 | 0 | 0 | 0 | 0 | 0 | 0 | 0 | 0 | 0 | 0 | 0 | 0 | 0 | 0 | 0 | 0 | 0 | 0 | 0 | 0 | 0 | 0 | 0 | 0 | 0 | 0 | 0 | 0 | 0 | 0 | 0 | 0 | 0 | 0 | 0 | 0 | 0 | 0 | 0 | 0 | 0 | 0 | 0 | 0 | 0 | 0 | 0 | 0 | 0 | 0 | 0 | 0 | 0 | 0 | 0 | 0 | 0 | 0 | 0 | 0 | 0 | 0 | 0 | 0 | 0 | 0 | 0 | 0 | 0 | 0 | 0 | 0 | 0 | 0 | 0 | 0 | 0 | 0 | 0 | 0 | 0 | 0 | 0 | 0 | 0 | 0 | 0
|  |  |  | Withholding tax on equity bridge | 0 | USD 000s | 0 | 0 | 0 | 0 | 0 | 0 | 0 | 0 | 0 | 0 | 0 | 0 | 0 | 0 | 0 | 0 | 0 | 0 | 0 | 0 | 0 | 0 | 0 | 0 | 0 | 0 | 0 | 0 | 0 | 0 | 0 | 0 | 0 | 0 | 0 | 0 | 0 | 0 | 0 | 0 | 0 | 0 | 0 | 0 | 0 | 0 | 0 | 0 | 0 | 0 | 0 | 0 | 0 | 0 | 0 | 0 | 0 | 0 | 0 | 0 | 0 | 0 | 0 | 0 | 0 | 0 | 0 | 0 | 0 | 0 | 0 | 0 | 0 | 0 | 0 | 0 | 0 | 0 | 0 | 0 | 0 | 0 | 0 | 0 | 0 | 0 | 0 | 0
|  |  |  | Additional VAT facility repayment | 0 | USD 000s | -1008.7133 | 0 | 0 | 0 | 0 | 0 | 0 | 0 | 0 | 0 | -1008.7133 | 0 | 0 | 0 | 0 | 0 | 0 | 0 | 0 | 0 | 0 | 0 | 0 | 0 | 0 | 0 | 0 | 0 | 0 | 0 | 0 | 0 | 0 | 0 | 0 | 0 | 0 | 0 | 0 | 0 | 0 | 0 | 0 | 0 | 0 | 0 | 0 | 0 | 0 | 0 | 0 | 0 | 0 | 0 | 0 | 0 | 0 | 0 | 0 | 0 | 0 | 0 | 0 | 0 | 0 | 0 | 0 | 0 | 0 | 0 | 0 | 0 | 0 | 0 | 0 | 0 | 0 | 0 | 0 | 0 | 0 | 0 | 0 | 0 | 0 | 0 | 0 | 0
|  |  |  | Cash flow available for shareholder loan - P90 |  | USD 000s | 146808.8423 |  | 0 | 0 | 0 | 3735.7543 | -3696.3724 | 3053.8104 | 8917.5557 | 3357.4482 | 11832.9784 | 734.8249 | 783.2727 | 741.5726 | 749.1666 | 705.6076 | 372.6709 | 357.2258 | 382.4289 | 367.172 | 387.257 | 371.0399 | 118.5863 | 115.2865 | 124.8 | 121.8199 | 131.2377 | 116.199 | 124.3559 | 120.8262 | 131.721 | 129.0715 | 138.6892 | 135.5605 | 133.6073 | 127.5076 | 492.3059 | 985.1537 | 1029.0113 | 983.9647 | 1025.39 | 977.988 | 1021.6243 | 974.4149 | 1017.7644 | 973.7384 | 1023.5063 | 2739.668 | 4736.7446 | 4413.2665 | 4746.9651 | 4448.5801 | 4735.9539 | 4429.5822 | 4718.3117 | 4413.044 | 4653.0439 | 4339.3496 | 4649.4561 | 4349.9758 | 4538.5025 | 4233.9795 | 4509.9207 | 4206.0115 | 4480.5739 | 4177.2822 | 4450.4626 | 4147.792 | 4386.5865 | 4876.2451 | 0 | 0 | 0 | 0 | 0 | 0 | 0 | 0 | 0 | 0 | 0 | 0 | 0 | 0 | 0 | 0 | 0 | 0
|  |  |  | Shareholder loan drawdown to meet cash shortfall - P90 | 0 | USD 000s | 0 | 0 | 0 | 0 | 0 | 0 | 0 | 0 | 0 | 0 | 0 | 0 | 0 | 0 | 0 | 0 | 0 | 0 | 0 | 0 | 0 | 0 | 0 | 0 | 0 | 0 | 0 | 0 | 0 | 0 | 0 | 0 | 0 | 0 | 0 | 0 | 0 | 0 | 0 | 0 | 0 | 0 | 0 | 0 | 0 | 0 | 0 | 0 | 0 | 0 | 0 | 0 | 0 | 0 | 0 | 0 | 0 | 0 | 0 | 0 | 0 | 0 | 0 | 0 | 0 | 0 | 0 | 0 | 0 | 0 | 0 | 0 | 0 | 0 | 0 | 0 | 0 | 0 | 0 | 0 | 0 | 0 | 0 | 0 | 0 | 0 | 0 | 0
|  |  |  | Shareholder loan interest paid - P90 | 0 | USD 000s | -43416.4214 | 0 | 0 | 0 | 0 | 0 | 0 | 0 | 0 | 0 | 0 | 0 | 0 | 0 | 0 | 0 | 0 | -1927.8118 | -382.4289 | -367.172 | -387.257 | -371.0399 | -118.5863 | -115.2865 | -124.8 | -121.8199 | -131.2377 | -116.199 | -124.3559 | -120.8262 | -131.721 | -129.0715 | -138.6892 | -135.5605 | -133.6073 | -127.5076 | -492.3059 | -985.1537 | -1029.0113 | -983.9647 | -1025.39 | -977.988 | -1021.6243 | -974.4149 | -1017.7644 | -973.7384 | -1023.5063 | -1987.7699 | -1968.9725 | -1899.7782 | -1836.941 | -1764.1904 | -1697.0806 | -1621.1088 | -1550.897 | -1471.7116 | -1398.1783 | -1316.8066 | -1241.2431 | -1156.0377 | -1076.1893 | -989.6315 | -908.5228 | -818.4878 | -733.7997 | -640.1304 | -551.7016 | -454.2325 | -361.8936 | -261.2762 | 0 | 0 | 0 | 0 | 0 | 0 | 0 | 0 | 0 | 0 | 0 | 0 | 0 | 0 | 0 | 0 | 0 | 0
|  |  |  | Shareholder loan principal repayment - P90 | 0 | USD 000s | -103392.4209 | 0 | 0 | 0 | 0 | 0 | 0 | 0 | 0 | 0 | 0 | 0 | 0 | 0 | 0 | 0 | 0 | -29717.7038 | 0 | 0 | 0 | 0 | 0 | 0 | 0 | 0 | 0 | 0 | 0 | 0 | 0 | 0 | 0 | 0 | 0 | 0 | 0 | 0 | 0 | 0 | 0 | 0 | 0 | 0 | 0 | 0 | 0 | -751.8981 | -2767.7721 | -2513.4883 | -2910.0241 | -2684.3897 | -3038.8733 | -2808.4734 | -3167.4147 | -2941.3324 | -3254.8656 | -3022.543 | -3408.2131 | -3193.938 | -3462.3132 | -3244.348 | -3601.398 | -3387.5236 | -3746.7742 | -3537.1519 | -3898.761 | -3693.5595 | -4024.6929 | -4614.9688 | 0 | 0 | 0 | 0 | 0 | 0 | 0 | 0 | 0 | 0 | 0 | 0 | 0 | 0 | 0 | 0 | 0 | 0
|  |  |  | Cash flow available for dividends - P90 |  | USD 000s | 0 |  | 0 | 0 | 0 | 3735.7543 | -3696.3724 | 3053.8104 | 8917.5557 | 3357.4482 | 11832.9784 | 734.8249 | 783.2727 | 741.5726 | 749.1666 | 705.6076 | 372.6709 | -31288.2899 | 0 | 0 | 0 | 0 | 0 | 0 | 0 | 0 | 0 | 0 | 0 | 0 | 0 | 0 | 0 | 0 | 0 | 0 | 0 | 0 | 0 | 0 | 0 | 0 | 0 | 0 | 0 | 0 | 0 | 0 | 0 | 0 | 0 | 0 | 0 | 0 | 0 | 0 | 0 | 0 | 0 | 0 | 0 | 0 | 0 | 0 | 0 | 0 | 0 | 0 | 0 | 0 | 0 | 0 | 0 | 0 | 0 | 0 | 0 | 0 | 0 | 0 | 0 | 0 | 0 | 0 | 0 | 0 | 0 | 0
|  |  |  | Dividend paid / declared - P90 | 0 | USD 000s | 0 | 0 | 0 | 0 | 0 | 0 | 0 | 0 | 0 | 0 | 0 | 0 | 0 | 0 | 0 | 0 | 0 | 0 | 0 | 0 | 0 | 0 | 0 | 0 | 0 | 0 | 0 | 0 | 0 | 0 | 0 | 0 | 0 | 0 | 0 | 0 | 0 | 0 | 0 | 0 | 0 | 0 | 0 | 0 | 0 | 0 | 0 | 0 | 0 | 0 | 0 | 0 | 0 | 0 | 0 | 0 | 0 | 0 | 0 | 0 | 0 | 0 | 0 | 0 | 0 | 0 | 0 | 0 | 0 | 0 | 0 | 0 | 0 | 0 | 0 | 0 | 0 | 0 | 0 | 0 | 0 | 0 | 0 | 0 | 0 | 0 | 0 | 0
|  |  |  | Cash flow available for share capital redemption - P90 |  | USD 000s | 0 |  | 0 | 0 | 0 | 3735.7543 | -3696.3724 | 3053.8104 | 8917.5557 | 3357.4482 | 11832.9784 | 734.8249 | 783.2727 | 741.5726 | 749.1666 | 705.6076 | 372.6709 | -31288.2899 | 0 | 0 | 0 | 0 | 0 | 0 | 0 | 0 | 0 | 0 | 0 | 0 | 0 | 0 | 0 | 0 | 0 | 0 | 0 | 0 | 0 | 0 | 0 | 0 | 0 | 0 | 0 | 0 | 0 | 0 | 0 | 0 | 0 | 0 | 0 | 0 | 0 | 0 | 0 | 0 | 0 | 0 | 0 | 0 | 0 | 0 | 0 | 0 | 0 | 0 | 0 | 0 | 0 | 0 | 0 | 0 | 0 | 0 | 0 | 0 | 0 | 0 | 0 | 0 | 0 | 0 | 0 | 0 | 0 | 0
|  |  |  | Sponsor share capital redemption - P90 | 0 | USD 000s | 0 | 0 | 0 | 0 | 0 | 0 | 0 | 0 | 0 | 0 | 0 | 0 | 0 | 0 | 0 | 0 | 0 | 0 | 0 | 0 | 0 | 0 | 0 | 0 | 0 | 0 | 0 | 0 | 0 | 0 | 0 | 0 | 0 | 0 | 0 | 0 | 0 | 0 | 0 | 0 | 0 | 0 | 0 | 0 | 0 | 0 | 0 | 0 | 0 | 0 | 0 | 0 | 0 | 0 | 0 | 0 | 0 | 0 | 0 | 0 | 0 | 0 | 0 | 0 | 0 | 0 | 0 | 0 | 0 | 0 | 0 | 0 | 0 | 0 | 0 | 0 | 0 | 0 | 0 | 0 | 0 | 0 | 0 | 0 | 0 | 0 | 0 | 0
|  |  |  | Standby equity redemption | 0 | USD 000s | 0 | 0 | 0 | 0 | 0 | 0 | 0 | 0 | 0 | 0 | 0 | 0 | 0 | 0 | 0 | 0 | 0 | 0 | 0 | 0 | 0 | 0 | 0 | 0 | 0 | 0 | 0 | 0 | 0 | 0 | 0 | 0 | 0 | 0 | 0 | 0 | 0 | 0 | 0 | 0 | 0 | 0 | 0 | 0 | 0 | 0 | 0 | 0 | 0 | 0 | 0 | 0 | 0 | 0 | 0 | 0 | 0 | 0 | 0 | 0 | 0 | 0 | 0 | 0 | 0 | 0 | 0 | 0 | 0 | 0 | 0 | 0 | 0 | 0 | 0 | 0 | 0 | 0 | 0 | 0 | 0 | 0 | 0 | 0 | 0 | 0 | 0 | 0
|  |  |  | Net cash flow - P90 |  | USD 000s | 0 |  | 0 | 0 | 0 | 3735.7543 | -3696.3724 | 3053.8104 | 8917.5557 | 3357.4482 | 11832.9784 | 734.8249 | 783.2727 | 741.5726 | 749.1666 | 705.6076 | 372.6709 | -31288.2899 | 0 | 0 | 0 | 0 | 0 | 0 | 0 | 0 | 0 | 0 | 0 | 0 | 0 | 0 | 0 | 0 | 0 | 0 | 0 | 0 | 0 | 0 | 0 | 0 | 0 | 0 | 0 | 0 | 0 | 0 | 0 | 0 | 0 | 0 | 0 | 0 | 0 | 0 | 0 | 0 | 0 | 0 | 0 | 0 | 0 | 0 | 0 | 0 | 0 | 0 | 0 | 0 | 0 | 0 | 0 | 0 | 0 | 0 | 0 | 0 | 0 | 0 | 0 | 0 | 0 | 0 | 0 | 0 | 0 | 0
Balance Sheet - P90
Assets - P90
|  |  |  | IFRIC 12 financial asset balance - P90 | 0 | USD 000s | 0 | 0 | 0 | 0 | 0 | 119761.3299 | 160535.7759 | 162940.4142 | 160573.6216 | 158598.9457 | 156253.0184 | 154324.8866 | 151827.6492 | 149743.7875 | 147430.8849 | 145534.8929 | 143139.5843 | 141158.3524 | 138678.3899 | 136609.6015 | 134147.6589 | 132096.4172 | 129582.0979 | 127476.3165 | 124850.7838 | 122630.2136 | 119921.2151 | 118262.8027 | 116201.7169 | 114549.7856 | 112340.3479 | 110535.7145 | 108261.946 | 106390.6165 | 104798.8233 | 103624.8637 | 101186.8248 | 99145.5928 | 96629.3428 | 94507.1517 | 91904.4875 | 89692.925 | 86995.8228 | 84686.6572 | 81894.53 | 79487.148 | 76599.6304 | 74093.6446 | 71165.8645 | 68617.7008 | 65521.6737 | 62800.2786 | 59585.7182 | 56741.9756 | 53400.5303 | 50425.879 | 47012.2852 | 43962.7538 | 40383.7135 | 37163.7754 | 33546.1467 | 30285.6767 | 26533.83 | 23134.9155 | 19243.1717 | 15699.9935 | 11662.3992 | 7968.8573 | 3814.3172 | 3.3069e-09 | 3.3857e-09 | 3.4663e-09 | 3.5489e-09 | 3.6334e-09 | 3.72e-09 | 3.8086e-09 | 3.8993e-09 | 3.9922e-09 | 4.0873e-09 | 4.1846e-09 | 4.2843e-09 | 4.3864e-09 | 4.4908e-09 | 4.5978e-09 | 4.7073e-09 | 4.8195e-09 | 4.9343e-09 | 5.0518e-09
|  |  |  | Non current assets balance for BS | 0 | USD 000s | 0 | 0 | 0 | 0 | 0 | 0 | 0 | 0 | 0 | 0 | 0 | 0 | 0 | 0 | 0 | 0 | 0 | 0 | 0 | 0 | 0 | 0 | 0 | 0 | 0 | 0 | 0 | 0 | 0 | 0 | 0 | 0 | 0 | 0 | 0 | 0 | 0 | 0 | 0 | 0 | 0 | 0 | 0 | 0 | 0 | 0 | 0 | 0 | 0 | 0 | 0 | 0 | 0 | 0 | 0 | 0 | 0 | 0 | 0 | 0 | 0 | 0 | 0 | 0 | 0 | 0 | 0 | 0 | 0 | 0 | 0 | 0 | 0 | 0 | 0 | 0 | 0 | 0 | 0 | 0 | 0 | 0 | 0 | 0 | 0 | 0 | 0 | 0
|  |  |  | Capitalised finance costs balance for BS | 0 | USD 000s | 0 | 0 | 0 | 0 | 0 | 0 | 0 | 0 | 0 | 0 | 0 | 0 | 0 | 0 | 0 | 0 | 0 | 0 | 0 | 0 | 0 | 0 | 0 | 0 | 0 | 0 | 0 | 0 | 0 | 0 | 0 | 0 | 0 | 0 | 0 | 0 | 0 | 0 | 0 | 0 | 0 | 0 | 0 | 0 | 0 | 0 | 0 | 0 | 0 | 0 | 0 | 0 | 0 | 0 | 0 | 0 | 0 | 0 | 0 | 0 | 0 | 0 | 0 | 0 | 0 | 0 | 0 | 0 | 0 | 0 | 0 | 0 | 0 | 0 | 0 | 0 | 0 | 0 | 0 | 0 | 0 | 0 | 0 | 0 | 0 | 0 | 0 | 0
|  |  |  | Total - non-current assets - P90 |  | USD 000s |  |  | 0 | 0 | 0 | 119761.3299 | 160535.7759 | 162940.4142 | 160573.6216 | 158598.9457 | 156253.0184 | 154324.8866 | 151827.6492 | 149743.7875 | 147430.8849 | 145534.8929 | 143139.5843 | 141158.3524 | 138678.3899 | 136609.6015 | 134147.6589 | 132096.4172 | 129582.0979 | 127476.3165 | 124850.7838 | 122630.2136 | 119921.2151 | 118262.8027 | 116201.7169 | 114549.7856 | 112340.3479 | 110535.7145 | 108261.946 | 106390.6165 | 104798.8233 | 103624.8637 | 101186.8248 | 99145.5928 | 96629.3428 | 94507.1517 | 91904.4875 | 89692.925 | 86995.8228 | 84686.6572 | 81894.53 | 79487.148 | 76599.6304 | 74093.6446 | 71165.8645 | 68617.7008 | 65521.6737 | 62800.2786 | 59585.7182 | 56741.9756 | 53400.5303 | 50425.879 | 47012.2852 | 43962.7538 | 40383.7135 | 37163.7754 | 33546.1467 | 30285.6767 | 26533.83 | 23134.9155 | 19243.1717 | 15699.9935 | 11662.3992 | 7968.8573 | 3814.3172 | 3.3069e-09 | 3.3857e-09 | 3.4663e-09 | 3.5489e-09 | 3.6334e-09 | 3.72e-09 | 3.8086e-09 | 3.8993e-09 | 3.9922e-09 | 4.0873e-09 | 4.1846e-09 | 4.2843e-09 | 4.3864e-09 | 4.4908e-09 | 4.5978e-09 | 4.7073e-09 | 4.8195e-09 | 4.9343e-09 | 5.0518e-09
|  |  |  | MMRA balance | 0 | USD 000s | 0 | 0 | 0 | 0 | 0 | 0 | 0 | 0 | 0 | 0 | 0 | 0 | 0 | 0 | 0 | 0 | 0 | 0 | 0 | 0 | 0 | 0 | 0 | 0 | 0 | 0 | 0 | 0 | 0 | 0 | 0 | 0 | 0 | 0 | 0 | 0 | 0 | 0 | 0 | 0 | 0 | 0 | 0 | 0 | 0 | 0 | 0 | 0 | 0 | 0 | 0 | 0 | 0 | 0 | 0 | 0 | 0 | 0 | 0 | 0 | 0 | 0 | 0 | 0 | 0 | 0 | 0 | 0 | 0 | 0 | 0 | 0 | 0 | 0 | 0 | 0 | 0 | 0 | 0 | 0 | 0 | 0 | 0 | 0 | 0 | 0 | 0 | 0
|  |  |  | DSRA balance | 0 | USD 000s | 0 | 0 | 0 | 0 | 0 | 0 | 0 | 0 | 0 | 8050.8315 | 0 | 0 | 0 | 0 | 0 | 0 | 0 | 0 | 0 | 0 | 0 | 0 | 0 | 0 | 0 | 0 | 0 | 0 | 0 | 0 | 0 | 0 | 0 | 0 | 0 | 0 | 0 | 0 | 0 | 0 | 0 | 0 | 0 | 0 | 0 | 0 | 0 | 0 | 0 | 0 | 0 | 0 | 0 | 0 | 0 | 0 | 0 | 0 | 0 | 0 | 0 | 0 | 0 | 0 | 0 | 0 | 0 | 0 | 0 | 0 | 0 | 0 | 0 | 0 | 0 | 0 | 0 | 0 | 0 | 0 | 0 | 0 | 0 | 0 | 0 | 0 | 0 | 0
|  |  |  | WCRA balance - P90 | 0 | USD 000s | 0 | 0 | 0 | 0 | 0 | 0 | 0 | 0 | 0 | 0 | 0 | 0 | 0 | 0 | 0 | 0 | 0 | 0 | 0 | 0 | 0 | 0 | 0 | 0 | 0 | 0 | 0 | 0 | 0 | 0 | 0 | 0 | 0 | 0 | 0 | 0 | 0 | 0 | 0 | 0 | 0 | 0 | 0 | 0 | 0 | 0 | 0 | 0 | 0 | 0 | 0 | 0 | 0 | 0 | 0 | 0 | 0 | 0 | 0 | 0 | 0 | 0 | 0 | 0 | 0 | 0 | 0 | 0 | 0 | 0 | 0 | 0 | 0 | 0 | 0 | 0 | 0 | 0 | 0 | 0 | 0 | 0 | 0 | 0 | 0 | 0 | 0 | 0
|  |  |  | Accounts receivable balance - P90 | 0 | USD 000s | 0 | 0 | 0 | 0 | 0 | 0 | 0 | 0 | 0 | 0 | 1643.3117 | 1524.0603 | 1639.8317 | 1520.8329 | 1636.3145 | 1517.5709 | 1632.7687 | 1514.2824 | 1629.1941 | 1510.9672 | 1625.5852 | 1507.6202 | 1621.9533 | 1504.2519 | 1618.3043 | 1500.8676 | 1614.6265 | 1497.4568 | 1610.9115 | 1494.0114 | 1607.1622 | 1490.5341 | 1603.3841 | 1487.0302 | 1599.5745 | 1483.497 | 1595.7219 | 1479.924 | 1591.8407 | 1476.3244 | 1587.9365 | 1472.7036 | 1583.9979 | 1469.0508 | 1580.0393 | 1465.3794 | 1576.0577 | 1461.6868 | 1572.0446 | 1457.9649 | 1567.9827 | 1454.1978 | 1563.8922 | 1450.4041 | 1559.7845 | 1446.5945 | 1555.6567 | 1442.7663 | 1551.5261 | 1438.9354 | 1547.3955 | 1435.1045 | 1543.2648 | 1431.2736 | 1539.1342 | 1427.4427 | 1535.0036 | 1423.6118 | 1530.8729 | 0 | 0 | 0 | 0 | 0 | 0 | 0 | 0 | 0 | 0 | 0 | 0 | 0 | 0 | 0 | 0 | 0 | 0 | 0
|  |  |  | EGR receivable balance | 0 | USD 000s | 0 | 0 | 0 | 0 | 0 | 0 | 0 | 3214.8589 | 1021.3552 | 3214.8589 | 0 | 0 | 0 | 0 | 0 | 0 | 0 | 0 | 0 | 0 | 0 | 0 | 0 | 0 | 0 | 0 | 0 | 0 | 0 | 0 | 0 | 0 | 0 | 0 | 0 | 0 | 0 | 0 | 0 | 0 | 0 | 0 | 0 | 0 | 0 | 0 | 0 | 0 | 0 | 0 | 0 | 0 | 0 | 0 | 0 | 0 | 0 | 0 | 0 | 0 | 0 | 0 | 0 | 0 | 0 | 0 | 0 | 0 | 0 | 0 | 0 | 0 | 0 | 0 | 0 | 0 | 0 | 0 | 0 | 0 | 0 | 0 | 0 | 0 | 0 | 0 | 0 | 0
|  |  |  | Prepaid upfront fee asset balance - ADB Loan | 0 | USD 000s | 0 | 0 | 0 | 0 | 0 | 0 | 0 | 0 | 0 | 0 | 0 | 0 | 0 | 0 | 0 | 0 | 0 | 0 | 0 | 0 | 0 | 0 | 0 | 0 | 0 | 0 | 0 | 0 | 0 | 0 | 0 | 0 | 0 | 0 | 0 | 0 | 0 | 0 | 0 | 0 | 0 | 0 | 0 | 0 | 0 | 0 | 0 | 0 | 0 | 0 | 0 | 0 | 0 | 0 | 0 | 0 | 0 | 0 | 0 | 0 | 0 | 0 | 0 | 0 | 0 | 0 | 0 | 0 | 0 | 0 | 0 | 0 | 0 | 0 | 0 | 0 | 0 | 0 | 0 | 0 | 0 | 0 | 0 | 0 | 0 | 0 | 0 | 0
|  |  |  | Prepaid upfront fee asset balance - EBRD | 0 | USD 000s | 0 | 0 | 0 | 0 | 0 | 0 | 0 | 0 | 0 | 0 | 0 | 0 | 0 | 0 | 0 | 0 | 0 | 0 | 0 | 0 | 0 | 0 | 0 | 0 | 0 | 0 | 0 | 0 | 0 | 0 | 0 | 0 | 0 | 0 | 0 | 0 | 0 | 0 | 0 | 0 | 0 | 0 | 0 | 0 | 0 | 0 | 0 | 0 | 0 | 0 | 0 | 0 | 0 | 0 | 0 | 0 | 0 | 0 | 0 | 0 | 0 | 0 | 0 | 0 | 0 | 0 | 0 | 0 | 0 | 0 | 0 | 0 | 0 | 0 | 0 | 0 | 0 | 0 | 0 | 0 | 0 | 0 | 0 | 0 | 0 | 0 | 0 | 0
|  |  |  | Prepaid upfront fee asset balance - AIIB | 0 | USD 000s | 0 | 0 | 0 | 0 | 0 | 0 | 0 | 0 | 0 | 0 | 0 | 0 | 0 | 0 | 0 | 0 | 0 | 0 | 0 | 0 | 0 | 0 | 0 | 0 | 0 | 0 | 0 | 0 | 0 | 0 | 0 | 0 | 0 | 0 | 0 | 0 | 0 | 0 | 0 | 0 | 0 | 0 | 0 | 0 | 0 | 0 | 0 | 0 | 0 | 0 | 0 | 0 | 0 | 0 | 0 | 0 | 0 | 0 | 0 | 0 | 0 | 0 | 0 | 0 | 0 | 0 | 0 | 0 | 0 | 0 | 0 | 0 | 0 | 0 | 0 | 0 | 0 | 0 | 0 | 0 | 0 | 0 | 0 | 0 | 0 | 0 | 0 | 0
|  |  |  | Prepaid upfront fee asset balance - EIB | 0 | USD 000s | 0 | 0 | 0 | 0 | 0 | 0 | 0 | 0 | 0 | 0 | 0 | 0 | 0 | 0 | 0 | 0 | 0 | 0 | 0 | 0 | 0 | 0 | 0 | 0 | 0 | 0 | 0 | 0 | 0 | 0 | 0 | 0 | 0 | 0 | 0 | 0 | 0 | 0 | 0 | 0 | 0 | 0 | 0 | 0 | 0 | 0 | 0 | 0 | 0 | 0 | 0 | 0 | 0 | 0 | 0 | 0 | 0 | 0 | 0 | 0 | 0 | 0 | 0 | 0 | 0 | 0 | 0 | 0 | 0 | 0 | 0 | 0 | 0 | 0 | 0 | 0 | 0 | 0 | 0 | 0 | 0 | 0 | 0 | 0 | 0 | 0 | 0 | 0
|  |  |  | Retained cash balance - P90 | 0 | USD 000s | 0 | 0 | 0 | 0 | 0 | 3735.7543 | 39.3819 | 3093.1923 | 12010.748 | 15368.1962 | 27201.1746 | 27935.9995 | 28719.2722 | 29460.8448 | 30210.0114 | 30915.619 | 31288.2899 | 0 | 0 | 0 | 0 | 0 | 0 | 0 | 0 | 0 | 0 | 0 | 0 | 0 | 0 | 0 | 0 | 0 | 0 | 0 | 0 | 0 | 0 | 0 | 0 | 0 | 0 | 0 | 0 | 0 | 0 | 0 | 0 | 0 | 0 | 0 | 0 | 0 | 0 | 0 | 0 | 0 | 0 | 0 | 0 | 0 | 0 | 0 | 0 | 0 | 0 | 0 | 0 | 0 | 0 | 0 | 0 | 0 | 0 | 0 | 0 | 0 | 0 | 0 | 0 | 0 | 0 | 0 | 0 | 0 | 0 | 0
|  |  |  | VAT debtor receivable - P90 balance | 0 | USD 000s | 0 | 0 | 0 | 0 | 0 | 0 | 0 | 385.7831 | 122.5626 | 385.7831 | 197.1974 | 182.8872 | 196.7798 | 182.4999 | 196.3577 | 182.1085 | 195.9322 | 181.7139 | 195.5033 | 181.3161 | 195.0702 | 180.9144 | 194.6344 | 180.5102 | 194.1965 | 180.1041 | 193.7552 | 179.6948 | 193.3094 | 179.2814 | 192.8595 | 178.8641 | 192.4061 | 178.4436 | 191.9489 | 178.0196 | 191.4866 | 177.5909 | 191.0209 | 177.1589 | 190.5524 | 176.7244 | 190.0797 | 176.2861 | 189.6047 | 175.8455 | 189.1269 | 175.4024 | 188.6453 | 174.9558 | 188.1579 | 174.5037 | 187.6671 | 174.0485 | 187.1741 | 173.5913 | 186.6788 | 173.132 | 186.1831 | 172.6722 | 185.6875 | 172.2125 | 185.1918 | 171.7528 | 184.6961 | 171.2931 | 184.2004 | 170.8334 | 183.7047 | 0 | 0 | 0 | 0 | 0 | 0 | 0 | 0 | 0 | 0 | 0 | 0 | 0 | 0 | 0 | 0 | 0 | 0 | 0
|  |  |  | Total - current assets - P90 |  | USD 000s |  |  | 0 | 0 | 0 | 3735.7543 | 39.3819 | 6693.8342 | 13154.6658 | 27019.6697 | 29041.6837 | 29642.947 | 30555.8838 | 31164.1776 | 32042.6837 | 32615.2984 | 33116.9908 | 1695.9963 | 1824.6974 | 1692.2833 | 1820.6554 | 1688.5346 | 1816.5877 | 1684.7621 | 1812.5008 | 1680.9717 | 1808.3817 | 1677.1516 | 1804.2209 | 1673.2927 | 1800.0216 | 1669.3982 | 1795.7902 | 1665.4738 | 1791.5235 | 1661.5167 | 1787.2086 | 1657.5149 | 1782.8616 | 1653.4834 | 1778.4889 | 1649.428 | 1774.0777 | 1645.3369 | 1769.644 | 1641.2249 | 1765.1846 | 1637.0892 | 1760.6899 | 1632.9207 | 1756.1407 | 1628.7015 | 1751.5593 | 1624.4526 | 1746.9587 | 1620.1859 | 1742.3356 | 1615.8982 | 1737.7092 | 1611.6076 | 1733.0829 | 1607.3171 | 1728.4566 | 1603.0265 | 1723.8303 | 1598.7359 | 1719.204 | 1594.4453 | 1714.5777 | 0 | 0 | 0 | 0 | 0 | 0 | 0 | 0 | 0 | 0 | 0 | 0 | 0 | 0 | 0 | 0 | 0 | 0 | 0
|  |  |  | Total assets - P90 |  | USD 000s |  |  | 0 | 0 | 0 | 123497.0843 | 160575.1578 | 169634.2484 | 173728.2874 | 185618.6153 | 185294.7021 | 183967.8336 | 182383.533 | 180907.9652 | 179473.5686 | 178150.1913 | 176256.5751 | 142854.3487 | 140503.0873 | 138301.8848 | 135968.3143 | 133784.9518 | 131398.6856 | 129161.0786 | 126663.2846 | 124311.1854 | 121729.5968 | 119939.9543 | 118005.9378 | 116223.0783 | 114140.3695 | 112205.1126 | 110057.7362 | 108056.0903 | 106590.3467 | 105286.3804 | 102974.0333 | 100803.1077 | 98412.2044 | 96160.6351 | 93682.9763 | 91342.3529 | 88769.9004 | 86331.9941 | 83664.174 | 81128.373 | 78364.815 | 75730.7338 | 72926.5545 | 70250.6215 | 67277.8143 | 64428.9802 | 61337.2775 | 58366.4282 | 55147.489 | 52046.0648 | 48754.6208 | 45578.6521 | 42121.4227 | 38775.383 | 35279.2296 | 31892.9938 | 28262.2866 | 24737.942 | 20967.002 | 17298.7293 | 13381.6032 | 9563.3025 | 5528.8948 | 3.3069e-09 | 3.3857e-09 | 3.4663e-09 | 3.5489e-09 | 3.6334e-09 | 3.72e-09 | 3.8086e-09 | 3.8993e-09 | 3.9922e-09 | 4.0873e-09 | 4.1846e-09 | 4.2843e-09 | 4.3864e-09 | 4.4908e-09 | 4.5978e-09 | 4.7073e-09 | 4.8195e-09 | 4.9343e-09 | 5.0518e-09
Equity - P90
|  |  |  | Sponsor share capital balance - P90 | 0 | USD 000s | 0 | 0 | 0 | 0 | 0 | 19500.7935 | 19500.7935 | 19500.7935 | 19500.7935 | 19500.7935 | 19500.7935 | 19500.7935 | 19500.7935 | 19500.7935 | 19500.7935 | 19500.7935 | 19500.7935 | 19500.7935 | 19500.7935 | 19500.7935 | 19500.7935 | 19500.7935 | 19500.7935 | 19500.7935 | 19500.7935 | 19500.7935 | 19500.7935 | 19500.7935 | 19500.7935 | 19500.7935 | 19500.7935 | 19500.7935 | 19500.7935 | 19500.7935 | 19500.7935 | 19500.7935 | 19500.7935 | 19500.7935 | 19500.7935 | 19500.7935 | 19500.7935 | 19500.7935 | 19500.7935 | 19500.7935 | 19500.7935 | 19500.7935 | 19500.7935 | 19500.7935 | 19500.7935 | 19500.7935 | 19500.7935 | 19500.7935 | 19500.7935 | 19500.7935 | 19500.7935 | 19500.7935 | 19500.7935 | 19500.7935 | 19500.7935 | 19500.7935 | 19500.7935 | 19500.7935 | 19500.7935 | 19500.7935 | 19500.7935 | 19500.7935 | 19500.7935 | 19500.7935 | 19500.7935 | 19500.7935 | 19500.7935 | 19500.7935 | 19500.7935 | 19500.7935 | 19500.7935 | 19500.7935 | 19500.7935 | 19500.7935 | 19500.7935 | 19500.7935 | 19500.7935 | 19500.7935 | 19500.7935 | 19500.7935 | 19500.7935 | 19500.7935 | 19500.7935 | 19500.7935
|  |  |  | Standby equity balance | 0 | USD 000s | 0 | 0 | 0 | 0 | 0 | 0 | 0 | 0 | 0 | 0 | 0 | 0 | 0 | 0 | 0 | 0 | 0 | 0 | 0 | 0 | 0 | 0 | 0 | 0 | 0 | 0 | 0 | 0 | 0 | 0 | 0 | 0 | 0 | 0 | 0 | 0 | 0 | 0 | 0 | 0 | 0 | 0 | 0 | 0 | 0 | 0 | 0 | 0 | 0 | 0 | 0 | 0 | 0 | 0 | 0 | 0 | 0 | 0 | 0 | 0 | 0 | 0 | 0 | 0 | 0 | 0 | 0 | 0 | 0 | 0 | 0 | 0 | 0 | 0 | 0 | 0 | 0 | 0 | 0 | 0 | 0 | 0 | 0 | 0 | 0 | 0 | 0 | 0
|  |  |  | Legal reserves balance | 0 | USD 000s | 0 | 0 | 0 | 0 | 0 | 0 | 0 | 0 | 0 | 0 | 0 | 0 | 0 | 0 | 0 | 0 | 0 | 0 | 0 | 0 | 0 | 0 | 0 | 0 | 0 | 0 | 0 | 0 | 0 | 0 | 0 | 0 | 0 | 0 | 0 | 0 | 0 | 0 | 0 | 0 | 0 | 0 | 0 | 0 | 0 | 0 | 0 | 0 | 0 | 0 | 0 | 0 | 0 | 0 | 0 | 0 | 0 | 0 | 0 | 0 | 0 | 0 | 0 | 0 | 0 | 0 | 0 | 0 | 0 | 0 | 0 | 0 | 0 | 0 | 0 | 0 | 0 | 0 | 0 | 0 | 0 | 0 | 0 | 0 | 0 | 0 | 0 | 0
|  |  |  | Retained earnings balance - P90 | 0 | USD 000s | 0 | 0 | 0 | 0 | 0 | 1771.6114 | 2553.7612 | 2357.9325 | 1865.2572 | 1179.0318 | -27.9522 | -1282.646 | -2631.8276 | -3955.3013 | -5352.9278 | -6726.4322 | -8192.4098 | -9622.5483 | -10342.3868 | -10997.069 | -11696.5705 | -12329.6107 | -13010.99 | -13622.5167 | -14281.7621 | -14868.1937 | -15497.0462 | -16011.7284 | -16568.0221 | -17053.3319 | -17588.2542 | -18050.1916 | -18552.4771 | -18978.0173 | -19397.2478 | -19741.1441 | -20177.0234 | -20539.1044 | -20942.5732 | -21270.5817 | -21637.8941 | -21927.2159 | -22253.5398 | -22499.1258 | -22778.613 | -22971.6946 | -23189.4623 | -23317.5556 | -23424.2729 | -23531.9593 | -23640.3789 | -23750.2066 | -23857.11 | -23965.0116 | -24069.9768 | -24175.7374 | -24274.6593 | -24373.8976 | -24471.5432 | -24569.6013 | -24657.6209 | -24745.6091 | -24828.9962 | -24912.0614 | -24990.2044 | -25067.7133 | -25139.956 | -25211.2291 | -25274.7224 | -25336.8741 | -25336.8741 | -25336.8741 | -25336.8741 | -25336.8741 | -25336.8741 | -25336.8741 | -25336.8741 | -25336.8741 | -25336.8741 | -25336.8741 | -25336.8741 | -25336.8741 | -25336.8741 | -25336.8741 | -25336.8741 | -25336.8741 | -25336.8741 | -25336.8741
|  |  |  | Total - shareholders' equity - P90 |  | USD 000s |  |  | 0 | 0 | 0 | 21272.405 | 22054.5547 | 21858.726 | 21366.0507 | 20679.8254 | 19472.8413 | 18218.1475 | 16868.9659 | 15545.4922 | 14147.8657 | 12774.3613 | 11308.3838 | 9878.2452 | 9158.4067 | 8503.7245 | 7804.223 | 7171.1828 | 6489.8035 | 5878.2768 | 5219.0315 | 4632.5998 | 4003.7473 | 3489.0651 | 2932.7714 | 2447.4616 | 1912.5393 | 1450.602 | 948.3164 | 522.7762 | 103.5457 | -240.3505 | -676.2299 | -1038.3109 | -1441.7797 | -1769.7882 | -2137.1006 | -2426.4224 | -2752.7463 | -2998.3322 | -3277.8195 | -3470.9011 | -3688.6688 | -3816.762 | -3923.4794 | -4031.1657 | -4139.5854 | -4249.413 | -4356.3164 | -4464.218 | -4569.1833 | -4674.9438 | -4773.8658 | -4873.1041 | -4970.7497 | -5068.8078 | -5156.8274 | -5244.8156 | -5328.2027 | -5411.2679 | -5489.4109 | -5566.9198 | -5639.1625 | -5710.4356 | -5773.9289 | -5836.0806 | -5836.0806 | -5836.0806 | -5836.0806 | -5836.0806 | -5836.0806 | -5836.0806 | -5836.0806 | -5836.0806 | -5836.0806 | -5836.0806 | -5836.0806 | -5836.0806 | -5836.0806 | -5836.0806 | -5836.0806 | -5836.0806 | -5836.0806 | -5836.0806
Liabilities - P90
|  |  |  | Equity bridge IFRS balance | 0 | USD 000s | 0 | 0 | 0 | 0 | 0 | 0 | 0 | 0 | 0 | 0 | 0 | 0 | 0 | 0 | 0 | 0 | 0 | 0 | 0 | 0 | 0 | 0 | 0 | 0 | 0 | 0 | 0 | 0 | 0 | 0 | 0 | 0 | 0 | 0 | 0 | 0 | 0 | 0 | 0 | 0 | 0 | 0 | 0 | 0 | 0 | 0 | 0 | 0 | 0 | 0 | 0 | 0 | 0 | 0 | 0 | 0 | 0 | 0 | 0 | 0 | 0 | 0 | 0 | 0 | 0 | 0 | 0 | 0 | 0 | 0 | 0 | 0 | 0 | 0 | 0 | 0 | 0 | 0 | 0 | 0 | 0 | 0 | 0 | 0 | 0 | 0 | 0 | 0
|  |  |  | ADB Loan IFRS balance | 0 | USD 000s | 0 | 0 | 0 | 0 | 0 | 9949.5908 | 19461.5723 | 21150.4595 | 21850.6583 | 24684.847 | 24811.3935 | 24405.1378 | 23914.5391 | 23466.601 | 23003.8934 | 22586.1636 | 22001.9514 | 21462.8615 | 20846.0758 | 20272.2707 | 19640.6103 | 19055.4784 | 18326.4598 | 17640.9928 | 16864.9041 | 16127.8687 | 15304.7332 | 14675.7531 | 13978.8143 | 13326.8091 | 12575.1988 | 11859.658 | 11060.71 | 10299.6742 | 9604.8158 | 8980.2452 | 8201.6702 | 7558.3944 | 6843.3153 | 6157.2181 | 5396.6293 | 4662.4159 | 3851.6987 | 3065.7257 | 2201.9607 | 1361.0175 | 441.8903 | 2.9729e-11 | 3.0813e-11 | 3.1937e-11 | 3.3102e-11 | 3.4309e-11 | 3.5561e-11 | 3.6858e-11 | 3.8202e-11 | 3.9595e-11 | 4.1039e-11 | 4.2536e-11 | 4.4087e-11 | 4.5695e-11 | 4.7362e-11 | 4.9089e-11 | 5.088e-11 | 5.2735e-11 | 5.4659e-11 | 5.6652e-11 | 5.8719e-11 | 6.086e-11 | 6.308e-11 | 6.5381e-11 | 6.7765e-11 | 7.0237e-11 | 7.2798e-11 | 7.5453e-11 | 7.8205e-11 | 8.1058e-11 | 8.4014e-11 | 8.7078e-11 | 9.0254e-11 | 9.3546e-11 | 9.6958e-11 | 1.0049e-10 | 1.0416e-10 | 1.0796e-10 | 1.119e-10 | 1.1598e-10 | 1.2021e-10 | 1.2459e-10
|  |  |  | EBRD IFRS balance | 0 | USD 000s | 0 | 0 | 0 | 0 | 0 | 13554.2743 | 26672.4897 | 29039.8681 | 30038.3887 | 33796.7181 | 33912.2609 | 33326.1038 | 32629.0443 | 31988.1498 | 31327.8585 | 30726.6697 | 29906.7851 | 29146.6681 | 28284.9127 | 27480.2713 | 26600.2115 | 25782.0232 | 24775.556 | 23827.482 | 22761.5164 | 21748.3001 | 20623.4173 | 19755.1954 | 18798.8044 | 17902.7612 | 16877.1716 | 15900.5938 | 14816.0819 | 13783.295 | 12839.2585 | 11989.1708 | 10938.3416 | 10067.2476 | 9103.525 | 8179.8308 | 7160.2681 | 6177.6216 | 5096.7954 | 4051.0931 | 2905.8873 | 1793.6664 | 581.8329 | -1.0231e-07 | -1.0574e-07 | -1.0928e-07 | -1.1294e-07 | -1.1672e-07 | -1.2062e-07 | -1.2466e-07 | -1.2883e-07 | -1.3315e-07 | -1.376e-07 | -1.4221e-07 | -1.4697e-07 | -1.5189e-07 | -1.5698e-07 | -1.6223e-07 | -1.6766e-07 | -1.7328e-07 | -1.7908e-07 | -1.8507e-07 | -1.9127e-07 | -1.9767e-07 | -2.0429e-07 | -2.1113e-07 | -2.1819e-07 | -2.255e-07 | -2.3305e-07 | -2.4085e-07 | -2.4891e-07 | -2.5724e-07 | -2.6586e-07 | -2.7476e-07 | -2.8395e-07 | -2.9346e-07 | -3.0328e-07 | -3.1344e-07 | -3.2393e-07 | -3.3477e-07 | -3.4598e-07 | -3.5756e-07 | -3.6953e-07 | -3.819e-07
|  |  |  | AIIB IFRS balance | 0 | USD 000s | 0 | 0 | 0 | 0 | 0 | 7958.1076 | 15660.1923 | 17050.1488 | 17636.4092 | 19843.0335 | 19910.872 | 19566.7221 | 19157.4583 | 18781.1705 | 18393.4944 | 18040.519 | 17559.141 | 17112.8542 | 16606.8926 | 16134.4643 | 15617.7557 | 15137.3736 | 14546.4475 | 13989.8058 | 13363.9464 | 12769.0578 | 12108.6064 | 11598.8482 | 11037.3233 | 10511.2304 | 9909.077 | 9335.6998 | 8698.9514 | 8092.5723 | 7538.301 | 7039.1899 | 6422.2176 | 5910.7731 | 5344.9436 | 4802.6159 | 4204.0011 | 3627.0608 | 2992.4764 | 2378.5142 | 1706.1307 | 1053.1136 | 341.611 | -6.0025e-08 | -6.2035e-08 | -6.4112e-08 | -6.6258e-08 | -6.8476e-08 | -7.0768e-08 | -7.3137e-08 | -7.5586e-08 | -7.8116e-08 | -8.0731e-08 | -8.3434e-08 | -8.6227e-08 | -8.9113e-08 | -9.2097e-08 | -9.518e-08 | -9.8366e-08 | -1.0166e-07 | -1.0506e-07 | -1.0858e-07 | -1.1221e-07 | -1.1597e-07 | -1.1985e-07 | -1.2387e-07 | -1.2801e-07 | -1.323e-07 | -1.3673e-07 | -1.413e-07 | -1.4603e-07 | -1.5092e-07 | -1.5597e-07 | -1.612e-07 | -1.6659e-07 | -1.7217e-07 | -1.7793e-07 | -1.8389e-07 | -1.9005e-07 | -1.9641e-07 | -2.0298e-07 | -2.0978e-07 | -2.168e-07 | -2.2406e-07
|  |  |  | EIB IFRS balance | 0 | USD 000s | 0 | 0 | 0 | 0 | 0 | 7959.115 | 15674.0918 | 17065.8239 | 17653.3485 | 19860.6158 | 19877.4902 | 19536.7726 | 19137.4808 | 18761.1242 | 18376.2022 | 18020.3013 | 17541.4495 | 17089.4326 | 16584.1307 | 16107.4757 | 15591.4575 | 15105.661 | 14516.1892 | 13954.5865 | 13329.5187 | 12730.0815 | 12072.1182 | 11557.1585 | 10998.0885 | 10466.4476 | 9865.5496 | 9288.8106 | 8654.6795 | 8044.3227 | 7490.7871 | 6986.3526 | 6371.9883 | 5857.7798 | 5295.2698 | 4752.5924 | 4158.8662 | 3583.2012 | 2956.1415 | 2344.4561 | 1681.9096 | 1034.054 | 333.8576 | -9.997e-09 | -1.0308e-08 | -1.0629e-08 | -1.096e-08 | -1.1302e-08 | -1.1654e-08 | -1.2017e-08 | -1.2391e-08 | -1.2777e-08 | -1.3175e-08 | -1.3585e-08 | -1.4008e-08 | -1.4445e-08 | -1.4894e-08 | -1.5358e-08 | -1.5837e-08 | -1.633e-08 | -1.6838e-08 | -1.7363e-08 | -1.7904e-08 | -1.8461e-08 | -1.9036e-08 | -1.9629e-08 | -2.024e-08 | -2.0871e-08 | -2.1521e-08 | -2.2191e-08 | -2.2882e-08 | -2.3595e-08 | -2.433e-08 | -2.5088e-08 | -2.5869e-08 | -2.6675e-08 | -2.7505e-08 | -2.8362e-08 | -2.9245e-08 | -3.0156e-08 | -3.1095e-08 | -3.2064e-08 | -3.3062e-08 | -3.4092e-08
|  |  |  | GB Refi debt balance | 0 | USD 000s | 0 | 0 | 0 | 0 | 0 | 0 | 0 | 0 | 0 | 0 | 0 | 0 | 0 | 0 | 0 | 0 | 0 | 0 | 0 | 0 | 0 | 0 | 0 | 0 | 0 | 0 | 0 | 0 | 0 | 0 | 0 | 0 | 0 | 0 | 0 | 0 | 0 | 0 | 0 | 0 | 0 | 0 | 0 | 0 | 0 | 0 | 0 | 0 | 0 | 0 | 0 | 0 | 0 | 0 | 0 | 0 | 0 | 0 | 0 | 0 | 0 | 0 | 0 | 0 | 0 | 0 | 0 | 0 | 0 | 0 | 0 | 0 | 0 | 0 | 0 | 0 | 0 | 0 | 0 | 0 | 0 | 0 | 0 | 0 | 0 | 0 | 0 | 0
|  |  |  | VAT facility balance | 0 | USD 000s | 0 | 0 | 0 | 0 | 0 | 17634.79 | 5192.9456 | 1394.3828 | 983.9636 | 1008.7133 | 0 | 0 | 0 | 0 | 0 | 0 | 0 | 0 | 0 | 0 | 0 | 0 | 0 | 0 | 0 | 0 | 0 | 0 | 0 | 0 | 0 | 0 | 0 | 0 | 0 | 0 | 0 | 0 | 0 | 0 | 0 | 0 | 0 | 0 | 0 | 0 | 0 | 0 | 0 | 0 | 0 | 0 | 0 | 0 | 0 | 0 | 0 | 0 | 0 | 0 | 0 | 0 | 0 | 0 | 0 | 0 | 0 | 0 | 0 | 0 | 0 | 0 | 0 | 0 | 0 | 0 | 0 | 0 | 0 | 0 | 0 | 0 | 0 | 0 | 0 | 0 | 0 | 0
|  |  |  | Shareholder loan - P90 balance | 0 | USD 000s | 0 | 0 | 0 | 0 | 0 | 58710.8486 | 60193.9944 | 61714.6071 | 63273.6333 | 64872.0435 | 66493.8446 | 68156.1907 | 69860.0955 | 71606.5979 | 73396.7628 | 75231.6819 | 77112.4739 | 47394.7701 | 48197.2104 | 49034.9687 | 49873.5859 | 50749.3856 | 51899.5339 | 53081.7358 | 54283.9792 | 55519.2588 | 56776.0025 | 58079.2036 | 59406.8277 | 60771.1723 | 62158.7306 | 63583.6273 | 65034.5287 | 66524.8315 | 68054.345 | 69628.1959 | 70876.5949 | 71663.3561 | 72425.9287 | 73252.6122 | 74058.5375 | 74932.013 | 75783.689 | 76703.8663 | 77603.6986 | 78570.0526 | 79510.7976 | 78758.8996 | 75991.1275 | 73477.6391 | 70567.615 | 67883.2252 | 64844.352 | 62035.8785 | 58868.4638 | 55927.1314 | 52672.2658 | 49649.7228 | 46241.5098 | 43047.5717 | 39585.2585 | 36340.9105 | 32739.5125 | 29351.9889 | 25605.2147 | 22068.0628 | 18169.3018 | 14475.7423 | 10451.0494 | 5836.0806 | 5836.0806 | 5836.0806 | 5836.0806 | 5836.0806 | 5836.0806 | 5836.0806 | 5836.0806 | 5836.0806 | 5836.0806 | 5836.0806 | 5836.0806 | 5836.0806 | 5836.0806 | 5836.0806 | 5836.0806 | 5836.0806 | 5836.0806 | 5836.0806
|  |  |  | Total - long-term debt - P90 |  | USD 000s |  |  | 0 | 0 | 0 | 115766.7264 | 142855.286 | 147415.2902 | 151436.4017 | 164065.9713 | 165005.8612 | 164990.9272 | 164698.618 | 164603.6433 | 164498.2113 | 164605.3355 | 164121.801 | 132206.5865 | 130519.2222 | 129029.4508 | 127323.6209 | 125829.9218 | 124064.1865 | 122494.6029 | 120603.8648 | 118894.5668 | 116884.8777 | 115666.1588 | 114219.8583 | 112978.4206 | 111385.7275 | 109968.3894 | 108264.9515 | 106744.6957 | 105527.5073 | 104623.1544 | 102810.8126 | 101057.5509 | 99012.9824 | 97144.8694 | 94978.3022 | 92982.3124 | 90680.8011 | 88543.6554 | 86099.5868 | 83811.904 | 81209.9894 | 78758.8996 | 75991.1275 | 73477.6391 | 70567.615 | 67883.2252 | 64844.352 | 62035.8785 | 58868.4638 | 55927.1314 | 52672.2658 | 49649.7228 | 46241.5098 | 43047.5717 | 39585.2585 | 36340.9105 | 32739.5125 | 29351.9889 | 25605.2147 | 22068.0628 | 18169.3018 | 14475.7423 | 10451.0494 | 5836.0806 | 5836.0806 | 5836.0806 | 5836.0806 | 5836.0806 | 5836.0806 | 5836.0806 | 5836.0806 | 5836.0806 | 5836.0806 | 5836.0806 | 5836.0806 | 5836.0806 | 5836.0806 | 5836.0806 | 5836.0806 | 5836.0806 | 5836.0806 | 5836.0806
|  |  |  | Accounts payable balance | 0 | USD 000s | 0 | 0 | 0 | 0 | 0 | 0 | 0 | 0 | 0 | 0 | 42.5156 | 42.5156 | 45.0466 | 45.0466 | 65.7197 | 65.7197 | 66.6585 | 66.6585 | 67.8832 | 67.8832 | 94.0461 | 94.0461 | 103.3718 | 103.3718 | 99.3786 | 99.3786 | 103.0486 | 103.0486 | 125.1104 | 125.1104 | 110.4138 | 110.4138 | 116.9436 | 116.9436 | 299.2155 | 299.2155 | 114.8502 | 114.8502 | 120.1846 | 120.1846 | 124.3206 | 124.3206 | 127.3852 | 127.3852 | 131.2311 | 131.2311 | 135.9167 | 135.9167 | 163.0077 | 163.0077 | 151.8016 | 151.8016 | 154.0214 | 154.0214 | 155.4873 | 155.4873 | 171.1024 | 171.1024 | 165.5158 | 165.5158 | 168.8261 | 168.8261 | 172.2026 | 172.2026 | 175.6466 | 175.6466 | 179.1596 | 179.1596 | 182.7428 | 0 | 0 | 0 | 0 | 0 | 0 | 0 | 0 | 0 | 0 | 0 | 0 | 0 | 0 | 0 | 0 | 0 | 0 | 0
|  |  |  | Pre-completion operating cost payable balance | 0 | USD 000s | 0 | 0 | 0 | 0 | 0 | 0 | 0 | 150.675 | 150.675 | 150.675 | 0 | 0 | 0 | 0 | 0 | 0 | 0 | 0 | 0 | 0 | 0 | 0 | 0 | 0 | 0 | 0 | 0 | 0 | 0 | 0 | 0 | 0 | 0 | 0 | 0 | 0 | 0 | 0 | 0 | 0 | 0 | 0 | 0 | 0 | 0 | 0 | 0 | 0 | 0 | 0 | 0 | 0 | 0 | 0 | 0 | 0 | 0 | 0 | 0 | 0 | 0 | 0 | 0 | 0 | 0 | 0 | 0 | 0 | 0 | 0 | 0 | 0 | 0 | 0 | 0 | 0 | 0 | 0 | 0 | 0 | 0 | 0 | 0 | 0 | 0 | 0 | 0 | 0
|  |  |  | Corporate tax payable balance - P90 | 0 | USD 000s | 0 | 0 | 0 | 0 | 0 | 0 | 0 | 0 | 0 | 0 | 0 | 0 | 0 | 0 | 0 | 0 | 0 | 0 | 0 | 0 | 0 | 0 | 0 | 0 | 0 | 0 | 0 | 0 | 0 | 0 | 0 | 0 | 0 | 0 | 0 | 0 | 0 | 0 | 0 | 0 | 0 | 0 | 0 | 0 | 0 | 0 | 0 | 0 | 0 | 0 | 0 | 0 | 0 | 0 | 0 | 0 | 0 | 0 | 0 | 0 | 0 | 0 | 0 | 0 | 0 | 0 | 0 | 0 | 0 | 0 | 0 | 0 | 0 | 0 | 0 | 0 | 0 | 0 | 0 | 0 | 0 | 0 | 0 | 0 | 0 | 0 | 0 | 0
|  |  |  | VAT reclaimable from / (owed to) govt. balance P90 | 0 | USD 000s | 0 | 0 | 0 | 0 | 0 | -13542.047 | -4334.6829 | 191.4762 | 757.079 | 704.0627 | 768.3821 | 711.1415 | 765.4969 | 708.3774 | 753.8855 | 696.8886 | 751.7329 | 694.8595 | 749.4293 | 692.6804 | 735.1388 | 678.5156 | 728.9191 | 672.4224 | 729.0843 | 672.7147 | 725.5574 | 669.3159 | 713.1846 | 657.0725 | 718.4392 | 662.4577 | 713.4914 | 657.6415 | 624.1723 | 568.4551 | 710.8184 | 655.2355 | 706.3949 | 650.9471 | 702.5356 | 647.2238 | 699.1741 | 643.9995 | 695.4279 | 640.3912 | 691.2677 | 636.3696 | 676.3377 | 621.5794 | 679.7669 | 625.1502 | 676.738 | 622.2637 | 674.0627 | 619.7315 | 664.5861 | 610.3987 | 665.285 | 611.2414 | 661.7133 | 607.8137 | 658.1099 | 604.3541 | 654.474 | 600.8621 | 650.8051 | 597.3371 | 647.1025 | 0 | 0 | 0 | 0 | 0 | 0 | 0 | 0 | 0 | 0 | 0 | 0 | 0 | 0 | 0 | 0 | 0 | 0 | 0
|  |  |  | VAT creditor payable balance | 0 | USD 000s | 0 | 0 | 0 | 0 | 0 | 0 | 0 | 18.081 | 18.081 | 18.081 | 5.1019 | 5.1019 | 5.4056 | 5.4056 | 7.8864 | 7.8864 | 7.999 | 7.999 | 8.146 | 8.146 | 11.2855 | 11.2855 | 12.4046 | 12.4046 | 11.9254 | 11.9254 | 12.3658 | 12.3658 | 15.0132 | 15.0132 | 13.2497 | 13.2497 | 14.0332 | 14.0332 | 35.9059 | 35.9059 | 13.782 | 13.782 | 14.4222 | 14.4222 | 14.9185 | 14.9185 | 15.2862 | 15.2862 | 15.7477 | 15.7477 | 16.31 | 16.31 | 19.5609 | 19.5609 | 18.2162 | 18.2162 | 18.4826 | 18.4826 | 18.6585 | 18.6585 | 20.5323 | 20.5323 | 19.8619 | 19.8619 | 20.2591 | 20.2591 | 20.6643 | 20.6643 | 21.0776 | 21.0776 | 21.4991 | 21.4991 | 21.9291 | 0 | 0 | 0 | 0 | 0 | 0 | 0 | 0 | 0 | 0 | 0 | 0 | 0 | 0 | 0 | 0 | 0 | 0 | 0
|  |  |  | Deferred tax liability / (asset) - P90 | 0 | USD 000s | 0 | 0 | 0 | 0 | 0 | 0 | 0 | 0 | 0 | 0 | 0 | 0 | 0 | 0 | 0 | 0 | 0 | 0 | 0 | 0 | 0 | 0 | 0 | 0 | 0 | 0 | 0 | 0 | 0 | 0 | 0 | 0 | 0 | 0 | 0 | 0 | 0 | 0 | 0 | 0 | 0 | 0 | 0 | 0 | 0 | 0 | 0 | 0 | 0 | 0 | 0 | 0 | 0 | 0 | 0 | 0 | 0 | 0 | 0 | 0 | 0 | 0 | 0 | 0 | 0 | 0 | 0 | 0 | 0 | 0 | 0 | 0 | 0 | 0 | 0 | 0 | 0 | 0 | 0 | 0 | 0 | 0 | 0 | 0 | 0 | 0 | 0 | 0
|  |  |  | Short term and other liabilities - P90 |  | USD 000s |  |  | 0 | 0 | 0 | -13542.047 | -4334.6829 | 360.2322 | 925.835 | 872.8187 | 815.9996 | 758.7589 | 815.9491 | 758.8296 | 827.4916 | 770.4946 | 826.3904 | 769.517 | 825.4584 | 768.7095 | 840.4704 | 783.8472 | 844.6956 | 788.1989 | 840.3883 | 784.0187 | 840.9719 | 784.7304 | 853.3082 | 797.1961 | 842.1027 | 786.1212 | 844.4683 | 788.6184 | 959.2937 | 903.5765 | 839.4506 | 783.8676 | 841.0017 | 785.5539 | 841.7747 | 786.4629 | 841.8455 | 786.6709 | 842.4067 | 787.37 | 843.4944 | 788.5963 | 858.9063 | 804.1481 | 849.7847 | 795.168 | 849.242 | 794.7677 | 848.2084 | 793.8772 | 856.2208 | 802.0334 | 850.6626 | 796.6191 | 850.7985 | 796.8988 | 850.9768 | 797.221 | 851.1983 | 797.5864 | 851.4638 | 797.9958 | 851.7744 | 0 | 0 | 0 | 0 | 0 | 0 | 0 | 0 | 0 | 0 | 0 | 0 | 0 | 0 | 0 | 0 | 0 | 0 | 0
|  |  |  | Total liabilities - P90 |  | USD 000s |  |  | 0 | 0 | 0 | 123497.0843 | 160575.1578 | 169634.2484 | 173728.2874 | 185618.6153 | 185294.7021 | 183967.8336 | 182383.533 | 180907.9652 | 179473.5686 | 178150.1913 | 176256.5751 | 142854.3487 | 140503.0873 | 138301.8848 | 135968.3143 | 133784.9518 | 131398.6856 | 129161.0786 | 126663.2846 | 124311.1854 | 121729.5968 | 119939.9543 | 118005.9378 | 116223.0783 | 114140.3695 | 112205.1126 | 110057.7362 | 108056.0903 | 106590.3467 | 105286.3804 | 102974.0333 | 100803.1077 | 98412.2044 | 96160.6351 | 93682.9763 | 91342.3529 | 88769.9004 | 86331.9941 | 83664.174 | 81128.373 | 78364.815 | 75730.7338 | 72926.5545 | 70250.6215 | 67277.8143 | 64428.9802 | 61337.2775 | 58366.4282 | 55147.489 | 52046.0648 | 48754.6208 | 45578.6521 | 42121.4227 | 38775.383 | 35279.2296 | 31892.9938 | 28262.2866 | 24737.942 | 20967.002 | 17298.7293 | 13381.6032 | 9563.3025 | 5528.8948 | 3.2796e-09 | 3.3606e-09 | 3.4424e-09 | 3.5243e-09 | 3.608e-09 | 3.6962e-09 | 3.7853e-09 | 3.8763e-09 | 3.9699e-09 | 4.0664e-09 | 4.1628e-09 | 4.2646e-09 | 4.3674e-09 | 4.472e-09 | 4.5784e-09 | 4.6875e-09 | 4.7976e-09 | 4.914e-09 | 5.0331e-09
UZS FINANCIAL STATEMENTS - P90
UZS - Income statement - P90
|  |  |  | USD to Som exchange rate | 11000 | Som / USD
|  |  |  | USD to Som exchange rate curve | 0 | Som / USD | 0 | 0 | 11000 | 11000 | 11000 | 11000 | 11000 | 11110.1644 | 11333.8142 | 11536.1195 | 11713.159 | 11892.9154 | 12069.5429 | 12248.7935 | 12430.7063 | 12615.3207 | 12802.677 | 12992.8157 | 13185.7783 | 13381.6067 | 13580.3435 | 13782.0317 | 13986.7154 | 14194.4389 | 14405.2474 | 14619.1867 | 14836.3033 | 15056.6445 | 15280.258 | 15507.1925 | 15737.4973 | 15971.2226 | 16208.4189 | 16449.138 | 16693.4322 | 16941.3544 | 17192.9587 | 17448.2997 | 17707.4328 | 17970.4145 | 18237.3018 | 18508.1529 | 18783.0264 | 19061.9823 | 19345.081 | 19632.3842 | 19923.9542 | 20219.8546 | 20520.1494 | 20824.9041 | 21134.1849 | 21448.0589 | 21766.5944 | 22089.8607 | 22417.9279 | 22750.8675 | 23088.7516 | 23431.6539 | 23779.6487 | 24132.8118 | 24491.2199 | 24854.9509 | 25224.0839 | 25598.699 | 25978.8777 | 26364.7026 | 26756.2576 | 27153.6277 | 27556.8994 | 27966.1603 | 27966.1603 | 27966.1603 | 27966.1603 | 27966.1603 | 27966.1603 | 27966.1603 | 27966.1603 | 27966.1603 | 27966.1603 | 27966.1603 | 27966.1603 | 27966.1603 | 27966.1603 | 27966.1603 | 27966.1603 | 27966.1603 | 27966.1603 | 27966.1603
Exchange rate (1=curve; 0=constant)
|  |  | 1 | Operating revenue - P90 |  | SOM Mn | 5670257.2671 |  | 0 | 0 | 0 | 1317374.6294 | 448518.9053 | 96923.4368 | 50400.0428 | 50119.1138 | 49515.2655 | 49570.9725 | 49027.5646 | 48988.6813 | 52611.1687 | 52660.0294 | 52948.8774 | 52957.3865 | 53228.5343 | 53192.9647 | 54869.9956 | 54841.9992 | 55576.1304 | 55517.6611 | 55426.8446 | 55302.9264 | 55628.8325 | 65216.5719 | 66966.6534 | 67054.871 | 66399.8216 | 66400.4027 | 67099.0928 | 67059.702 | 80237.0611 | 80641.3311 | 67823.6222 | 67672.6046 | 68193.3195 | 67983.9937 | 68373.1348 | 68096.1535 | 68349.3563 | 67994.8083 | 68250.0231 | 67812.9181 | 68074.4349 | 67549.7086 | 68955.8724 | 68382.6501 | 67120.1374 | 66390.2394 | 66192.3974 | 65339.0221 | 64960.2687 | 63969.2208 | 64857.0704 | 63770.0366 | 62470.6601 | 61196.0693 | 62990.2703 | 61638.9878 | 61072.8692 | 59547.1821 | 58836.7787 | 57121.5721 | 56252.8897 | 54331.8414 | 54258.2009 | 52151.482 | 2.2029e-09 | 2.2553e-09 | 2.3091e-09 | 2.3641e-09 | 2.4204e-09 | 2.478e-09 | 2.5371e-09 | 2.5975e-09 | 2.6594e-09 | 2.7227e-09 | 2.7876e-09 | 2.854e-09 | 2.9219e-09 | 2.9915e-09 | 3.0628e-09 | 3.1357e-09 | 3.2104e-09 | 3.2869e-09
|  |  | 1 | Construction costs under IFRIC 12 |  | SOM Mn | -1750002.9547 |  | 0 | 0 | 0 | -1291543.7543 | -408960.4502 | -48128.3505 | -936.7397 | -433.66 | 0 | 0 | 0 | 0 | 0 | 0 | 0 | 0 | 0 | 0 | 0 | 0 | 0 | 0 | 0 | 0 | 0 | 0 | 0 | 0 | 0 | 0 | 0 | 0 | 0 | 0 | 0 | 0 | 0 | 0 | 0 | 0 | 0 | 0 | 0 | 0 | 0 | 0 | 0 | 0 | 0 | 0 | 0 | 0 | 0 | 0 | 0 | 0 | 0 | 0 | 0 | 0 | 0 | 0 | 0 | 0 | 0 | 0 | 0 | 0 | 0 | 0 | 0 | 0 | 0 | 0 | 0 | 0 | 0 | 0 | 0 | 0 | 0 | 0 | 0 | 0 | 0 | 0
|  |  | 1 | Lifecycle costs under IFRIC 12 |  | SOM Mn | 0 |  | 0 | 0 | 0 | 0 | 0 | 0 | 0 | 0 | 0 | 0 | 0 | 0 | 0 | 0 | 0 | 0 | 0 | 0 | 0 | 0 | 0 | 0 | 0 | 0 | 0 | 0 | 0 | 0 | 0 | 0 | 0 | 0 | 0 | 0 | 0 | 0 | 0 | 0 | 0 | 0 | 0 | 0 | 0 | 0 | 0 | 0 | 0 | 0 | 0 | 0 | 0 | 0 | 0 | 0 | 0 | 0 | 0 | 0 | 0 | 0 | 0 | 0 | 0 | 0 | 0 | 0 | 0 | 0 | 0 | 0 | 0 | 0 | 0 | 0 | 0 | 0 | 0 | 0 | 0 | 0 | 0 | 0 | 0 | 0 | 0 | 0
|  |  | 1 | Early contract period cash outflow - funded under IFRIC - P90 |  | SOM Mn | 0 |  | 0 | 0 | 0 | 0 | 0 | 0 | 0 | 0 | 0 | 0 | 0 | 0 | 0 | 0 | 0 | 0 | 0 | 0 | 0 | 0 | 0 | 0 | 0 | 0 | 0 | 0 | 0 | 0 | 0 | 0 | 0 | 0 | 0 | 0 | 0 | 0 | 0 | 0 | 0 | 0 | 0 | 0 | 0 | 0 | 0 | 0 | 0 | 0 | 0 | 0 | 0 | 0 | 0 | 0 | 0 | 0 | 0 | 0 | 0 | 0 | 0 | 0 | 0 | 0 | 0 | 0 | 0 | 0 | 0 | 0 | 0 | 0 | 0 | 0 | 0 | 0 | 0 | 0 | 0 | 0 | 0 | 0 | 0 | 0 | 0 | 0
|  |  | 1 | Operating costs accrued |  | SOM Mn | -1517453.4136 |  | 0 | 0 | 0 | 0 | 0 | -5022.0721 | -5123.1674 | -5214.6144 | -4944.4595 | -4983.14 | -4376.1233 | -4405.04 | -7768.0677 | -7848.2362 | -8044.5671 | -8129.7183 | -8350.8468 | -8441.423 | -10028.0514 | -10144.4129 | -10861.2994 | -10990.9122 | -10973.1225 | -11105.2724 | -11541.8559 | -20852.3586 | -22462.6373 | -22660.0671 | -22027.8974 | -22218.8707 | -22933.1476 | -23137.5652 | -35617.8301 | -36010.6341 | -23836.917 | -24054.7569 | -24765.6514 | -24997.2844 | -25651.5041 | -25896.2933 | -26498.1061 | -26755.4686 | -27443.3744 | -27714.7756 | -28499.0458 | -28786.1253 | -30742.1179 | -31062.5103 | -30589.2481 | -30907.3702 | -31579.6546 | -31912.4857 | -32545.4753 | -32892.6503 | -34858.8644 | -35240.3965 | -35276.3129 | -35664.0448 | -38788.7904 | -39228.6878 | -40259.579 | -40721.3198 | -41803.5535 | -42288.2246 | -43424.3625 | -43933.1051 | -46035.2144 | -46582.732 | 0 | 0 | 0 | 0 | 0 | 0 | 0 | 0 | 0 | 0 | 0 | 0 | 0 | 0 | 0 | 0 | 0 | 0
|  |  |  | EBITDA - P90 |  | SOM Mn | 2402800.8988 |  | 0 | 0 | 0 | 25830.8751 | 39558.4552 | 43773.0143 | 44340.1357 | 44470.8393 | 44570.806 | 44587.8326 | 44651.4413 | 44583.6414 | 44843.101 | 44811.7932 | 44904.3102 | 44827.6682 | 44877.6876 | 44751.5417 | 44841.9442 | 44697.5863 | 44714.831 | 44526.749 | 44453.7221 | 44197.6541 | 44086.9766 | 44364.2133 | 44504.0161 | 44394.8039 | 44371.9242 | 44181.532 | 44165.9451 | 43922.1368 | 44619.231 | 44630.697 | 43986.7052 | 43617.8477 | 43427.6681 | 42986.7093 | 42721.6307 | 42199.8602 | 41851.2503 | 41239.3397 | 40806.6486 | 40098.1425 | 39575.3891 | 38763.5834 | 38213.7545 | 37320.1398 | 36530.8893 | 35482.8692 | 34612.7428 | 33426.5365 | 32414.7933 | 31076.5706 | 29998.206 | 28529.6401 | 27194.3471 | 25532.0244 | 24201.4799 | 22410.3 | 20813.2902 | 18825.8624 | 17033.2252 | 14833.3475 | 12828.5272 | 10398.7363 | 8222.9865 | 5568.75 | 2.2029e-09 | 2.2553e-09 | 2.3091e-09 | 2.3641e-09 | 2.4204e-09 | 2.478e-09 | 2.5371e-09 | 2.5975e-09 | 2.6594e-09 | 2.7227e-09 | 2.7876e-09 | 2.854e-09 | 2.9219e-09 | 2.9915e-09 | 3.0628e-09 | 3.1357e-09 | 3.2104e-09 | 3.2869e-09
|  |  | 1 | Non current assets depreciation |  | SOM Mn | 0 |  | 0 | 0 | 0 | 0 | 0 | 0 | 0 | 0 | 0 | 0 | 0 | 0 | 0 | 0 | 0 | 0 | 0 | 0 | 0 | 0 | 0 | 0 | 0 | 0 | 0 | 0 | 0 | 0 | 0 | 0 | 0 | 0 | 0 | 0 | 0 | 0 | 0 | 0 | 0 | 0 | 0 | 0 | 0 | 0 | 0 | 0 | 0 | 0 | 0 | 0 | 0 | 0 | 0 | 0 | 0 | 0 | 0 | 0 | 0 | 0 | 0 | 0 | 0 | 0 | 0 | 0 | 0 | 0 | 0 | 0 | 0 | 0 | 0 | 0 | 0 | 0 | 0 | 0 | 0 | 0 | 0 | 0 | 0 | 0 | 0 | 0
|  |  | 1 | Capitalised finance costs amortisation |  | SOM Mn | 0 |  | 0 | 0 | 0 | 0 | 0 | 0 | 0 | 0 | 0 | 0 | 0 | 0 | 0 | 0 | 0 | 0 | 0 | 0 | 0 | 0 | 0 | 0 | 0 | 0 | 0 | 0 | 0 | 0 | 0 | 0 | 0 | 0 | 0 | 0 | 0 | 0 | 0 | 0 | 0 | 0 | 0 | 0 | 0 | 0 | 0 | 0 | 0 | 0 | 0 | 0 | 0 | 0 | 0 | 0 | 0 | 0 | 0 | 0 | 0 | 0 | 0 | 0 | 0 | 0 | 0 | 0 | 0 | 0 | 0 | 0 | 0 | 0 | 0 | 0 | 0 | 0 | 0 | 0 | 0 | 0 | 0 | 0 | 0 | 0 | 0 | 0
|  |  |  | EBIT - P90 |  | SOM Mn | 2402800.8988 |  | 0 | 0 | 0 | 25830.8751 | 39558.4552 | 43773.0143 | 44340.1357 | 44470.8393 | 44570.806 | 44587.8326 | 44651.4413 | 44583.6414 | 44843.101 | 44811.7932 | 44904.3102 | 44827.6682 | 44877.6876 | 44751.5417 | 44841.9442 | 44697.5863 | 44714.831 | 44526.749 | 44453.7221 | 44197.6541 | 44086.9766 | 44364.2133 | 44504.0161 | 44394.8039 | 44371.9242 | 44181.532 | 44165.9451 | 43922.1368 | 44619.231 | 44630.697 | 43986.7052 | 43617.8477 | 43427.6681 | 42986.7093 | 42721.6307 | 42199.8602 | 41851.2503 | 41239.3397 | 40806.6486 | 40098.1425 | 39575.3891 | 38763.5834 | 38213.7545 | 37320.1398 | 36530.8893 | 35482.8692 | 34612.7428 | 33426.5365 | 32414.7933 | 31076.5706 | 29998.206 | 28529.6401 | 27194.3471 | 25532.0244 | 24201.4799 | 22410.3 | 20813.2902 | 18825.8624 | 17033.2252 | 14833.3475 | 12828.5272 | 10398.7363 | 8222.9865 | 5568.75 | 2.2029e-09 | 2.2553e-09 | 2.3091e-09 | 2.3641e-09 | 2.4204e-09 | 2.478e-09 | 2.5371e-09 | 2.5975e-09 | 2.6594e-09 | 2.7227e-09 | 2.7876e-09 | 2.854e-09 | 2.9219e-09 | 2.9915e-09 | 3.0628e-09 | 3.1357e-09 | 3.2104e-09 | 3.2869e-09 | 0 | 0 | 0 | 0 | 0 | 0 | 0 | 0 | 0 | 0
|  |  | 1 | Effective interest on ADB Loan |  | SOM Mn | -305546.9591 |  | 0 | 0 | 0 | 0 | -3991.6942 | -7886.0181 | -8742.8949 | -9193.5583 | -10545.419 | -10762.1452 | -10743.1452 | -10683.5279 | -10639.1113 | -10584.2235 | -10546.3606 | -10426.1469 | -10321.7362 | -10174.0047 | -10040.897 | -9872.51 | -9720.6421 | -9487.5956 | -9268.3644 | -8992.2102 | -8726.941 | -8404.5278 | -8178.8161 | -7906.1104 | -7649.2914 | -7325.0801 | -7010.8743 | -6635.6812 | -6270.8799 | -5934.6694 | -5631.164 | -5219.3302 | -4881.4013 | -4485.2226 | -4095.4769 | -3642.8813 | -3194.0076 | -2677.8098 | -2163.0333 | -1576.6742 | -989.0052 | -325.8756 | -2.225e-11 | -2.3404e-11 | -2.4617e-11 | -2.5894e-11 | -2.7237e-11 | -2.865e-11 | -3.0136e-11 | -3.1699e-11 | -3.3343e-11 | -3.5072e-11 | -3.6891e-11 | -3.8805e-11 | -4.0817e-11 | -4.2934e-11 | -4.5161e-11 | -4.7503e-11 | -4.9967e-11 | -5.2558e-11 | -5.5284e-11 | -5.8152e-11 | -6.1168e-11 | -6.434e-11 | -6.6687e-11 | -6.9119e-11 | -7.164e-11 | -7.4253e-11 | -7.6961e-11 | -7.9768e-11 | -8.2677e-11 | -8.5693e-11 | -8.8818e-11 | -9.2057e-11 | -9.5415e-11 | -9.8895e-11 | -1.025e-10 | -1.0624e-10 | -1.1011e-10 | -1.1413e-10 | -1.1829e-10 | -1.2261e-10
|  |  | 1 | Effective interest on EBRD |  | SOM Mn | -379337.5892 |  | 0 | 0 | 0 | 0 | -4991.2636 | -9920.318 | -11018.2413 | -11600.5327 | -13252.2652 | -13501.6432 | -13465.3273 | -13379.4795 | -13311.484 | -13230.3263 | -13169.1526 | -13008.1208 | -12865.7834 | -12670.8181 | -12493.1893 | -12272.6935 | -12071.8626 | -11772.8928 | -11490.5395 | -11139.5066 | -10801.7115 | -10395.1408 | -10105.4014 | -9758.9919 | -9431.8577 | -9023.5905 | -8627.7102 | -8158.6455 | -7702.6513 | -7281.647 | -6900.512 | -6389.195 | -5967.7127 | -5476.5775 | -4993.9761 | -4436.4329 | -3884.44 | -3252.4214 | -2623.5197 | -1909.824 | -1196.3514 | -393.8382 | 7.0283e-08 | 7.3714e-08 | 7.7314e-08 | 8.1088e-08 | 8.5048e-08 | 8.92e-08 | 9.3555e-08 | 9.8123e-08 | 1.0291e-07 | 1.0794e-07 | 1.1321e-07 | 1.1874e-07 | 1.2453e-07 | 1.3061e-07 | 1.3699e-07 | 1.4368e-07 | 1.507e-07 | 1.5805e-07 | 1.6577e-07 | 1.7386e-07 | 1.8235e-07 | 1.9126e-07 | 1.9766e-07 | 2.0428e-07 | 2.1111e-07 | 2.1818e-07 | 2.2549e-07 | 2.3303e-07 | 2.4084e-07 | 2.489e-07 | 2.5723e-07 | 2.6584e-07 | 2.7474e-07 | 2.8394e-07 | 2.9344e-07 | 3.0327e-07 | 3.1342e-07 | 3.2391e-07 | 3.3475e-07 | 3.4596e-07
|  |  | 1 | Effective interest on AIIB |  | SOM Mn | -222720.1008 |  | 0 | 0 | 0 | 0 | -2930.5156 | -5824.5064 | -6469.1291 | -6811.0092 | -7780.7893 | -7927.2063 | -7905.8842 | -7855.4805 | -7815.5584 | -7767.9083 | -7731.9914 | -7637.445 | -7553.8746 | -7439.4048 | -7335.1138 | -7205.6543 | -7087.7407 | -6912.2068 | -6746.429 | -6540.3274 | -6341.9981 | -6103.2886 | -5933.1742 | -5729.7872 | -5537.7172 | -5298.0117 | -5065.5789 | -4790.1774 | -4522.45 | -4275.2661 | -4051.4908 | -3751.2817 | -3503.8172 | -3215.4575 | -2932.1082 | -2604.7584 | -2280.6674 | -1909.591 | -1540.3445 | -1121.3131 | -702.4126 | -231.2338 | 4.1234e-08 | 4.3247e-08 | 4.5359e-08 | 4.7574e-08 | 4.9896e-08 | 5.2333e-08 | 5.4888e-08 | 5.7568e-08 | 6.0378e-08 | 6.3326e-08 | 6.6418e-08 | 6.9661e-08 | 7.3063e-08 | 7.663e-08 | 8.0371e-08 | 8.4295e-08 | 8.8411e-08 | 9.2728e-08 | 9.7255e-08 | 1.02e-07 | 1.0698e-07 | 1.1221e-07 | 1.1596e-07 | 1.1985e-07 | 1.2386e-07 | 1.28e-07 | 1.3229e-07 | 1.3672e-07 | 1.413e-07 | 1.4603e-07 | 1.5091e-07 | 1.5597e-07 | 1.6119e-07 | 1.6658e-07 | 1.7216e-07 | 1.7792e-07 | 1.8388e-07 | 1.9004e-07 | 1.964e-07 | 2.0297e-07
|  |  | 1 | Effective interest on EIB |  | SOM Mn | -206587.616 |  | 0 | 0 | 0 | 0 | -2726.7321 | -5423.6027 | -6024.0469 | -6342.666 | -7245.2228 | -7362.6622 | -7343.9319 | -7300.6761 | -7263.395 | -7220.0309 | -7185.3484 | -7098.2903 | -7018.0816 | -6911.7174 | -6812.7623 | -6692.4473 | -6580.2208 | -6417.3518 | -6260.6971 | -6069.0774 | -5882.2284 | -5661.0458 | -5500.0515 | -5311.7226 | -5130.0308 | -4907.3207 | -4689.0596 | -4433.831 | -4182.3476 | -3952.3971 | -3740.9863 | -3462.6857 | -3230.529 | -2963.6792 | -2699.4554 | -2397.3035 | -2096.1471 | -1755.0047 | -1412.5299 | -1028.3967 | -641.6582 | -210.2443 | 6.389e-09 | 6.6859e-09 | 6.9965e-09 | 7.3215e-09 | 7.6617e-09 | 8.0176e-09 | 8.3901e-09 | 8.7799e-09 | 9.1878e-09 | 9.6147e-09 | 1.0061e-08 | 1.0529e-08 | 1.1018e-08 | 1.153e-08 | 1.2065e-08 | 1.2626e-08 | 1.3213e-08 | 1.3826e-08 | 1.4469e-08 | 1.5141e-08 | 1.5844e-08 | 1.6581e-08 | 1.7097e-08 | 1.7629e-08 | 1.8179e-08 | 1.8745e-08 | 1.9328e-08 | 1.993e-08 | 2.0551e-08 | 2.1191e-08 | 2.1851e-08 | 2.2532e-08 | 2.3234e-08 | 2.3957e-08 | 2.4703e-08 | 2.5473e-08 | 2.6266e-08 | 2.7084e-08 | 2.7928e-08 | 2.8797e-08
|  |  | 1 | GB Refi facility upfront fee paid |  | SOM Mn | 0 |  | 0 | 0 | 0 | 0 | 0 | 0 | 0 | 0 | 0 | 0 | 0 | 0 | 0 | 0 | 0 | 0 | 0 | 0 | 0 | 0 | 0 | 0 | 0 | 0 | 0 | 0 | 0 | 0 | 0 | 0 | 0 | 0 | 0 | 0 | 0 | 0 | 0 | 0 | 0 | 0 | 0 | 0 | 0 | 0 | 0 | 0 | 0 | 0 | 0 | 0 | 0 | 0 | 0 | 0 | 0 | 0 | 0 | 0 | 0 | 0 | 0 | 0 | 0 | 0 | 0 | 0 | 0 | 0 | 0 | 0 | 0 | 0 | 0 | 0 | 0 | 0 | 0 | 0 | 0 | 0 | 0 | 0 | 0 | 0 | 0 | 0
|  |  | 1 | GB Refi debt interest |  | SOM Mn | 0 |  | 0 | 0 | 0 | 0 | 0 | 0 | 0 | 0 | 0 | 0 | 0 | 0 | 0 | 0 | 0 | 0 | 0 | 0 | 0 | 0 | 0 | 0 | 0 | 0 | 0 | 0 | 0 | 0 | 0 | 0 | 0 | 0 | 0 | 0 | 0 | 0 | 0 | 0 | 0 | 0 | 0 | 0 | 0 | 0 | 0 | 0 | 0 | 0 | 0 | 0 | 0 | 0 | 0 | 0 | 0 | 0 | 0 | 0 | 0 | 0 | 0 | 0 | 0 | 0 | 0 | 0 | 0 | 0 | 0 | 0 | 0 | 0 | 0 | 0 | 0 | 0 | 0 | 0 | 0 | 0 | 0 | 0 | 0 | 0 | 0 | 0
|  |  | 1 | Effective interest on EBL incl. rolled-up |  | SOM Mn | 0 |  | 0 | 0 | 0 | 0 | 0 | 0 | 0 | 0 | 0 | 0 | 0 | 0 | 0 | 0 | 0 | 0 | 0 | 0 | 0 | 0 | 0 | 0 | 0 | 0 | 0 | 0 | 0 | 0 | 0 | 0 | 0 | 0 | 0 | 0 | 0 | 0 | 0 | 0 | 0 | 0 | 0 | 0 | 0 | 0 | 0 | 0 | 0 | 0 | 0 | 0 | 0 | 0 | 0 | 0 | 0 | 0 | 0 | 0 | 0 | 0 | 0 | 0 | 0 | 0 | 0 | 0 | 0 | 0 | 0 | 0 | 0 | 0 | 0 | 0 | 0 | 0 | 0 | 0 | 0 | 0 | 0 | 0 | 0 | 0 | 0 | 0
|  |  | 1 | Withholding tax on equity bridge |  | SOM Mn | 0 |  | 0 | 0 | 0 | 0 | 0 | 0 | 0 | 0 | 0 | 0 | 0 | 0 | 0 | 0 | 0 | 0 | 0 | 0 | 0 | 0 | 0 | 0 | 0 | 0 | 0 | 0 | 0 | 0 | 0 | 0 | 0 | 0 | 0 | 0 | 0 | 0 | 0 | 0 | 0 | 0 | 0 | 0 | 0 | 0 | 0 | 0 | 0 | 0 | 0 | 0 | 0 | 0 | 0 | 0 | 0 | 0 | 0 | 0 | 0 | 0 | 0 | 0 | 0 | 0 | 0 | 0 | 0 | 0 | 0 | 0 | 0 | 0 | 0 | 0 | 0 | 0 | 0 | 0 | 0 | 0 | 0 | 0 | 0 | 0 | 0 | 0
|  |  | 1 | Shareholder loan interest and fee for pl - P90 |  | SOM Mn | -1648520.6182 |  | 0 | 0 | 0 | -6343.1492 | -16314.6028 | -16894.2575 | -17669.7139 | -18439.4508 | -18996.414 | -19770.1417 | -20565.3516 | -21392.5471 | -22253.0146 | -23148.0926 | -24079.173 | -25047.7041 | -15623.4233 | -16123.9029 | -16647.7929 | -17183.9836 | -17745.4303 | -18417.119 | -19116.3884 | -19839.6906 | -20592.5141 | -21371.4021 | -22186.6303 | -23030.8278 | -23909.6541 | -24818.773 | -25764.7517 | -26744.0485 | -27763.194 | -28823.3194 | -29927.8674 | -30916.9017 | -31724.3516 | -32538.099 | -33398.25 | -34267.1683 | -35186.2495 | -36114.6834 | -37096.0627 | -38088.6406 | -39135.6533 | -40192.4191 | -40403.6097 | -39562.6986 | -38822.2502 | -37838.4591 | -36939.6658 | -35810.0675 | -34767.8963 | -33482.7154 | -32282.1912 | -30854.9575 | -29516.3242 | -27898.4413 | -26357.1887 | -24597.2414 | -22916.6543 | -20952.2231 | -19063.2932 | -16876.8467 | -14761.4693 | -12334.0614 | -9972.6644 | -7306.8931 | 0 | 0 | 0 | 0 | 0 | 0 | 0 | 0 | 0 | 0 | 0 | 0 | 0 | 0 | 0 | 0 | 0 | 0
|  |  | 1 | Total agent bank fee - operations |  | SOM Mn | -17647.1901 |  | 0 | 0 | 0 | 0 | 0 | 0 | 0 | 0 | -702.7895 | 0 | -724.1726 | 0 | -745.8424 | 0 | -768.1606 | 0 | -791.1467 | 0 | -814.8206 | 0 | -839.2029 | 0 | -864.3148 | 0 | -890.1782 | 0 | -916.8155 | 0 | -944.2498 | 0 | -972.5051 | 0 | -1001.6059 | 0 | -1031.5775 | 0 | -1062.446 | 0 | -1094.2381 | 0 | -1126.9816 | 0 | -1160.7049 | 0 | -1195.4373 | 0 | 0 | 0 | 0 | 0 | 0 | 0 | 0 | 0 | 0 | 0 | 0 | 0 | 0 | 0 | 0 | 0 | 0 | 0 | 0 | 0 | 0 | 0 | 0 | 0 | 0 | 0 | 0 | 0 | 0 | 0 | 0 | 0 | 0 | 0 | 0 | 0 | 0 | 0 | 0 | 0
|  |  | 1 | DSRA LC fee |  | SOM Mn | -6943.9861 |  | 0 | 0 | 0 | 0 | 0 | 0 | 0 | 0 | -185.5027 | -186.0008 | -187.6336 | -182.8863 | -188.1803 | -188.4103 | -192.56 | -191.4875 | -195.2731 | -192.3931 | -196.8393 | -194.8774 | -199.9901 | -199.8607 | -203.5818 | -189.996 | -181.2517 | -178.194 | -183.4395 | -183.1558 | -187.4615 | -186.4602 | -176.7204 | -159.5222 | -174.4981 | -189.4663 | -197.1633 | -196.1504 | -201.8076 | -202.1224 | -206.9134 | -206.1277 | -212.1065 | -211.1849 | -217.1567 | -163.9456 | -53.6649 | 0 | 0 | 0 | 0 | 0 | 0 | 0 | 0 | 0 | 0 | 0 | 0 | 0 | 0 | 0 | 0 | 0 | 0 | 0 | 0 | 0 | 0 | 0 | 0 | 0 | 0 | 0 | 0 | 0 | 0 | 0 | 0 | 0 | 0 | 0 | 0 | 0 | 0 | 0 | 0 | 0
|  |  |  | Net Fx gain/ (loss) - P90 | 0 | SOM Mn | 6781.6678 | 0 | 0 | 0 | 0 | 0 | 0 | 2429.6275 | 4888.6995 | 4322.4656 | 3661.1451 | 3500.3679 | 3217.8251 | 3023.7729 | 2827.9236 | 2611.9004 | 2393.3564 | 2150.1621 | 1906.132 | 1793.476 | 1690.0024 | 1574.0202 | 1467.8238 | 1348.0847 | 1239.1907 | 1116.556 | 1005.8145 | 882.1902 | 780.2022 | 665.5471 | 563.6623 | 447.0086 | 344.0775 | 228.2779 | 127.7112 | 25.6713 | -60.4732 | -172.6692 | -269.0608 | -379.1616 | -472.3341 | -578.8359 | -666.9594 | -767.8946 | -848.8241 | -941.728 | -1012.0108 | -1091.4782 | -1146.1541 | -1195.6988 | -1246.762 | -1299.3084 | -1353.589 | -1408.2501 | -1464.5637 | -1521.2617 | -1579.5895 | -1636.9693 | -1695.8152 | -1755.4854 | -1816.7017 | -1875.6979 | -1936.0342 | -1996.0252 | -2057.2488 | -2117.9515 | -2179.7552 | -2240.8349 | -2302.8571 | -2363.0432 | 0 | 0 | 0 | 0 | 0 | 0 | 0 | 0 | 0 | 0 | 0 | 0 | 0 | 0 | 0 | 0 | 0 | 0
|  |  |  | Profit before tax - P90 |  | SOM Mn | -377721.4929 |  | 0 | 0 | 0 | 19487.7259 | 8603.6469 | 253.939 | -695.191 | -3593.912 | -10476.4514 | -11421.5989 | -13066.1801 | -13187.183 | -14545.5614 | -14715.2982 | -16375.0801 | -16431.3642 | -7585.4994 | -6967.2232 | -7809.4687 | -7150.5595 | -8062.4347 | -7332.1932 | -8257.4023 | -7456.5981 | -8324.0319 | -6867.1957 | -7720.1103 | -6860.2448 | -7854.6761 | -6930.6956 | -7797.1775 | -6771.4911 | -6870.6847 | -5800.3971 | -7554.5293 | -6490.3662 | -7413.458 | -6273.6105 | -7171.1215 | -5933.6479 | -6796.3088 | -5449.2501 | -6255.5272 | -4732.3797 | -5350.8046 | -3681.5059 | -3336.0092 | -3438.2575 | -3538.1229 | -3654.8982 | -3680.512 | -3791.7811 | -3817.6667 | -3927.4066 | -3863.5747 | -3962.2868 | -4017.7923 | -4121.9023 | -3972.4105 | -4062.6394 | -4039.3983 | -4122.386 | -4087.3168 | -4161.4508 | -4112.6974 | -4176.16 | -4052.535 | -4101.1863 | 3.3286e-07 | 3.4394e-07 | 3.5539e-07 | 3.6722e-07 | 3.7945e-07 | 3.9208e-07 | 4.0514e-07 | 4.1863e-07 | 4.3257e-07 | 4.4697e-07 | 4.6185e-07 | 4.7723e-07 | 4.9313e-07 | 5.0955e-07 | 5.2652e-07 | 5.4405e-07 | 5.6217e-07 | 5.8089e-07
|  |  |  | Corporate tax expense - P90 - UZS | 0 | SOM Mn | 0 | 0 | 0 | 0 | 0 | 0 | 0 | 0 | 0 | 0 | 0 | 0 | 0 | 0 | 0 | 0 | 0 | 0 | 0 | 0 | 0 | 0 | 0 | 0 | 0 | 0 | 0 | 0 | 0 | 0 | 0 | 0 | 0 | 0 | 0 | 0 | 0 | 0 | 0 | 0 | 0 | 0 | 0 | 0 | 0 | 0 | 0 | 0 | 0 | 0 | 0 | 0 | 0 | 0 | 0 | 0 | 0 | 0 | 0 | 0 | 0 | 0 | 0 | 0 | 0 | 0 | 0 | 0 | 0 | 0 | 0 | 0 | 0 | 0 | 0 | 0 | 0 | 0 | 0 | 0 | 0 | 0 | 0 | 0 | 0 | 0 | 0 | 0
|  |  |  | Profit after tax - P90 - UZS |  | SOM Mn | -377721.4929 |  | 0 | 0 | 0 | 19487.7259 | 8603.6469 | 253.939 | -695.191 | -3593.912 | -10476.4514 | -11421.5989 | -13066.1801 | -13187.183 | -14545.5614 | -14715.2982 | -16375.0801 | -16431.3642 | -7585.4994 | -6967.2232 | -7809.4687 | -7150.5595 | -8062.4347 | -7332.1932 | -8257.4023 | -7456.5981 | -8324.0319 | -6867.1957 | -7720.1103 | -6860.2448 | -7854.6761 | -6930.6956 | -7797.1775 | -6771.4911 | -6870.6847 | -5800.3971 | -7554.5293 | -6490.3662 | -7413.458 | -6273.6105 | -7171.1215 | -5933.6479 | -6796.3088 | -5449.2501 | -6255.5272 | -4732.3797 | -5350.8046 | -3681.5059 | -3336.0092 | -3438.2575 | -3538.1229 | -3654.8982 | -3680.512 | -3791.7811 | -3817.6667 | -3927.4066 | -3863.5747 | -3962.2868 | -4017.7923 | -4121.9023 | -3972.4105 | -4062.6394 | -4039.3983 | -4122.386 | -4087.3168 | -4161.4508 | -4112.6974 | -4176.16 | -4052.535 | -4101.1863 | 3.3286e-07 | 3.4394e-07 | 3.5539e-07 | 3.6722e-07 | 3.7945e-07 | 3.9208e-07 | 4.0514e-07 | 4.1863e-07 | 4.3257e-07 | 4.4697e-07 | 4.6185e-07 | 4.7723e-07 | 4.9313e-07 | 5.0955e-07 | 5.2652e-07 | 5.4405e-07 | 5.6217e-07 | 5.8089e-07
UZS - Balance sheet - P90
|  |  |  | USD to Som exchange rate | 11000 | Som / USD
|  |  |  | USD to Som exchange rate curve | 0 | Som / USD | 0 | 0 | 11000 | 11000 | 11000 | 11000 | 11000 | 11110.1644 | 11333.8142 | 11536.1195 | 11713.159 | 11892.9154 | 12069.5429 | 12248.7935 | 12430.7063 | 12615.3207 | 12802.677 | 12992.8157 | 13185.7783 | 13381.6067 | 13580.3435 | 13782.0317 | 13986.7154 | 14194.4389 | 14405.2474 | 14619.1867 | 14836.3033 | 15056.6445 | 15280.258 | 15507.1925 | 15737.4973 | 15971.2226 | 16208.4189 | 16449.138 | 16693.4322 | 16941.3544 | 17192.9587 | 17448.2997 | 17707.4328 | 17970.4145 | 18237.3018 | 18508.1529 | 18783.0264 | 19061.9823 | 19345.081 | 19632.3842 | 19923.9542 | 20219.8546 | 20520.1494 | 20824.9041 | 21134.1849 | 21448.0589 | 21766.5944 | 22089.8607 | 22417.9279 | 22750.8675 | 23088.7516 | 23431.6539 | 23779.6487 | 24132.8118 | 24491.2199 | 24854.9509 | 25224.0839 | 25598.699 | 25978.8777 | 26364.7026 | 26756.2576 | 27153.6277 | 27556.8994 | 27966.1603 | 27966.1603 | 27966.1603 | 27966.1603 | 27966.1603 | 27966.1603 | 27966.1603 | 27966.1603 | 27966.1603 | 27966.1603 | 27966.1603 | 27966.1603 | 27966.1603 | 27966.1603 | 27966.1603 | 27966.1603 | 27966.1603 | 27966.1603 | 27966.1603
|  |  |  | Movement in exchange rate |  | Som / USD |  |  |  | 0 | 0 | 0 | 0 | 110.1644 | 223.6498 | 202.3053 | 177.0395 | 179.7564 | 176.6275 | 179.2506 | 181.9128 | 184.6144 | 187.3562 | 190.1388 | 192.9626 | 195.8284 | 198.7367 | 201.6883 | 204.6836 | 207.7235 | 210.8085 | 213.9393 | 217.1166 | 220.3411 | 223.6135 | 226.9345 | 230.3048 | 233.7252 | 237.1964 | 240.7191 | 244.2941 | 247.9223 | 251.6043 | 255.341 | 259.1332 | 262.9817 | 266.8873 | 270.851 | 274.8736 | 278.9558 | 283.0987 | 287.3032 | 291.5701 | 295.9003 | 300.2949 | 304.7547 | 309.2808 | 313.874 | 318.5355 | 323.2663 | 328.0672 | 332.9395 | 337.8842 | 342.9023 | 347.9949 | 353.1631 | 358.4081 | 363.731 | 369.1329 | 374.6151 | 380.1787 | 385.8249 | 391.555 | 397.3702 | 403.2717 | 409.2609 | 0 | 0 | 0 | 0 | 0 | 0 | 0 | 0 | 0 | 0 | 0 | 0 | 0 | 0 | 0 | 0 | 0 | 0
Assets - P90
Exchange rate (1=curve; 0=constant)
|  |  | 1 | IFRIC 12 financial asset balance - P90 |  | SOM Mn |  |  | 0 | 0 | 0 | 1317374.6294 | 1765893.5347 | 1810294.7945 | 1819911.5962 | 1829616.3955 | 1830216.448 | 1835372.8193 | 1832490.3179 | 1834180.7294 | 1832670.0242 | 1835969.3492 | 1832569.8586 | 1834044.4616 | 1828582.509 | 1828055.9622 | 1821771.2822 | 1820557.013 | 1812427.9201 | 1809454.7818 | 1798506.4238 | 1792753.9856 | 1779187.5208 | 1780640.9723 | 1775592.2124 | 1776345.5768 | 1767955.9276 | 1765390.4962 | 1754754.9749 | 1750033.936 | 1749452.0458 | 1755545.5415 | 1739700.8978 | 1729922.0129 | 1711057.5965 | 1698332.689 | 1676089.8784 | 1660050.3653 | 1634044.8369 | 1614295.5572 | 1584256.317 | 1560522.2276 | 1526167.5309 | 1498162.7183 | 1460334.1743 | 1428957.0401 | 1384747.1646 | 1346944.0757 | 1296978.1624 | 1253422.3357 | 1197129.2403 | 1147232.4883 | 1085454.9765 | 1030120.0309 | 960310.5203 | 896866.3984 | 821586.056 | 752749.0084 | 669291.5526 | 592223.7379 | 499916.0034 | 413925.658 | 312042.1569 | 216383.3832 | 105110.7551 | 9.2482e-08 | 9.4685e-08 | 9.694e-08 | 9.9249e-08 | 1.0161e-07 | 1.0403e-07 | 1.0651e-07 | 1.0905e-07 | 1.1165e-07 | 1.1431e-07 | 1.1703e-07 | 1.1982e-07 | 1.2267e-07 | 1.2559e-07 | 1.2858e-07 | 1.3165e-07 | 1.3478e-07 | 1.3799e-07 | 1.4128e-07
|  |  | 1 | Non current assets balance for BS |  | SOM Mn |  |  | 0 | 0 | 0 | 0 | 0 | 0 | 0 | 0 | 0 | 0 | 0 | 0 | 0 | 0 | 0 | 0 | 0 | 0 | 0 | 0 | 0 | 0 | 0 | 0 | 0 | 0 | 0 | 0 | 0 | 0 | 0 | 0 | 0 | 0 | 0 | 0 | 0 | 0 | 0 | 0 | 0 | 0 | 0 | 0 | 0 | 0 | 0 | 0 | 0 | 0 | 0 | 0 | 0 | 0 | 0 | 0 | 0 | 0 | 0 | 0 | 0 | 0 | 0 | 0 | 0 | 0 | 0 | 0 | 0 | 0 | 0 | 0 | 0 | 0 | 0 | 0 | 0 | 0 | 0 | 0 | 0 | 0 | 0 | 0 | 0 | 0
|  |  | 1 | Capitalised finance costs balance for BS |  | SOM Mn |  |  | 0 | 0 | 0 | 0 | 0 | 0 | 0 | 0 | 0 | 0 | 0 | 0 | 0 | 0 | 0 | 0 | 0 | 0 | 0 | 0 | 0 | 0 | 0 | 0 | 0 | 0 | 0 | 0 | 0 | 0 | 0 | 0 | 0 | 0 | 0 | 0 | 0 | 0 | 0 | 0 | 0 | 0 | 0 | 0 | 0 | 0 | 0 | 0 | 0 | 0 | 0 | 0 | 0 | 0 | 0 | 0 | 0 | 0 | 0 | 0 | 0 | 0 | 0 | 0 | 0 | 0 | 0 | 0 | 0 | 0 | 0 | 0 | 0 | 0 | 0 | 0 | 0 | 0 | 0 | 0 | 0 | 0 | 0 | 0 | 0 | 0
|  |  |  | Total - non-current assets - P90 |  | SOM Mn |  |  | 0 | 0 | 0 | 1317374.6294 | 1765893.5347 | 1810294.7945 | 1819911.5962 | 1829616.3955 | 1830216.448 | 1835372.8193 | 1832490.3179 | 1834180.7294 | 1832670.0242 | 1835969.3492 | 1832569.8586 | 1834044.4616 | 1828582.509 | 1828055.9622 | 1821771.2822 | 1820557.013 | 1812427.9201 | 1809454.7818 | 1798506.4238 | 1792753.9856 | 1779187.5208 | 1780640.9723 | 1775592.2124 | 1776345.5768 | 1767955.9276 | 1765390.4962 | 1754754.9749 | 1750033.936 | 1749452.0458 | 1755545.5415 | 1739700.8978 | 1729922.0129 | 1711057.5965 | 1698332.689 | 1676089.8784 | 1660050.3653 | 1634044.8369 | 1614295.5572 | 1584256.317 | 1560522.2276 | 1526167.5309 | 1498162.7183 | 1460334.1743 | 1428957.0401 | 1384747.1646 | 1346944.0757 | 1296978.1624 | 1253422.3357 | 1197129.2403 | 1147232.4883 | 1085454.9765 | 1030120.0309 | 960310.5203 | 896866.3984 | 821586.056 | 752749.0084 | 669291.5526 | 592223.7379 | 499916.0034 | 413925.658 | 312042.1569 | 216383.3832 | 105110.7551 | 9.2482e-08 | 9.4685e-08 | 9.694e-08 | 9.9249e-08 | 1.0161e-07 | 1.0403e-07 | 1.0651e-07 | 1.0905e-07 | 1.1165e-07 | 1.1431e-07 | 1.1703e-07 | 1.1982e-07 | 1.2267e-07 | 1.2559e-07 | 1.2858e-07 | 1.3165e-07 | 1.3478e-07 | 1.3799e-07 | 1.4128e-07 | 0 | 0 | 0 | 0 | 0 | 0 | 0 | 0 | 0 | 0
|  |  | 1 | MMRA balance |  | SOM Mn |  |  | 0 | 0 | 0 | 0 | 0 | 0 | 0 | 0 | 0 | 0 | 0 | 0 | 0 | 0 | 0 | 0 | 0 | 0 | 0 | 0 | 0 | 0 | 0 | 0 | 0 | 0 | 0 | 0 | 0 | 0 | 0 | 0 | 0 | 0 | 0 | 0 | 0 | 0 | 0 | 0 | 0 | 0 | 0 | 0 | 0 | 0 | 0 | 0 | 0 | 0 | 0 | 0 | 0 | 0 | 0 | 0 | 0 | 0 | 0 | 0 | 0 | 0 | 0 | 0 | 0 | 0 | 0 | 0 | 0 | 0 | 0 | 0 | 0 | 0 | 0 | 0 | 0 | 0 | 0 | 0 | 0 | 0 | 0 | 0 | 0 | 0
|  |  | 1 | DSRA balance |  | SOM Mn |  |  | 0 | 0 | 0 | 0 | 0 | 0 | 0 | 92875.3548 | 0 | 0 | 0 | 0 | 0 | 0 | 0 | 0 | 0 | 0 | 0 | 0 | 0 | 0 | 0 | 0 | 0 | 0 | 0 | 0 | 0 | 0 | 0 | 0 | 0 | 0 | 0 | 0 | 0 | 0 | 0 | 0 | 0 | 0 | 0 | 0 | 0 | 0 | 0 | 0 | 0 | 0 | 0 | 0 | 0 | 0 | 0 | 0 | 0 | 0 | 0 | 0 | 0 | 0 | 0 | 0 | 0 | 0 | 0 | 0 | 0 | 0 | 0 | 0 | 0 | 0 | 0 | 0 | 0 | 0 | 0 | 0 | 0 | 0 | 0 | 0 | 0 | 0
|  |  | 1 | WCRA balance - P90 |  | SOM Mn |  |  | 0 | 0 | 0 | 0 | 0 | 0 | 0 | 0 | 0 | 0 | 0 | 0 | 0 | 0 | 0 | 0 | 0 | 0 | 0 | 0 | 0 | 0 | 0 | 0 | 0 | 0 | 0 | 0 | 0 | 0 | 0 | 0 | 0 | 0 | 0 | 0 | 0 | 0 | 0 | 0 | 0 | 0 | 0 | 0 | 0 | 0 | 0 | 0 | 0 | 0 | 0 | 0 | 0 | 0 | 0 | 0 | 0 | 0 | 0 | 0 | 0 | 0 | 0 | 0 | 0 | 0 | 0 | 0 | 0 | 0 | 0 | 0 | 0 | 0 | 0 | 0 | 0 | 0 | 0 | 0 | 0 | 0 | 0 | 0 | 0 | 0
|  |  | 1 | Accounts receivable balance - P90 |  | SOM Mn |  |  | 0 | 0 | 0 | 0 | 0 | 0 | 0 | 0 | 19248.3711 | 18125.5203 | 19792.0196 | 18628.3681 | 20340.5454 | 19144.644 | 20903.8099 | 19674.7919 | 21482.1928 | 20219.1694 | 22076.0054 | 20778.0694 | 22685.7997 | 21352.0115 | 23312.0734 | 21941.464 | 23955.0891 | 22546.6743 | 24615.1441 | 23167.922 | 25292.7102 | 23805.6513 | 25988.3212 | 24460.3646 | 26702.3886 | 25132.4491 | 27435.1811 | 25822.1579 | 28187.4118 | 26530.1619 | 28959.677 | 27257.0226 | 29752.2745 | 28003.0202 | 30565.9874 | 28768.8917 | 31401.3011 | 29555.0939 | 32258.5894 | 30361.9789 | 33138.0368 | 31189.7201 | 34040.6077 | 32039.2252 | 34967.1368 | 32911.28 | 35918.1721 | 33806.4002 | 36894.7457 | 34725.5572 | 37897.6027 | 35669.4521 | 38927.4414 | 36638.7426 | 39984.9788 | 37634.1032 | 41070.9504 | 38656.2262 | 42186.1109 | 0 | 0 | 0 | 0 | 0 | 0 | 0 | 0 | 0 | 0 | 0 | 0 | 0 | 0 | 0 | 0 | 0 | 0 | 0
|  |  | 1 | EGR receivable balance |  | SOM Mn |  |  | 0 | 0 | 0 | 0 | 0 | 35717.6107 | 11575.8498 | 37086.9963 | 0 | 0 | 0 | 0 | 0 | 0 | 0 | 0 | 0 | 0 | 0 | 0 | 0 | 0 | 0 | 0 | 0 | 0 | 0 | 0 | 0 | 0 | 0 | 0 | 0 | 0 | 0 | 0 | 0 | 0 | 0 | 0 | 0 | 0 | 0 | 0 | 0 | 0 | 0 | 0 | 0 | 0 | 0 | 0 | 0 | 0 | 0 | 0 | 0 | 0 | 0 | 0 | 0 | 0 | 0 | 0 | 0 | 0 | 0 | 0 | 0 | 0 | 0 | 0 | 0 | 0 | 0 | 0 | 0 | 0 | 0 | 0 | 0 | 0 | 0 | 0 | 0 | 0
|  |  | 1 | Prepaid upfront fee asset balance - ADB Loan |  | SOM Mn |  |  | 0 | 0 | 0 | 0 | 0 | 0 | 0 | 0 | 0 | 0 | 0 | 0 | 0 | 0 | 0 | 0 | 0 | 0 | 0 | 0 | 0 | 0 | 0 | 0 | 0 | 0 | 0 | 0 | 0 | 0 | 0 | 0 | 0 | 0 | 0 | 0 | 0 | 0 | 0 | 0 | 0 | 0 | 0 | 0 | 0 | 0 | 0 | 0 | 0 | 0 | 0 | 0 | 0 | 0 | 0 | 0 | 0 | 0 | 0 | 0 | 0 | 0 | 0 | 0 | 0 | 0 | 0 | 0 | 0 | 0 | 0 | 0 | 0 | 0 | 0 | 0 | 0 | 0 | 0 | 0 | 0 | 0 | 0 | 0 | 0 | 0
|  |  | 1 | Prepaid upfront fee asset balance - EBRD |  | SOM Mn |  |  | 0 | 0 | 0 | 0 | 0 | 0 | 0 | 0 | 0 | 0 | 0 | 0 | 0 | 0 | 0 | 0 | 0 | 0 | 0 | 0 | 0 | 0 | 0 | 0 | 0 | 0 | 0 | 0 | 0 | 0 | 0 | 0 | 0 | 0 | 0 | 0 | 0 | 0 | 0 | 0 | 0 | 0 | 0 | 0 | 0 | 0 | 0 | 0 | 0 | 0 | 0 | 0 | 0 | 0 | 0 | 0 | 0 | 0 | 0 | 0 | 0 | 0 | 0 | 0 | 0 | 0 | 0 | 0 | 0 | 0 | 0 | 0 | 0 | 0 | 0 | 0 | 0 | 0 | 0 | 0 | 0 | 0 | 0 | 0 | 0 | 0
|  |  | 1 | Prepaid upfront fee asset balance - AIIB |  | SOM Mn |  |  | 0 | 0 | 0 | 0 | 0 | 0 | 0 | 0 | 0 | 0 | 0 | 0 | 0 | 0 | 0 | 0 | 0 | 0 | 0 | 0 | 0 | 0 | 0 | 0 | 0 | 0 | 0 | 0 | 0 | 0 | 0 | 0 | 0 | 0 | 0 | 0 | 0 | 0 | 0 | 0 | 0 | 0 | 0 | 0 | 0 | 0 | 0 | 0 | 0 | 0 | 0 | 0 | 0 | 0 | 0 | 0 | 0 | 0 | 0 | 0 | 0 | 0 | 0 | 0 | 0 | 0 | 0 | 0 | 0 | 0 | 0 | 0 | 0 | 0 | 0 | 0 | 0 | 0 | 0 | 0 | 0 | 0 | 0 | 0 | 0 | 0
|  |  | 1 | Prepaid upfront fee asset balance - EIB |  | SOM Mn |  |  | 0 | 0 | 0 | 0 | 0 | 0 | 0 | 0 | 0 | 0 | 0 | 0 | 0 | 0 | 0 | 0 | 0 | 0 | 0 | 0 | 0 | 0 | 0 | 0 | 0 | 0 | 0 | 0 | 0 | 0 | 0 | 0 | 0 | 0 | 0 | 0 | 0 | 0 | 0 | 0 | 0 | 0 | 0 | 0 | 0 | 0 | 0 | 0 | 0 | 0 | 0 | 0 | 0 | 0 | 0 | 0 | 0 | 0 | 0 | 0 | 0 | 0 | 0 | 0 | 0 | 0 | 0 | 0 | 0 | 0 | 0 | 0 | 0 | 0 | 0 | 0 | 0 | 0 | 0 | 0 | 0 | 0 | 0 | 0 | 0 | 0
|  |  | 1 | Retained cash balance - P90 |  | SOM Mn |  |  | 0 | 0 | 0 | 41093.2978 | 433.2009 | 34365.8748 | 136127.5863 | 177289.3488 | 318611.6828 | 332240.4785 | 346628.487 | 360859.8039 | 375531.7776 | 390010.4483 | 400573.868 | 0 | 0 | 0 | 0 | 0 | 0 | 0 | 0 | 0 | 0 | 0 | 0 | 0 | 0 | 0 | 0 | 0 | 0 | 0 | 0 | 0 | 0 | 0 | 0 | 0 | 0 | 0 | 0 | 0 | 0 | 0 | 0 | 0 | 0 | 0 | 0 | 0 | 0 | 0 | 0 | 0 | 0 | 0 | 0 | 0 | 0 | 0 | 0 | 0 | 0 | 0 | 0 | 0 | 0 | 0 | 0 | 0 | 0 | 0 | 0 | 0 | 0 | 0 | 0 | 0 | 0 | 0 | 0 | 0 | 0 | 0
|  |  | 1 | VAT debtor receivable - P90 balance |  | SOM Mn |  |  | 0 | 0 | 0 | 0 | 0 | 4286.1133 | 1389.102 | 4450.4396 | 2309.8045 | 2175.0624 | 2375.0423 | 2235.4042 | 2440.8655 | 2297.3573 | 2508.4572 | 2360.975 | 2577.8631 | 2426.3003 | 2649.1206 | 2493.3683 | 2722.296 | 2562.2414 | 2797.4488 | 2632.9757 | 2874.6107 | 2705.6009 | 2953.8173 | 2780.1506 | 3035.1252 | 2856.6782 | 3118.5985 | 2935.2438 | 3204.2866 | 3015.8939 | 3292.2217 | 3098.6589 | 3382.4894 | 3183.6194 | 3475.1612 | 3270.8427 | 3570.2729 | 3360.3624 | 3667.9185 | 3452.267 | 3768.1561 | 3546.6113 | 3871.0307 | 3643.4375 | 3976.5644 | 3742.7664 | 4084.8729 | 3844.707 | 4196.0564 | 3949.3536 | 4310.1807 | 4056.768 | 4427.3695 | 4167.0669 | 4547.7123 | 4280.3343 | 4671.293 | 4396.6491 | 4798.1975 | 4516.0924 | 4928.514 | 4638.7471 | 5062.3333 | 0 | 0 | 0 | 0 | 0 | 0 | 0 | 0 | 0 | 0 | 0 | 0 | 0 | 0 | 0 | 0 | 0 | 0 | 0
|  |  |  | Total - current assets - P90 |  | SOM Mn |  |  | 0 | 0 | 0 | 41093.2978 | 433.2009 | 74369.5989 | 149092.5381 | 311702.1394 | 340169.8585 | 352541.0613 | 368795.5489 | 381723.5762 | 398313.1885 | 411452.4496 | 423986.135 | 22035.7669 | 24060.0559 | 22645.4697 | 24725.126 | 23271.4377 | 25408.0956 | 23914.2528 | 26109.5222 | 24574.4397 | 26829.6998 | 25252.2753 | 27568.9613 | 25948.0727 | 28327.8354 | 26662.3295 | 29106.9197 | 27395.6084 | 29906.6752 | 28148.343 | 30727.4028 | 28920.8168 | 31569.9012 | 29713.7813 | 32434.8383 | 30527.8654 | 33322.5474 | 31363.3826 | 34233.9059 | 32221.1587 | 35169.4572 | 33101.7052 | 36129.6202 | 34005.4164 | 37114.6012 | 34932.4865 | 38125.4806 | 35883.9322 | 39163.1932 | 36860.6336 | 40228.3528 | 37863.1682 | 41322.1152 | 38892.624 | 42445.315 | 39949.7864 | 43598.7344 | 41035.3917 | 44783.1763 | 42150.1955 | 45999.4644 | 43294.9733 | 47248.4442 | 0 | 0 | 0 | 0 | 0 | 0 | 0 | 0 | 0 | 0 | 0 | 0 | 0 | 0 | 0 | 0 | 0 | 0 | 0
|  |  |  | Total assets - P90 |  | SOM Mn |  |  | 0 | 0 | 0 | 1358467.9272 | 1766326.7356 | 1884664.3934 | 1969004.1344 | 2141318.5349 | 2170386.3065 | 2187913.8806 | 2201285.8668 | 2215904.3056 | 2230983.2127 | 2247421.7988 | 2256555.9937 | 1856080.2286 | 1852642.5649 | 1850701.4319 | 1846496.4082 | 1843828.4507 | 1837836.0158 | 1833369.0346 | 1824615.9459 | 1817328.4253 | 1806017.2206 | 1805893.2476 | 1803161.1738 | 1802293.6494 | 1796283.763 | 1792052.8257 | 1783861.8947 | 1777429.5443 | 1779358.721 | 1783693.8845 | 1770428.3007 | 1758842.8297 | 1742627.4976 | 1728046.4703 | 1708524.7167 | 1690578.2306 | 1667367.3844 | 1645658.9398 | 1618490.223 | 1592743.3863 | 1561336.9881 | 1531264.4235 | 1496463.7945 | 1462962.4565 | 1421861.7658 | 1381876.5622 | 1335103.643 | 1289306.2679 | 1236292.4336 | 1184093.1219 | 1125683.3293 | 1067983.1991 | 1001632.6356 | 935759.0224 | 864031.371 | 792698.7948 | 712890.287 | 633259.1296 | 544699.1797 | 456075.8536 | 358041.6214 | 259678.3565 | 152359.1993 | 9.2482e-08 | 9.4685e-08 | 9.694e-08 | 9.9249e-08 | 1.0161e-07 | 1.0403e-07 | 1.0651e-07 | 1.0905e-07 | 1.1165e-07 | 1.1431e-07 | 1.1703e-07 | 1.1982e-07 | 1.2267e-07 | 1.2559e-07 | 1.2858e-07 | 1.3165e-07 | 1.3478e-07 | 1.3799e-07 | 1.4128e-07
Equity - P90
|  |  |  | Share capital balance - P90 - UZS | 0 | SOM Mn | 0 | 0 | 0 | 0 | 0 | 214508.7287 | 214508.7287 | 214508.7287 | 214508.7287 | 214508.7287 | 214508.7287 | 214508.7287 | 214508.7287 | 214508.7287 | 214508.7287 | 214508.7287 | 214508.7287 | 214508.7287 | 214508.7287 | 214508.7287 | 214508.7287 | 214508.7287 | 214508.7287 | 214508.7287 | 214508.7287 | 214508.7287 | 214508.7287 | 214508.7287 | 214508.7287 | 214508.7287 | 214508.7287 | 214508.7287 | 214508.7287 | 214508.7287 | 214508.7287 | 214508.7287 | 214508.7287 | 214508.7287 | 214508.7287 | 214508.7287 | 214508.7287 | 214508.7287 | 214508.7287 | 214508.7287 | 214508.7287 | 214508.7287 | 214508.7287 | 214508.7287 | 214508.7287 | 214508.7287 | 214508.7287 | 214508.7287 | 214508.7287 | 214508.7287 | 214508.7287 | 214508.7287 | 214508.7287 | 214508.7287 | 214508.7287 | 214508.7287 | 214508.7287 | 214508.7287 | 214508.7287 | 214508.7287 | 214508.7287 | 214508.7287 | 214508.7287 | 214508.7287 | 214508.7287 | 214508.7287 | 214508.7287 | 214508.7287 | 214508.7287 | 214508.7287 | 214508.7287 | 214508.7287 | 214508.7287 | 214508.7287 | 214508.7287 | 214508.7287 | 214508.7287 | 214508.7287 | 214508.7287 | 214508.7287 | 214508.7287 | 214508.7287 | 214508.7287 | 214508.7287
|  |  | 1 | Standby equity balance |  | SOM Mn |  |  | 0 | 0 | 0 | 0 | 0 | 0 | 0 | 0 | 0 | 0 | 0 | 0 | 0 | 0 | 0 | 0 | 0 | 0 | 0 | 0 | 0 | 0 | 0 | 0 | 0 | 0 | 0 | 0 | 0 | 0 | 0 | 0 | 0 | 0 | 0 | 0 | 0 | 0 | 0 | 0 | 0 | 0 | 0 | 0 | 0 | 0 | 0 | 0 | 0 | 0 | 0 | 0 | 0 | 0 | 0 | 0 | 0 | 0 | 0 | 0 | 0 | 0 | 0 | 0 | 0 | 0 | 0 | 0 | 0 | 0 | 0 | 0 | 0 | 0 | 0 | 0 | 0 | 0 | 0 | 0 | 0 | 0 | 0 | 0 | 0 | 0
|  |  | 1 | Legal reserves balance |  | SOM Mn |  |  | 0 | 0 | 0 | 0 | 0 | 0 | 0 | 0 | 0 | 0 | 0 | 0 | 0 | 0 | 0 | 0 | 0 | 0 | 0 | 0 | 0 | 0 | 0 | 0 | 0 | 0 | 0 | 0 | 0 | 0 | 0 | 0 | 0 | 0 | 0 | 0 | 0 | 0 | 0 | 0 | 0 | 0 | 0 | 0 | 0 | 0 | 0 | 0 | 0 | 0 | 0 | 0 | 0 | 0 | 0 | 0 | 0 | 0 | 0 | 0 | 0 | 0 | 0 | 0 | 0 | 0 | 0 | 0 | 0 | 0 | 0 | 0 | 0 | 0 | 0 | 0 | 0 | 0 | 0 | 0 | 0 | 0 | 0 | 0 | 0 | 0
|  |  |  | Retained earnings balance - P90 - UZS | 0 | SOM Mn | 0 | 0 | 0 | 0 | 0 | 19487.7259 | 28091.3728 | 28345.3117 | 27650.1207 | 24056.2087 | 13579.7573 | 2158.1584 | -10908.0217 | -24095.2047 | -38640.7661 | -53356.0644 | -69731.1445 | -86162.5087 | -93748.0081 | -100715.2313 | -108524.6999 | -115675.2594 | -123737.6941 | -131069.8873 | -139327.2896 | -146783.8877 | -155107.9196 | -161975.1153 | -169695.2255 | -176555.4703 | -184410.1464 | -191340.842 | -199138.0195 | -205909.5107 | -212780.1953 | -218580.5924 | -226135.1217 | -232625.488 | -240038.9459 | -246312.5564 | -253483.6779 | -259417.3258 | -266213.6346 | -271662.8847 | -277918.4119 | -282650.7916 | -288001.5962 | -291683.1021 | -295019.1113 | -298457.3689 | -301995.4918 | -305650.39 | -309330.902 | -313122.6832 | -316940.3499 | -320867.7564 | -324731.3311 | -328693.6179 | -332711.4102 | -336833.3125 | -340805.723 | -344868.3624 | -348907.7607 | -353030.1467 | -357117.4635 | -361278.9143 | -365391.6117 | -369567.7717 | -373620.3066 | -377721.4929 | -377721.4929 | -377721.4929 | -377721.4929 | -377721.4929 | -377721.4929 | -377721.4929 | -377721.4929 | -377721.4929 | -377721.4929 | -377721.4929 | -377721.4929 | -377721.4929 | -377721.4929 | -377721.4929 | -377721.4929 | -377721.4929 | -377721.4929 | -377721.4929
|  |  |  | Total - shareholders' equity - P90 |  | SOM Mn |  |  | 0 | 0 | 0 | 233996.4545 | 242600.1014 | 242854.0404 | 242158.8494 | 238564.9374 | 228088.486 | 216666.8871 | 203600.707 | 190413.5239 | 175867.9625 | 161152.6643 | 144777.5842 | 128346.22 | 120760.7206 | 113793.4974 | 105984.0287 | 98833.4692 | 90771.0345 | 83438.8414 | 75181.4391 | 67724.841 | 59400.8091 | 52533.6134 | 44813.5031 | 37953.2583 | 30098.5822 | 23167.8867 | 15370.7091 | 8599.218 | 1728.5333 | -4071.8638 | -11626.3931 | -18116.7593 | -25530.2173 | -31803.8278 | -38974.9493 | -44908.5971 | -51704.9059 | -57154.1561 | -63409.6832 | -68142.0629 | -73492.8675 | -77174.3734 | -80510.3827 | -83948.6402 | -87486.7631 | -91141.6613 | -94822.1734 | -98613.9545 | -102431.6212 | -106359.0278 | -110222.6025 | -114184.8893 | -118202.6815 | -122324.5838 | -126296.9943 | -130359.6337 | -134399.032 | -138521.418 | -142608.7349 | -146770.1856 | -150882.883 | -155059.043 | -159111.578 | -163212.7643 | -163212.7643 | -163212.7643 | -163212.7643 | -163212.7643 | -163212.7643 | -163212.7643 | -163212.7643 | -163212.7643 | -163212.7643 | -163212.7643 | -163212.7643 | -163212.7643 | -163212.7643 | -163212.7643 | -163212.7643 | -163212.7643 | -163212.7643 | -163212.7643
Liabilities - P90
|  |  | 1 | Equity bridge IFRS balance |  | SOM Mn |  |  | 0 | 0 | 0 | 0 | 0 | 0 | 0 | 0 | 0 | 0 | 0 | 0 | 0 | 0 | 0 | 0 | 0 | 0 | 0 | 0 | 0 | 0 | 0 | 0 | 0 | 0 | 0 | 0 | 0 | 0 | 0 | 0 | 0 | 0 | 0 | 0 | 0 | 0 | 0 | 0 | 0 | 0 | 0 | 0 | 0 | 0 | 0 | 0 | 0 | 0 | 0 | 0 | 0 | 0 | 0 | 0 | 0 | 0 | 0 | 0 | 0 | 0 | 0 | 0 | 0 | 0 | 0 | 0 | 0 | 0 | 0 | 0 | 0 | 0 | 0 | 0 | 0 | 0 | 0 | 0 | 0 | 0 | 0 | 0 | 0 | 0
|  |  | 1 | ADB Loan IFRS balance |  | SOM Mn |  |  | 0 | 0 | 0 | 109445.4991 | 214077.2949 | 234985.083 | 247651.3023 | 284767.3463 | 290619.7972 | 290248.2394 | 288637.5543 | 287437.5492 | 285954.6422 | 284931.6978 | 281683.8769 | 278863.0048 | 274871.7343 | 271275.5543 | 266726.2332 | 262623.2078 | 256326.9767 | 250403.9935 | 242943.1153 | 235776.3228 | 227065.6646 | 220967.5963 | 213599.8893 | 206661.3949 | 197902.1574 | 189413.2376 | 179276.6217 | 169420.7626 | 160337.3411 | 152137.5162 | 141010.9764 | 131881.1305 | 121177.5459 | 110647.7614 | 98419.9572 | 86292.7059 | 72346.5593 | 58438.8094 | 42597.1077 | 26720.0175 | 8804.2013 | 6.0112e-10 | 6.323e-10 | 6.6509e-10 | 6.9958e-10 | 7.3587e-10 | 7.7403e-10 | 8.1418e-10 | 8.5641e-10 | 9.0082e-10 | 9.4755e-10 | 9.9669e-10 | 1.0484e-09 | 1.1028e-09 | 1.16e-09 | 1.2201e-09 | 1.2834e-09 | 1.35e-09 | 1.42e-09 | 1.4936e-09 | 1.5711e-09 | 1.6526e-09 | 1.7383e-09 | 1.8284e-09 | 1.8951e-09 | 1.9642e-09 | 2.0359e-09 | 2.1101e-09 | 2.1871e-09 | 2.2669e-09 | 2.3495e-09 | 2.4352e-09 | 2.5241e-09 | 2.6161e-09 | 2.7115e-09 | 2.8104e-09 | 2.9129e-09 | 3.0192e-09 | 3.1293e-09 | 3.2434e-09 | 3.3617e-09 | 3.4843e-09
|  |  | 1 | EBRD IFRS balance |  | SOM Mn |  |  | 0 | 0 | 0 | 149097.0177 | 293397.3863 | 322637.7101 | 340449.5167 | 389882.9805 | 397219.7043 | 396344.5333 | 393817.6487 | 391816.2406 | 389427.4073 | 387626.7925 | 382886.9087 | 378697.2876 | 372958.5893 | 367730.1837 | 361240.009 | 355328.6618 | 346528.6502 | 338217.7367 | 327885.2736 | 317942.4595 | 305975.2738 | 297446.9539 | 287250.5815 | 277621.5648 | 265604.4435 | 253951.9222 | 240145.2622 | 226723.3224 | 214331.2899 | 203112.7918 | 188062.4556 | 175656.3529 | 161200.0582 | 146994.9497 | 130583.9712 | 114336.3646 | 95733.243 | 77221.8641 | 56214.6245 | 35213.9483 | 11592.4125 | -2.0687e-06 | -2.1697e-06 | -2.2757e-06 | -2.3868e-06 | -2.5033e-06 | -2.6256e-06 | -2.7537e-06 | -2.8882e-06 | -3.0292e-06 | -3.1771e-06 | -3.3322e-06 | -3.4949e-06 | -3.6656e-06 | -3.8446e-06 | -4.0323e-06 | -4.2291e-06 | -4.4356e-06 | -4.6522e-06 | -4.8794e-06 | -5.1176e-06 | -5.3675e-06 | -5.6295e-06 | -5.9044e-06 | -6.102e-06 | -6.3063e-06 | -6.5174e-06 | -6.7356e-06 | -6.9611e-06 | -7.1941e-06 | -7.435e-06 | -7.6839e-06 | -7.9411e-06 | -8.2069e-06 | -8.4817e-06 | -8.7656e-06 | -9.0591e-06 | -9.3623e-06 | -9.6758e-06 | -9.9997e-06 | -1.0334e-05 | -1.068e-05
|  |  | 1 | AIIB IFRS balance |  | SOM Mn |  |  | 0 | 0 | 0 | 87539.1835 | 172262.1152 | 189429.9573 | 199887.7856 | 228911.606 | 233219.2093 | 232705.371 | 231221.7638 | 230046.679 | 228644.1257 | 227586.9325 | 224804.0093 | 222344.1613 | 218974.805 | 215905.0565 | 212094.4866 | 208623.7633 | 203457.0212 | 198577.4428 | 192510.9541 | 186673.2395 | 179646.9577 | 174639.7337 | 168653.1478 | 162999.6728 | 155944.0723 | 149102.5391 | 140996.2486 | 133115.8384 | 125840.1167 | 119253.4111 | 110416.9222 | 103132.9395 | 94645.2296 | 86304.9984 | 76669.6369 | 67130.1959 | 56207.7636 | 45339.1962 | 33005.2365 | 20675.1304 | 6806.2416 | -1.2137e-06 | -1.273e-06 | -1.3351e-06 | -1.4003e-06 | -1.4687e-06 | -1.5404e-06 | -1.6156e-06 | -1.6945e-06 | -1.7772e-06 | -1.864e-06 | -1.955e-06 | -2.0504e-06 | -2.1506e-06 | -2.2556e-06 | -2.3657e-06 | -2.4812e-06 | -2.6023e-06 | -2.7294e-06 | -2.8627e-06 | -3.0024e-06 | -3.149e-06 | -3.3028e-06 | -3.464e-06 | -3.58e-06 | -3.6998e-06 | -3.8237e-06 | -3.9517e-06 | -4.084e-06 | -4.2207e-06 | -4.362e-06 | -4.508e-06 | -4.659e-06 | -4.8149e-06 | -4.9761e-06 | -5.1427e-06 | -5.3148e-06 | -5.4928e-06 | -5.6767e-06 | -5.8667e-06 | -6.0631e-06 | -6.2661e-06
|  |  | 1 | EIB IFRS balance |  | SOM Mn |  |  | 0 | 0 | 0 | 87550.265 | 172415.0102 | 189604.1093 | 200079.772 | 229114.438 | 232828.2026 | 232349.184 | 230980.6447 | 229801.1359 | 228429.1712 | 227331.8801 | 224577.5119 | 222039.8483 | 218674.6712 | 215543.9052 | 211737.348 | 208186.6986 | 203033.8073 | 198077.5252 | 192015.014 | 186103.4375 | 179105.6072 | 174012.026 | 168053.6291 | 162305.2178 | 155259.061 | 148353.6608 | 140278.6705 | 132322.1748 | 125046.9454 | 118358.2748 | 109553.3311 | 102208.297 | 93765.6342 | 85406.0553 | 75846.498 | 66318.4352 | 55525.2845 | 44689.9802 | 32536.6767 | 20300.9449 | 6651.7629 | -2.0214e-07 | -2.1153e-07 | -2.2136e-07 | -2.3164e-07 | -2.424e-07 | -2.5366e-07 | -2.6545e-07 | -2.7778e-07 | -2.9069e-07 | -3.0419e-07 | -3.1832e-07 | -3.3311e-07 | -3.4859e-07 | -3.6478e-07 | -3.8173e-07 | -3.9947e-07 | -4.1802e-07 | -4.3745e-07 | -4.5777e-07 | -4.7904e-07 | -5.0129e-07 | -5.2458e-07 | -5.4895e-07 | -5.6605e-07 | -5.8368e-07 | -6.0186e-07 | -6.206e-07 | -6.3993e-07 | -6.5986e-07 | -6.8041e-07 | -7.016e-07 | -7.2345e-07 | -7.4599e-07 | -7.6922e-07 | -7.9318e-07 | -8.1788e-07 | -8.4335e-07 | -8.6962e-07 | -8.967e-07 | -9.2463e-07 | -9.5343e-07
|  |  | 1 | GB Refi debt balance |  | SOM Mn |  |  | 0 | 0 | 0 | 0 | 0 | 0 | 0 | 0 | 0 | 0 | 0 | 0 | 0 | 0 | 0 | 0 | 0 | 0 | 0 | 0 | 0 | 0 | 0 | 0 | 0 | 0 | 0 | 0 | 0 | 0 | 0 | 0 | 0 | 0 | 0 | 0 | 0 | 0 | 0 | 0 | 0 | 0 | 0 | 0 | 0 | 0 | 0 | 0 | 0 | 0 | 0 | 0 | 0 | 0 | 0 | 0 | 0 | 0 | 0 | 0 | 0 | 0 | 0 | 0 | 0 | 0 | 0 | 0 | 0 | 0 | 0 | 0 | 0 | 0 | 0 | 0 | 0 | 0 | 0 | 0 | 0 | 0 | 0 | 0 | 0 | 0
|  |  | 1 | VAT facility balance |  | SOM Mn |  |  | 0 | 0 | 0 | 193982.6897 | 57122.4014 | 15491.822 | 11152.0612 | 11636.6372 | 0 | 0 | 0 | 0 | 0 | 0 | 0 | 0 | 0 | 0 | 0 | 0 | 0 | 0 | 0 | 0 | 0 | 0 | 0 | 0 | 0 | 0 | 0 | 0 | 0 | 0 | 0 | 0 | 0 | 0 | 0 | 0 | 0 | 0 | 0 | 0 | 0 | 0 | 0 | 0 | 0 | 0 | 0 | 0 | 0 | 0 | 0 | 0 | 0 | 0 | 0 | 0 | 0 | 0 | 0 | 0 | 0 | 0 | 0 | 0 | 0 | 0 | 0 | 0 | 0 | 0 | 0 | 0 | 0 | 0 | 0 | 0 | 0 | 0 | 0 | 0 | 0 | 0
|  |  | 1 | Shareholder loan - P90 balance |  | SOM Mn |  |  | 0 | 0 | 0 | 645819.3351 | 662133.9379 | 685659.4327 | 717131.6056 | 748371.6486 | 778852.9741 | 810575.8099 | 843179.4161 | 877094.4298 | 912373.5993 | 949071.7948 | 987246.0935 | 615791.5143 | 635517.7329 | 656166.6666 | 677300.4263 | 699429.6433 | 725904.0091 | 753465.4541 | 781974.148 | 811646.4086 | 842345.9946 | 874477.9181 | 907751.6535 | 942390.2671 | 978222.8576 | 1015508.2624 | 1054106.8866 | 1094276.1351 | 1136060.5904 | 1179595.9445 | 1218578.3684 | 1250403.7116 | 1282477.2663 | 1316379.8044 | 1350627.9028 | 1386853.1501 | 1423447.0329 | 1462127.7387 | 1501249.8345 | 1542517.4578 | 1584169.4943 | 1592493.4938 | 1559349.2906 | 1530164.7897 | 1491389.0211 | 1455963.4139 | 1411440.7105 | 1370363.9146 | 1319708.9795 | 1272390.7542 | 1216136.8628 | 1163375.1203 | 1099606.859 | 1038858.9481 | 969491.272 | 903251.5468 | 825824.2095 | 751372.7274 | 665194.7391 | 581817.912 | 486142.5188 | 393068.9183 | 287998.5167 | 163212.7643 | 163212.7643 | 163212.7643 | 163212.7643 | 163212.7643 | 163212.7643 | 163212.7643 | 163212.7643 | 163212.7643 | 163212.7643 | 163212.7643 | 163212.7643 | 163212.7643 | 163212.7643 | 163212.7643 | 163212.7643 | 163212.7643 | 163212.7643 | 163212.7643
|  |  |  | Total - long-term debt - P90 |  | SOM Mn |  |  | 0 | 0 | 0 | 1273433.9901 | 1571408.146 | 1637808.1144 | 1716352.0433 | 1892684.6565 | 1932739.8874 | 1962223.1376 | 1987837.0277 | 2016196.0345 | 2044828.9457 | 2076549.0977 | 2101198.4003 | 1717735.8164 | 1720997.5327 | 1726621.3663 | 1729098.503 | 1734191.9748 | 1735250.4645 | 1738742.1523 | 1737328.5051 | 1738141.8679 | 1734139.498 | 1741544.228 | 1745308.9012 | 1751978.1174 | 1752932.5918 | 1756329.6221 | 1754803.6897 | 1755858.2333 | 1761616.2835 | 1772457.9384 | 1767622.0537 | 1763282.4316 | 1753265.7341 | 1745733.5692 | 1732147.9662 | 1720930.8518 | 1703259.8832 | 1687817.5886 | 1665603.4799 | 1645427.4989 | 1618024.1125 | 1592493.4938 | 1559349.2906 | 1530164.7897 | 1491389.0211 | 1455963.4139 | 1411440.7105 | 1370363.9146 | 1319708.9795 | 1272390.7542 | 1216136.8628 | 1163375.1203 | 1099606.859 | 1038858.9481 | 969491.272 | 903251.5468 | 825824.2095 | 751372.7274 | 665194.7391 | 581817.912 | 486142.5188 | 393068.9183 | 287998.5167 | 163212.7643 | 163212.7643 | 163212.7643 | 163212.7643 | 163212.7643 | 163212.7643 | 163212.7643 | 163212.7643 | 163212.7643 | 163212.7643 | 163212.7643 | 163212.7643 | 163212.7643 | 163212.7643 | 163212.7643 | 163212.7643 | 163212.7643 | 163212.7643 | 163212.7643
|  |  | 1 | Accounts payable balance |  | SOM Mn |  |  | 0 | 0 | 0 | 0 | 0 | 0 | 0 | 0 | 497.9921 | 505.6346 | 543.6917 | 551.7664 | 816.9417 | 829.0745 | 853.407 | 866.0814 | 895.0923 | 908.3858 | 1277.178 | 1296.146 | 1445.8326 | 1467.3054 | 1431.5728 | 1452.8338 | 1528.8605 | 1551.5664 | 1911.7192 | 1940.1111 | 1737.6376 | 1763.4441 | 1895.4714 | 1923.622 | 4994.934 | 5069.1162 | 1974.6142 | 2003.9402 | 2128.1612 | 2159.7675 | 2267.2731 | 2300.9455 | 2392.6802 | 2428.215 | 2538.6754 | 2576.3785 | 2707.9978 | 2748.2156 | 3344.9432 | 3394.6205 | 3208.2034 | 3255.85 | 3352.5221 | 3402.312 | 3485.7026 | 3537.4704 | 3950.5411 | 4009.2125 | 3935.9064 | 3994.3605 | 4134.7563 | 4196.1636 | 4343.6525 | 4408.1622 | 4563.1026 | 4630.8714 | 4793.6397 | 4864.8323 | 5035.824 | 0 | 0 | 0 | 0 | 0 | 0 | 0 | 0 | 0 | 0 | 0 | 0 | 0 | 0 | 0 | 0 | 0 | 0 | 0
|  |  | 1 | Pre-completion operating cost payable balance |  | SOM Mn |  |  | 0 | 0 | 0 | 0 | 0 | 1674.024 | 1707.7225 | 1738.2048 | 0 | 0 | 0 | 0 | 0 | 0 | 0 | 0 | 0 | 0 | 0 | 0 | 0 | 0 | 0 | 0 | 0 | 0 | 0 | 0 | 0 | 0 | 0 | 0 | 0 | 0 | 0 | 0 | 0 | 0 | 0 | 0 | 0 | 0 | 0 | 0 | 0 | 0 | 0 | 0 | 0 | 0 | 0 | 0 | 0 | 0 | 0 | 0 | 0 | 0 | 0 | 0 | 0 | 0 | 0 | 0 | 0 | 0 | 0 | 0 | 0 | 0 | 0 | 0 | 0 | 0 | 0 | 0 | 0 | 0 | 0 | 0 | 0 | 0 | 0 | 0 | 0 | 0
|  |  | 1 | Corporate tax payable balance - P90 |  | SOM Mn |  |  | 0 | 0 | 0 | 0 | 0 | 0 | 0 | 0 | 0 | 0 | 0 | 0 | 0 | 0 | 0 | 0 | 0 | 0 | 0 | 0 | 0 | 0 | 0 | 0 | 0 | 0 | 0 | 0 | 0 | 0 | 0 | 0 | 0 | 0 | 0 | 0 | 0 | 0 | 0 | 0 | 0 | 0 | 0 | 0 | 0 | 0 | 0 | 0 | 0 | 0 | 0 | 0 | 0 | 0 | 0 | 0 | 0 | 0 | 0 | 0 | 0 | 0 | 0 | 0 | 0 | 0 | 0 | 0 | 0 | 0 | 0 | 0 | 0 | 0 | 0 | 0 | 0 | 0 | 0 | 0 | 0 | 0 | 0 | 0 | 0 | 0
|  |  | 1 | VAT reclaimable from / (owed to) govt. balance P90 |  | SOM Mn |  |  | 0 | 0 | 0 | -148962.5174 | -47681.5118 | 2127.3316 | 8580.5925 | 8122.1516 | 9000.1819 | 8457.5452 | 9239.1974 | 8676.7689 | 9371.3298 | 8791.4734 | 9624.1934 | 9028.1811 | 9881.8082 | 9269.1761 | 9983.4372 | 9351.3232 | 10195.1842 | 9544.6589 | 10502.6403 | 9834.5425 | 10764.5897 | 10077.6518 | 10897.6439 | 10189.3492 | 11306.4348 | 10580.2595 | 11564.5679 | 10817.6365 | 10419.5782 | 9630.3998 | 12221.0721 | 11432.7445 | 12508.4403 | 11697.7893 | 12812.3539 | 11978.917 | 13132.6053 | 12275.9065 | 13453.1098 | 12572.4063 | 13772.7856 | 12867.3016 | 13878.5502 | 12944.332 | 14366.32 | 13408.2576 | 14730.2811 | 13745.7183 | 15111.0884 | 14099.4286 | 15344.4629 | 14302.6501 | 15820.2429 | 14750.9744 | 16206.1662 | 15107.1785 | 16600.2187 | 15470.6786 | 17002.5006 | 15841.5512 | 17413.1091 | 16219.869 | 17832.1377 | 0 | 0 | 0 | 0 | 0 | 0 | 0 | 0 | 0 | 0 | 0 | 0 | 0 | 0 | 0 | 0 | 0 | 0 | 0
|  |  | 1 | VAT creditor payable balance |  | SOM Mn |  |  | 0 | 0 | 0 | 0 | 0 | 200.8829 | 204.9267 | 208.5846 | 59.7591 | 60.6762 | 65.243 | 66.212 | 98.033 | 99.4889 | 102.4088 | 103.9298 | 107.4111 | 109.0063 | 153.2614 | 155.5375 | 173.4999 | 176.0766 | 171.7887 | 174.3401 | 183.4633 | 186.188 | 229.4063 | 232.8133 | 208.5165 | 211.6133 | 227.4566 | 230.8346 | 599.3921 | 608.2939 | 236.9537 | 240.4728 | 255.3793 | 259.1721 | 272.0728 | 276.1135 | 287.1216 | 291.3858 | 304.641 | 309.1654 | 324.9597 | 329.7859 | 401.3932 | 407.3545 | 384.9844 | 390.702 | 402.3027 | 408.2774 | 418.2843 | 424.4965 | 474.0649 | 481.1055 | 472.3088 | 479.3233 | 496.1708 | 503.5396 | 521.2383 | 528.9795 | 547.5723 | 555.7046 | 575.2368 | 583.7799 | 604.2989 | 0 | 0 | 0 | 0 | 0 | 0 | 0 | 0 | 0 | 0 | 0 | 0 | 0 | 0 | 0 | 0 | 0 | 0 | 0
|  |  | 1 | Deferred tax liability / (asset) - P90 |  | SOM Mn |  |  | 0 | 0 | 0 | 0 | 0 | 0 | 0 | 0 | 0 | 0 | 0 | 0 | 0 | 0 | 0 | 0 | 0 | 0 | 0 | 0 | 0 | 0 | 0 | 0 | 0 | 0 | 0 | 0 | 0 | 0 | 0 | 0 | 0 | 0 | 0 | 0 | 0 | 0 | 0 | 0 | 0 | 0 | 0 | 0 | 0 | 0 | 0 | 0 | 0 | 0 | 0 | 0 | 0 | 0 | 0 | 0 | 0 | 0 | 0 | 0 | 0 | 0 | 0 | 0 | 0 | 0 | 0 | 0 | 0 | 0 | 0 | 0 | 0 | 0 | 0 | 0 | 0 | 0 | 0 | 0 | 0 | 0 | 0 | 0 | 0 | 0
|  |  |  | Short term and other liabilities - P90 |  | SOM Mn |  |  | 0 | 0 | 0 | -148962.5174 | -47681.5118 | 4002.2385 | 10493.2417 | 10068.941 | 9557.9331 | 9023.8559 | 9848.1321 | 9294.7472 | 10286.3045 | 9720.0368 | 10580.0092 | 9998.1922 | 10884.3116 | 10286.5682 | 11413.8765 | 10803.0067 | 11814.5167 | 11188.0409 | 12106.0018 | 11461.7164 | 12476.9135 | 11815.4062 | 13038.7694 | 12362.2737 | 13252.589 | 12555.3169 | 13687.4959 | 12972.0931 | 16013.9043 | 15307.8099 | 14432.64 | 13677.1575 | 14891.9808 | 14116.7289 | 15351.6998 | 14555.976 | 15812.4071 | 14995.5073 | 16296.4262 | 15457.9503 | 16805.7431 | 15945.3031 | 17624.8865 | 16746.307 | 17959.5079 | 17054.8096 | 18485.1058 | 17556.3078 | 19015.0753 | 18061.3955 | 19769.0689 | 18792.9681 | 20228.4581 | 19224.6582 | 20837.0933 | 19806.8817 | 21465.1095 | 20407.8203 | 22113.1755 | 21028.1272 | 22781.9856 | 21668.4812 | 23472.2606 | 0 | 0 | 0 | 0 | 0 | 0 | 0 | 0 | 0 | 0 | 0 | 0 | 0 | 0 | 0 | 0 | 0 | 0 | 0
|  |  |  | Total liabilities - P90 |  | SOM Mn |  |  | 0 | 0 | 0 | 1358467.9272 | 1766326.7356 | 1884664.3934 | 1969004.1344 | 2141318.5349 | 2170386.3065 | 2187913.8806 | 2201285.8668 | 2215904.3056 | 2230983.2127 | 2247421.7988 | 2256555.9937 | 1856080.2286 | 1852642.5649 | 1850701.4319 | 1846496.4082 | 1843828.4507 | 1837836.0158 | 1833369.0346 | 1824615.9459 | 1817328.4253 | 1806017.2206 | 1805893.2476 | 1803161.1738 | 1802293.6494 | 1796283.763 | 1792052.8257 | 1783861.8947 | 1777429.5443 | 1779358.721 | 1783693.8845 | 1770428.3007 | 1758842.8297 | 1742627.4976 | 1728046.4703 | 1708524.7167 | 1690578.2306 | 1667367.3844 | 1645658.9398 | 1618490.223 | 1592743.3863 | 1561336.9881 | 1531264.4235 | 1496463.7945 | 1462962.4565 | 1421861.7658 | 1381876.5622 | 1335103.643 | 1289306.2679 | 1236292.4336 | 1184093.1219 | 1125683.3293 | 1067983.1991 | 1001632.6356 | 935759.0224 | 864031.371 | 792698.7948 | 712890.287 | 633259.1296 | 544699.1797 | 456075.8536 | 358041.6214 | 259678.3565 | 152359.1993 | 9.2055e-08 | 9.4238e-08 | 9.6508e-08 | 9.8837e-08 | 1.0122e-07 | 1.0364e-07 | 1.0614e-07 | 1.0867e-07 | 1.1126e-07 | 1.1391e-07 | 1.1662e-07 | 1.1944e-07 | 1.2229e-07 | 1.2523e-07 | 1.2823e-07 | 1.3126e-07 | 1.344e-07 | 1.3763e-07 | 1.4092e-07
BALANCE SHEET CHECK
|  |  |  | Total assets - P90 | 0 | SOM Mn | 0 | 0 | 0 | 0 | 0 | 1358467.9272 | 1766326.7356 | 1884664.3934 | 1969004.1344 | 2141318.5349 | 2170386.3065 | 2187913.8806 | 2201285.8668 | 2215904.3056 | 2230983.2127 | 2247421.7988 | 2256555.9937 | 1856080.2286 | 1852642.5649 | 1850701.4319 | 1846496.4082 | 1843828.4507 | 1837836.0158 | 1833369.0346 | 1824615.9459 | 1817328.4253 | 1806017.2206 | 1805893.2476 | 1803161.1738 | 1802293.6494 | 1796283.763 | 1792052.8257 | 1783861.8947 | 1777429.5443 | 1779358.721 | 1783693.8845 | 1770428.3007 | 1758842.8297 | 1742627.4976 | 1728046.4703 | 1708524.7167 | 1690578.2306 | 1667367.3844 | 1645658.9398 | 1618490.223 | 1592743.3863 | 1561336.9881 | 1531264.4235 | 1496463.7945 | 1462962.4565 | 1421861.7658 | 1381876.5622 | 1335103.643 | 1289306.2679 | 1236292.4336 | 1184093.1219 | 1125683.3293 | 1067983.1991 | 1001632.6356 | 935759.0224 | 864031.371 | 792698.7948 | 712890.287 | 633259.1296 | 544699.1797 | 456075.8536 | 358041.6214 | 259678.3565 | 152359.1993 | 9.2482e-08 | 9.4685e-08 | 9.694e-08 | 9.9249e-08 | 1.0161e-07 | 1.0403e-07 | 1.0651e-07 | 1.0905e-07 | 1.1165e-07 | 1.1431e-07 | 1.1703e-07 | 1.1982e-07 | 1.2267e-07 | 1.2559e-07 | 1.2858e-07 | 1.3165e-07 | 1.3478e-07 | 1.3799e-07 | 1.4128e-07
|  |  |  | Total liabilities - P90 | 0 | SOM Mn | 0 | 0 | 0 | 0 | 0 | 1358467.9272 | 1766326.7356 | 1884664.3934 | 1969004.1344 | 2141318.5349 | 2170386.3065 | 2187913.8806 | 2201285.8668 | 2215904.3056 | 2230983.2127 | 2247421.7988 | 2256555.9937 | 1856080.2286 | 1852642.5649 | 1850701.4319 | 1846496.4082 | 1843828.4507 | 1837836.0158 | 1833369.0346 | 1824615.9459 | 1817328.4253 | 1806017.2206 | 1805893.2476 | 1803161.1738 | 1802293.6494 | 1796283.763 | 1792052.8257 | 1783861.8947 | 1777429.5443 | 1779358.721 | 1783693.8845 | 1770428.3007 | 1758842.8297 | 1742627.4976 | 1728046.4703 | 1708524.7167 | 1690578.2306 | 1667367.3844 | 1645658.9398 | 1618490.223 | 1592743.3863 | 1561336.9881 | 1531264.4235 | 1496463.7945 | 1462962.4565 | 1421861.7658 | 1381876.5622 | 1335103.643 | 1289306.2679 | 1236292.4336 | 1184093.1219 | 1125683.3293 | 1067983.1991 | 1001632.6356 | 935759.0224 | 864031.371 | 792698.7948 | 712890.287 | 633259.1296 | 544699.1797 | 456075.8536 | 358041.6214 | 259678.3565 | 152359.1993 | 9.2055e-08 | 9.4238e-08 | 9.6508e-08 | 9.8837e-08 | 1.0122e-07 | 1.0364e-07 | 1.0614e-07 | 1.0867e-07 | 1.1126e-07 | 1.1391e-07 | 1.1662e-07 | 1.1944e-07 | 1.2229e-07 | 1.2523e-07 | 1.2823e-07 | 1.3126e-07 | 1.344e-07 | 1.3763e-07 | 1.4092e-07
|  |  |  | Balance sheet difference - P90 |  | USD 000s | 8.1937e-09 |  | 0 | 0 | 0 | 0 | 0 | 0 | 0 | 0 | 0 | 0 | 0 | 0 | 0 | 0 | 0 | 0 | 0 | 0 | 0 | 0 | 0 | 0 | 0 | 0 | 0 | 0 | 0 | 0 | 0 | 0 | 0 | 0 | 0 | 0 | 0 | 0 | 0 | 0 | 0 | 0 | 0 | 0 | 0 | 0 | 0 | 0 | 0 | 0 | 0 | 0 | 0 | 0 | 0 | 0 | 0 | 0 | 0 | 0 | 0 | 0 | 0 | 0 | 0 | 0 | 0 | 3.7835e-10 | 4.3656e-10 | 4.2652e-10 | 4.466e-10 | 4.3185e-10 | 4.1262e-10 | 3.9017e-10 | 3.9494e-10 | 3.7004e-10 | 3.7506e-10 | 3.8231e-10 | 3.9323e-10 | 4.0928e-10 | 3.7377e-10 | 3.7555e-10 | 3.58e-10 | 3.5184e-10 | 3.8784e-10 | 3.8037e-10 | 3.6029e-10 | 3.5847e-10
|  |  |  | Balance sheet difference check - P90 |  | check |  |  | 0 | 0 | 0 | 0 | 0 | 0 | 0 | 0 | 0 | 0 | 0 | 0 | 0 | 0 | 0 | 0 | 0 | 0 | 0 | 0 | 0 | 0 | 0 | 0 | 0 | 0 | 0 | 0 | 0 | 0 | 0 | 0 | 0 | 0 | 0 | 0 | 0 | 0 | 0 | 0 | 0 | 0 | 0 | 0 | 0 | 0 | 0 | 0 | 0 | 0 | 0 | 0 | 0 | 0 | 0 | 0 | 0 | 0 | 0 | 0 | 0 | 0 | 0 | 0 | 0 | 0 | 0 | 0 | 0 | 0 | 0 | 0 | 0 | 0 | 0 | 0 | 0 | 0 | 0 | 0 | 0 | 0 | 0 | 0 | 0 | 0 | 0 | 0 | 0 | 0 | 0 | 0 | 0 | 0 | 0 | 0
|  |  |  | Balance sheet difference check - P90 | 0 | check
WORKINGS/ CALCULATIONS
UZS - Forex gain/ loss - P90
Assets - P90
|  |  |  | Project duration flag | 0 | flag | 65 | 0 | 0 | 0 | 0 | 1 | 1 | 1 | 1 | 1 | 1 | 1 | 1 | 1 | 1 | 1 | 1 | 1 | 1 | 1 | 1 | 1 | 1 | 1 | 1 | 1 | 1 | 1 | 1 | 1 | 1 | 1 | 1 | 1 | 1 | 1 | 1 | 1 | 1 | 1 | 1 | 1 | 1 | 1 | 1 | 1 | 1 | 1 | 1 | 1 | 1 | 1 | 1 | 1 | 1 | 1 | 1 | 1 | 1 | 1 | 1 | 1 | 1 | 1 | 1 | 1 | 1 | 1 | 1 | 1 | 0 | 0 | 0 | 0 | 0 | 0 | 0 | 0 | 0 | 0 | 0 | 0 | 0 | 0 | 0 | 0 | 0 | 0
|  |  |  | Fx gain/ (loss) on non-current assets - P90 |  | SOM Mn | 0 |  |  | 0 | 0 | 0 | 0 | 17685.3328 | 36441.5894 | 32484.8969 | 28078.2714 | 28087.4801 | 27258.0122 | 27215.2027 | 27240.3079 | 27217.8716 | 27266.8715 | 27216.384 | 27238.2841 | 27157.166 | 27149.346 | 27056.0091 | 27037.9754 | 26917.2463 | 26873.0908 | 26710.4914 | 26625.0592 | 26423.577 | 26445.163 | 26370.1814 | 26381.37 | 26256.7712 | 26218.6707 | 26060.7174 | 25990.603 | 25981.9611 | 26072.4585 | 25837.142 | 25691.9111 | 25411.7465 | 25222.7627 | 24892.4239 | 24654.2133 | 24267.9926 | 23974.6865 | 23528.5592 | 23176.0727 | 22665.8544 | 22249.9414 | 21688.1313 | 21222.1343 | 20565.5519 | 20004.1199 | 19262.0519 | 18615.1832 | 17779.1471 | 17038.1063 | 16120.6185 | 15298.8123 | 14262.0374 | 13319.798 | 12201.7731 | 11179.4407 | 9939.9736 | 8795.402 | 7424.4951 | 6147.4108 | 4634.2895 | 3213.6146 | 1561.0508 | 0 | 0 | 0 | 0 | 0 | 0 | 0 | 0 | 0 | 0 | 0 | 0 | 0 | 0 | 0 | 0 | 0 | 0
|  |  |  | Fx gain/ (loss) on current assets - P90 |  | SOM Mn | 0 |  |  | 0 | 0 | 0 | 0 | 4.3385 | 1497.0746 | 2661.2588 | 4783.5477 | 5220.4285 | 5235.7583 | 5477.1616 | 5669.162 | 5915.5424 | 6110.6799 | 6296.8238 | 327.2639 | 357.3276 | 336.3189 | 367.2048 | 345.6154 | 377.348 | 355.1622 | 387.7652 | 364.9669 | 398.4609 | 375.0338 | 409.44 | 385.3674 | 420.7104 | 395.9752 | 432.281 | 406.8655 | 444.1585 | 418.0447 | 456.3476 | 429.5171 | 468.8599 | 441.2938 | 481.7055 | 453.3841 | 494.8893 | 465.7928 | 508.4243 | 478.5321 | 522.3187 | 491.6095 | 536.5785 | 505.0309 | 551.2069 | 518.7993 | 566.22 | 532.9297 | 581.6316 | 547.4352 | 597.4508 | 562.3243 | 613.6948 | 577.6132 | 630.376 | 593.3137 | 647.506 | 609.4365 | 665.0967 | 625.993 | 683.1604 | 642.9947 | 701.7096 | 0 | 0 | 0 | 0 | 0 | 0 | 0 | 0 | 0 | 0 | 0 | 0 | 0 | 0 | 0 | 0 | 0 | 0
|  |  |  | Fx gain/ (loss) on assets - P90 |  | SOM Mn | 1457365.0737 |  | 0 | 0 | 0 | 0 | 0 | 17689.6713 | 37938.664 | 35146.1557 | 32861.8191 | 33307.9087 | 32493.7705 | 32692.3644 | 32909.4699 | 33133.414 | 33377.5515 | 33513.2078 | 27565.5479 | 27514.4935 | 27485.6648 | 27423.214 | 27383.5909 | 27294.5943 | 27228.253 | 27098.2566 | 26990.0261 | 26822.0379 | 26820.1967 | 26779.6214 | 26766.7374 | 26677.4816 | 26614.6459 | 26492.9984 | 26397.4685 | 26426.1196 | 26490.5032 | 26293.4896 | 26121.4282 | 25880.6064 | 25664.0565 | 25374.1295 | 25107.5975 | 24762.8819 | 24440.4793 | 24036.9835 | 23654.6047 | 23188.1731 | 22741.5508 | 22224.7098 | 21727.1652 | 21116.7589 | 20522.9192 | 19828.2719 | 19148.1129 | 18360.7787 | 17585.5414 | 16718.0692 | 15861.1366 | 14875.7322 | 13897.4112 | 12832.1491 | 11772.7544 | 10587.4795 | 9404.8386 | 8089.5918 | 6773.4038 | 5317.4498 | 3856.6093 | 2262.7604 | 0 | 0 | 0 | 0 | 0 | 0 | 0 | 0 | 0 | 0 | 0 | 0 | 0 | 0 | 0 | 0 | 0 | 0
Equity and Liabilities - P90
|  |  |  | Project duration flag | 0 | flag | 65 | 0 | 0 | 0 | 0 | 1 | 1 | 1 | 1 | 1 | 1 | 1 | 1 | 1 | 1 | 1 | 1 | 1 | 1 | 1 | 1 | 1 | 1 | 1 | 1 | 1 | 1 | 1 | 1 | 1 | 1 | 1 | 1 | 1 | 1 | 1 | 1 | 1 | 1 | 1 | 1 | 1 | 1 | 1 | 1 | 1 | 1 | 1 | 1 | 1 | 1 | 1 | 1 | 1 | 1 | 1 | 1 | 1 | 1 | 1 | 1 | 1 | 1 | 1 | 1 | 1 | 1 | 1 | 1 | 1 | 0 | 0 | 0 | 0 | 0 | 0 | 0 | 0 | 0 | 0 | 0 | 0 | 0 | 0 | 0 | 0 | 0 | 0
|  |  |  | Fx (gain)/ loss on shareholder's equity - P90 |  | SOM Mn | 0 |  |  | 0 | 0 | 0 | 0 | 0 | 0 | 0 | 0 | 0 | 0 | 0 | 0 | 0 | 0 | 0 | 0 | 0 | 0 | 0 | 0 | 0 | 0 | 0 | 0 | 0 | 0 | 0 | 0 | 0 | 0 | 0 | 0 | 0 | 0 | 0 | 0 | 0 | 0 | 0 | 0 | 0 | 0 | 0 | 0 | 0 | 0 | 0 | 0 | 0 | 0 | 0 | 0 | 0 | 0 | 0 | 0 | 0 | 0 | 0 | 0 | 0 | 0 | 0 | 0 | 0 | 0 | 0 | 0 | 0 | 0 | 0 | 0 | 0 | 0 | 0 | 0 | 0 | 0 | 0 | 0 | 0 | 0 | 0 | 0 | 0
|  |  |  | Fx (gain)/ loss on long term debt - P90 |  | SOM Mn | 0 |  |  | 0 | 0 | 0 | 0 | 15737.5716 | 32969.3987 | 30636.3887 | 29046.1507 | 29660.8597 | 29141.9278 | 29522.3321 | 29943.5055 | 30368.7467 | 30839.8381 | 31205.9168 | 25510.928 | 25559.3693 | 25642.8916 | 25679.6807 | 25755.3264 | 25771.0465 | 25822.9033 | 25801.9085 | 25813.9881 | 25754.547 | 25864.5182 | 25920.4292 | 26019.477 | 26033.6524 | 26084.1033 | 26061.4409 | 26077.1025 | 26162.6181 | 26323.6327 | 26251.8127 | 26187.3628 | 26038.6 | 25926.7362 | 25724.9698 | 25558.379 | 25295.9389 | 25066.5978 | 24736.6853 | 24437.0421 | 24030.0611 | 23650.8935 | 23158.6528 | 22725.2196 | 22149.3419 | 21623.219 | 20961.9908 | 20351.9393 | 19599.6383 | 18896.8924 | 18061.4386 | 17277.8483 | 16330.7949 | 15428.5982 | 14398.3852 | 13414.6269 | 12264.716 | 11159.0009 | 9879.1298 | 8640.8601 | 7219.9384 | 5837.6572 | 4277.2057 | 0 | 0 | 0 | 0 | 0 | 0 | 0 | 0 | 0 | 0 | 0 | 0 | 0 | 0 | 0 | 0 | 0 | 0
|  |  |  | Fx (gain)/ loss on short term and other liabilities - P90 |  | SOM Mn | 0 |  |  | 0 | 0 | 0 | 0 | -477.5279 | 80.5658 | 187.3013 | 154.5234 | 146.6812 | 134.0177 | 146.2594 | 138.0408 | 152.7669 | 144.357 | 157.1288 | 148.488 | 161.6482 | 152.7708 | 169.513 | 160.4407 | 175.4631 | 166.159 | 179.7921 | 170.2235 | 185.3007 | 175.4763 | 193.6451 | 183.5981 | 196.8206 | 186.4651 | 203.2796 | 192.6548 | 237.8303 | 227.3437 | 214.3461 | 203.1261 | 221.168 | 209.6544 | 227.9955 | 216.1779 | 234.8377 | 222.7056 | 242.0261 | 229.5735 | 249.5902 | 236.8114 | 261.7557 | 248.7075 | 266.7254 | 253.2893 | 274.5313 | 260.7372 | 282.4021 | 268.2385 | 293.6 | 279.1035 | 300.4226 | 285.5147 | 309.4618 | 294.1616 | 318.7888 | 303.0864 | 328.4135 | 312.2989 | 338.3463 | 321.8091 | 348.5979 | 0 | 0 | 0 | 0 | 0 | 0 | 0 | 0 | 0 | 0 | 0 | 0 | 0 | 0 | 0 | 0 | 0 | 0
|  |  |  | Fx (gain)/ loss on liabilities - P90 |  | SOM Mn | 1450583.4059 |  | 0 | 0 | 0 | 0 | 0 | 15260.0438 | 33049.9645 | 30823.6901 | 29200.674 | 29807.5408 | 29275.9454 | 29668.5915 | 30081.5463 | 30521.5136 | 30984.1951 | 31363.0457 | 25659.416 | 25721.0175 | 25795.6624 | 25849.1938 | 25915.7671 | 25946.5096 | 25989.0623 | 25981.7006 | 25984.2116 | 25939.8477 | 26039.9946 | 26114.0743 | 26203.0751 | 26230.473 | 26270.5684 | 26264.7206 | 26269.7573 | 26400.4483 | 26550.9765 | 26466.1588 | 26390.4889 | 26259.768 | 26136.3906 | 25952.9653 | 25774.5568 | 25530.7766 | 25289.3034 | 24978.7115 | 24666.6156 | 24279.6513 | 23887.7049 | 23420.4086 | 22973.9272 | 22416.0673 | 21876.5083 | 21236.522 | 20612.6766 | 19882.0404 | 19165.1309 | 18355.0386 | 17556.9518 | 16631.2176 | 15714.113 | 14707.847 | 13708.7885 | 12583.5047 | 11462.0873 | 10207.5433 | 8953.159 | 7558.2847 | 6159.4663 | 4625.8036 | 0 | 0 | 0 | 0 | 0 | 0 | 0 | 0 | 0 | 0 | 0 | 0 | 0 | 0 | 0 | 0 | 0 | 0
Net Fx gain/ loss - P90
|  |  |  | Fx gain/ (loss) on assets - P90 | 0 | SOM Mn | 1457365.0737 | 0 | 0 | 0 | 0 | 0 | 0 | 17689.6713 | 37938.664 | 35146.1557 | 32861.8191 | 33307.9087 | 32493.7705 | 32692.3644 | 32909.4699 | 33133.414 | 33377.5515 | 33513.2078 | 27565.5479 | 27514.4935 | 27485.6648 | 27423.214 | 27383.5909 | 27294.5943 | 27228.253 | 27098.2566 | 26990.0261 | 26822.0379 | 26820.1967 | 26779.6214 | 26766.7374 | 26677.4816 | 26614.6459 | 26492.9984 | 26397.4685 | 26426.1196 | 26490.5032 | 26293.4896 | 26121.4282 | 25880.6064 | 25664.0565 | 25374.1295 | 25107.5975 | 24762.8819 | 24440.4793 | 24036.9835 | 23654.6047 | 23188.1731 | 22741.5508 | 22224.7098 | 21727.1652 | 21116.7589 | 20522.9192 | 19828.2719 | 19148.1129 | 18360.7787 | 17585.5414 | 16718.0692 | 15861.1366 | 14875.7322 | 13897.4112 | 12832.1491 | 11772.7544 | 10587.4795 | 9404.8386 | 8089.5918 | 6773.4038 | 5317.4498 | 3856.6093 | 2262.7604 | 0 | 0 | 0 | 0 | 0 | 0 | 0 | 0 | 0 | 0 | 0 | 0 | 0 | 0 | 0 | 0 | 0 | 0
|  |  | less | Fx (gain)/ loss on liabilities - P90 | 0 | SOM Mn | 1450583.4059 | 0 | 0 | 0 | 0 | 0 | 0 | 15260.0438 | 33049.9645 | 30823.6901 | 29200.674 | 29807.5408 | 29275.9454 | 29668.5915 | 30081.5463 | 30521.5136 | 30984.1951 | 31363.0457 | 25659.416 | 25721.0175 | 25795.6624 | 25849.1938 | 25915.7671 | 25946.5096 | 25989.0623 | 25981.7006 | 25984.2116 | 25939.8477 | 26039.9946 | 26114.0743 | 26203.0751 | 26230.473 | 26270.5684 | 26264.7206 | 26269.7573 | 26400.4483 | 26550.9765 | 26466.1588 | 26390.4889 | 26259.768 | 26136.3906 | 25952.9653 | 25774.5568 | 25530.7766 | 25289.3034 | 24978.7115 | 24666.6156 | 24279.6513 | 23887.7049 | 23420.4086 | 22973.9272 | 22416.0673 | 21876.5083 | 21236.522 | 20612.6766 | 19882.0404 | 19165.1309 | 18355.0386 | 17556.9518 | 16631.2176 | 15714.113 | 14707.847 | 13708.7885 | 12583.5047 | 11462.0873 | 10207.5433 | 8953.159 | 7558.2847 | 6159.4663 | 4625.8036 | 0 | 0 | 0 | 0 | 0 | 0 | 0 | 0 | 0 | 0 | 0 | 0 | 0 | 0 | 0 | 0 | 0 | 0
|  |  |  | Net Fx gain/ (loss) - P90 |  | SOM Mn | 6781.6678 |  | 0 | 0 | 0 | 0 | 0 | 2429.6275 | 4888.6995 | 4322.4656 | 3661.1451 | 3500.3679 | 3217.8251 | 3023.7729 | 2827.9236 | 2611.9004 | 2393.3564 | 2150.1621 | 1906.132 | 1793.476 | 1690.0024 | 1574.0202 | 1467.8238 | 1348.0847 | 1239.1907 | 1116.556 | 1005.8145 | 882.1902 | 780.2022 | 665.5471 | 563.6623 | 447.0086 | 344.0775 | 228.2779 | 127.7112 | 25.6713 | -60.4732 | -172.6692 | -269.0608 | -379.1616 | -472.3341 | -578.8359 | -666.9594 | -767.8946 | -848.8241 | -941.728 | -1012.0108 | -1091.4782 | -1146.1541 | -1195.6988 | -1246.762 | -1299.3084 | -1353.589 | -1408.2501 | -1464.5637 | -1521.2617 | -1579.5895 | -1636.9693 | -1695.8152 | -1755.4854 | -1816.7017 | -1875.6979 | -1936.0342 | -1996.0252 | -2057.2488 | -2117.9515 | -2179.7552 | -2240.8349 | -2302.8571 | -2363.0432 | 0 | 0 | 0 | 0 | 0 | 0 | 0 | 0 | 0 | 0 | 0 | 0 | 0 | 0 | 0 | 0 | 0 | 0
UZS taxable income calculations - P90
Taxable income calculations - UZS - P90
|  |  |  | USD to Som exchange rate curve | 0 | Som / USD | 0 | 0 | 11000 | 11000 | 11000 | 11000 | 11000 | 11110.1644 | 11333.8142 | 11536.1195 | 11713.159 | 11892.9154 | 12069.5429 | 12248.7935 | 12430.7063 | 12615.3207 | 12802.677 | 12992.8157 | 13185.7783 | 13381.6067 | 13580.3435 | 13782.0317 | 13986.7154 | 14194.4389 | 14405.2474 | 14619.1867 | 14836.3033 | 15056.6445 | 15280.258 | 15507.1925 | 15737.4973 | 15971.2226 | 16208.4189 | 16449.138 | 16693.4322 | 16941.3544 | 17192.9587 | 17448.2997 | 17707.4328 | 17970.4145 | 18237.3018 | 18508.1529 | 18783.0264 | 19061.9823 | 19345.081 | 19632.3842 | 19923.9542 | 20219.8546 | 20520.1494 | 20824.9041 | 21134.1849 | 21448.0589 | 21766.5944 | 22089.8607 | 22417.9279 | 22750.8675 | 23088.7516 | 23431.6539 | 23779.6487 | 24132.8118 | 24491.2199 | 24854.9509 | 25224.0839 | 25598.699 | 25978.8777 | 26364.7026 | 26756.2576 | 27153.6277 | 27556.8994 | 27966.1603 | 27966.1603 | 27966.1603 | 27966.1603 | 27966.1603 | 27966.1603 | 27966.1603 | 27966.1603 | 27966.1603 | 27966.1603 | 27966.1603 | 27966.1603 | 27966.1603 | 27966.1603 | 27966.1603 | 27966.1603 | 27966.1603 | 27966.1603 | 27966.1603
|  |  |  | Adjusted net profit for FAA tax calculation under IFRIC12 - P90 | 0 | USD 000s | 27368.8678 | 0 | 0 | 0 | 0 | 0 | 0 | -1459.5623 | -820.5315 | -1189.0322 | -4911.2106 | -5973.4672 | -5449.1604 | -5692.2186 | -5495.853 | -5768.4123 | -5306.5552 | -5552.412 | -4301.5538 | -4519.1038 | -4128.4399 | -4350.3811 | -3895.7208 | -4130.1755 | -3604.9182 | -3823.8709 | -3334.3394 | 1243.5156 | 1570.6881 | 1258.4272 | 1734.5824 | 1416.3715 | 1825.0301 | 1518.6592 | 1219.507 | 893.647 | 2044.1015 | 1734.7274 | 2149.3197 | 1837.0062 | 2266.0366 | 1960.4388 | 2394.7266 | 2091.3341 | 2528.7054 | 2230.2221 | 2676.671 | 2407.7432 | 2821.0628 | 2440.4773 | 2987.6075 | 2611.5674 | 3107.657 | 2735.841 | 3236.48 | 2868.8908 | 3314.6718 | 2950.2931 | 3481.3948 | 3121.88 | 3529.6091 | 3172.4818 | 3668.4596 | 3315.8493 | 3813.6008 | 3465.6693 | 3965.3516 | 3622.2688 | 4091.0468 | 3752.1655 | 0 | 0 | 0 | 0 | 0 | 0 | 0 | 0 | 0 | 0 | 0 | 0 | 0 | 0 | 0 | 0 | 0 | 0
|  |  |  | Adjusted net profit for FAA tax calculation under IFRIC12 - P90 - UZS |  | SOM Mn | 1360619.6968 |  | 0 | 0 | 0 | 0 | 0 | -16215.9774 | -9299.7521 | -13716.8181 | -57525.7905 | -71041.9396 | -65768.8748 | -69722.8106 | -68317.3342 | -72770.3715 | -67938.1118 | -72141.4665 | -56719.3351 | -60472.8693 | -56065.6324 | -59957.0905 | -54488.3386 | -58625.5243 | -51929.7386 | -55901.8826 | -49469.2703 | 18723.172 | 24000.5188 | 19514.6731 | 27297.9861 | 22621.185 | 29580.8527 | 24980.6343 | 20357.7573 | 15139.5908 | 35144.152 | 30268.0429 | 38058.9336 | 33011.7623 | 41326.3935 | 36284.101 | 44980.2121 | 39864.9742 | 48918.01 | 43784.5777 | 53329.8711 | 48684.2173 | 57888.6302 | 50822.7067 | 63140.6488 | 56013.051 | 67643.1103 | 60434.3476 | 72555.1755 | 65269.7543 | 76531.6329 | 69130.2466 | 82786.3458 | 75339.7425 | 86444.4316 | 78851.8793 | 92533.5323 | 84881.4274 | 99073.0685 | 91371.3413 | 106097.9697 | 98357.7381 | 112736.5648 | 104933.6628 | 0 | 0 | 0 | 0 | 0 | 0 | 0 | 0 | 0 | 0 | 0 | 0 | 0 | 0 | 0 | 0 | 0 | 0
|  |  |  | Include IFRIC 12 financial asset balance in Fx gain/ (loss) adjustments | 1 | 0 = no, 1 = yes
|  |  |  | Fx gain/ (loss) on IFRIC 12 financial asset balance - P90 |  | SOM Mn | 0 |  |  | 0 | 0 | 0 | 0 | 17685.3328 | 36441.5894 | 32484.8969 | 28078.2714 | 28087.4801 | 27258.0122 | 27215.2027 | 27240.3079 | 27217.8716 | 27266.8715 | 27216.384 | 27238.2841 | 27157.166 | 27149.346 | 27056.0091 | 27037.9754 | 26917.2463 | 26873.0908 | 26710.4914 | 26625.0592 | 26423.577 | 26445.163 | 26370.1814 | 26381.37 | 26256.7712 | 26218.6707 | 26060.7174 | 25990.603 | 25981.9611 | 26072.4585 | 25837.142 | 25691.9111 | 25411.7465 | 25222.7627 | 24892.4239 | 24654.2133 | 24267.9926 | 23974.6865 | 23528.5592 | 23176.0727 | 22665.8544 | 22249.9414 | 21688.1313 | 21222.1343 | 20565.5519 | 20004.1199 | 19262.0519 | 18615.1832 | 17779.1471 | 17038.1063 | 16120.6185 | 15298.8123 | 14262.0374 | 13319.798 | 12201.7731 | 11179.4407 | 9939.9736 | 8795.402 | 7424.4951 | 6147.4108 | 4634.2895 | 3213.6146 | 1561.0508 | 0 | 0 | 0 | 0 | 0 | 0 | 0 | 0 | 0 | 0 | 0 | 0 | 0 | 0 | 0 | 0 | 0 | 0
|  |  |  | Adjustment for Fx gain/ (loss) on IFRIC 12 financial asset balance - P90 |  | SOM Mn | -1383004.811 |  | 0 | 0 | 0 | 0 | 0 | -17685.3328 | -36441.5894 | -32484.8969 | -28078.2714 | -28087.4801 | -27258.0122 | -27215.2027 | -27240.3079 | -27217.8716 | -27266.8715 | -27216.384 | -27238.2841 | -27157.166 | -27149.346 | -27056.0091 | -27037.9754 | -26917.2463 | -26873.0908 | -26710.4914 | -26625.0592 | -26423.577 | -26445.163 | -26370.1814 | -26381.37 | -26256.7712 | -26218.6707 | -26060.7174 | -25990.603 | -25981.9611 | -26072.4585 | -25837.142 | -25691.9111 | -25411.7465 | -25222.7627 | -24892.4239 | -24654.2133 | -24267.9926 | -23974.6865 | -23528.5592 | -23176.0727 | -22665.8544 | -22249.9414 | -21688.1313 | -21222.1343 | -20565.5519 | -20004.1199 | -19262.0519 | -18615.1832 | -17779.1471 | -17038.1063 | -16120.6185 | -15298.8123 | -14262.0374 | -13319.798 | -12201.7731 | -11179.4407 | -9939.9736 | -8795.402 | -7424.4951 | -6147.4108 | -4634.2895 | -3213.6146 | -1561.0508 | 0 | 0 | 0 | 0 | 0 | 0 | 0 | 0 | 0 | 0 | 0 | 0 | 0 | 0 | 0 | 0 | 0 | 0
|  |  |  | Adjusted net profit for FAA tax calculation under IFRIC12 - P90 - UZS | 0 | SOM Mn | 1360619.6968 | 0 | 0 | 0 | 0 | 0 | 0 | -16215.9774 | -9299.7521 | -13716.8181 | -57525.7905 | -71041.9396 | -65768.8748 | -69722.8106 | -68317.3342 | -72770.3715 | -67938.1118 | -72141.4665 | -56719.3351 | -60472.8693 | -56065.6324 | -59957.0905 | -54488.3386 | -58625.5243 | -51929.7386 | -55901.8826 | -49469.2703 | 18723.172 | 24000.5188 | 19514.6731 | 27297.9861 | 22621.185 | 29580.8527 | 24980.6343 | 20357.7573 | 15139.5908 | 35144.152 | 30268.0429 | 38058.9336 | 33011.7623 | 41326.3935 | 36284.101 | 44980.2121 | 39864.9742 | 48918.01 | 43784.5777 | 53329.8711 | 48684.2173 | 57888.6302 | 50822.7067 | 63140.6488 | 56013.051 | 67643.1103 | 60434.3476 | 72555.1755 | 65269.7543 | 76531.6329 | 69130.2466 | 82786.3458 | 75339.7425 | 86444.4316 | 78851.8793 | 92533.5323 | 84881.4274 | 99073.0685 | 91371.3413 | 106097.9697 | 98357.7381 | 112736.5648 | 104933.6628 | 0 | 0 | 0 | 0 | 0 | 0 | 0 | 0 | 0 | 0 | 0 | 0 | 0 | 0 | 0 | 0 | 0 | 0
|  |  |  | Net Fx gain/ (loss) - P90 | 0 | SOM Mn | 6781.6678 | 0 | 0 | 0 | 0 | 0 | 0 | 2429.6275 | 4888.6995 | 4322.4656 | 3661.1451 | 3500.3679 | 3217.8251 | 3023.7729 | 2827.9236 | 2611.9004 | 2393.3564 | 2150.1621 | 1906.132 | 1793.476 | 1690.0024 | 1574.0202 | 1467.8238 | 1348.0847 | 1239.1907 | 1116.556 | 1005.8145 | 882.1902 | 780.2022 | 665.5471 | 563.6623 | 447.0086 | 344.0775 | 228.2779 | 127.7112 | 25.6713 | -60.4732 | -172.6692 | -269.0608 | -379.1616 | -472.3341 | -578.8359 | -666.9594 | -767.8946 | -848.8241 | -941.728 | -1012.0108 | -1091.4782 | -1146.1541 | -1195.6988 | -1246.762 | -1299.3084 | -1353.589 | -1408.2501 | -1464.5637 | -1521.2617 | -1579.5895 | -1636.9693 | -1695.8152 | -1755.4854 | -1816.7017 | -1875.6979 | -1936.0342 | -1996.0252 | -2057.2488 | -2117.9515 | -2179.7552 | -2240.8349 | -2302.8571 | -2363.0432 | 0 | 0 | 0 | 0 | 0 | 0 | 0 | 0 | 0 | 0 | 0 | 0 | 0 | 0 | 0 | 0 | 0 | 0
|  |  |  | Adjustment for Fx gain/ (loss) on IFRIC 12 financial asset balance - P90 | 0 | SOM Mn | -1383004.811 | 0 | 0 | 0 | 0 | 0 | 0 | -17685.3328 | -36441.5894 | -32484.8969 | -28078.2714 | -28087.4801 | -27258.0122 | -27215.2027 | -27240.3079 | -27217.8716 | -27266.8715 | -27216.384 | -27238.2841 | -27157.166 | -27149.346 | -27056.0091 | -27037.9754 | -26917.2463 | -26873.0908 | -26710.4914 | -26625.0592 | -26423.577 | -26445.163 | -26370.1814 | -26381.37 | -26256.7712 | -26218.6707 | -26060.7174 | -25990.603 | -25981.9611 | -26072.4585 | -25837.142 | -25691.9111 | -25411.7465 | -25222.7627 | -24892.4239 | -24654.2133 | -24267.9926 | -23974.6865 | -23528.5592 | -23176.0727 | -22665.8544 | -22249.9414 | -21688.1313 | -21222.1343 | -20565.5519 | -20004.1199 | -19262.0519 | -18615.1832 | -17779.1471 | -17038.1063 | -16120.6185 | -15298.8123 | -14262.0374 | -13319.798 | -12201.7731 | -11179.4407 | -9939.9736 | -8795.402 | -7424.4951 | -6147.4108 | -4634.2895 | -3213.6146 | -1561.0508 | 0 | 0 | 0 | 0 | 0 | 0 | 0 | 0 | 0 | 0 | 0 | 0 | 0 | 0 | 0 | 0 | 0 | 0
|  |  |  | Total project costs to be expensed - in UZS | 0 | SOM Mn | -232257.9472 | 0 | 0 | 0 | 0 | -133285.2208 | -49473.9761 | -48128.3505 | -936.7397 | -433.66 | 0 | 0 | 0 | 0 | 0 | 0 | 0 | 0 | 0 | 0 | 0 | 0 | 0 | 0 | 0 | 0 | 0 | 0 | 0 | 0 | 0 | 0 | 0 | 0 | 0 | 0 | 0 | 0 | 0 | 0 | 0 | 0 | 0 | 0 | 0 | 0 | 0 | 0 | 0 | 0 | 0 | 0 | 0 | 0 | 0 | 0 | 0 | 0 | 0 | 0 | 0 | 0 | 0 | 0 | 0 | 0 | 0 | 0 | 0 | 0 | 0 | 0 | 0 | 0 | 0 | 0 | 0 | 0 | 0 | 0 | 0 | 0 | 0 | 0 | 0 | 0 | 0 | 0
|  |  |  | Total finance costs during construction to be expensed - in UZS | 0 | SOM Mn | -20272.4841 | 0 | 0 | 0 | 0 | -14276.0246 | -2291.795 | -1452.1121 | -1213.1625 | -1039.3899 | 0 | 0 | 0 | 0 | 0 | 0 | 0 | 0 | 0 | 0 | 0 | 0 | 0 | 0 | 0 | 0 | 0 | 0 | 0 | 0 | 0 | 0 | 0 | 0 | 0 | 0 | 0 | 0 | 0 | 0 | 0 | 0 | 0 | 0 | 0 | 0 | 0 | 0 | 0 | 0 | 0 | 0 | 0 | 0 | 0 | 0 | 0 | 0 | 0 | 0 | 0 | 0 | 0 | 0 | 0 | 0 | 0 | 0 | 0 | 0 | 0 | 0 | 0 | 0 | 0 | 0 | 0 | 0 | 0 | 0 | 0 | 0 | 0 | 0 | 0 | 0 | 0 | 0
|  |  |  | Taxable Income - P90 POS |  | SOM Mn | -268133.8777 |  | 0 | 0 | 0 | -147561.2454 | -51765.7711 | -81052.1452 | -43002.5442 | -43352.2994 | -81942.9168 | -95629.0519 | -89809.0619 | -93914.2405 | -92729.7185 | -97376.3427 | -92811.6269 | -97207.6884 | -82051.4872 | -85836.5593 | -81524.9759 | -85439.0794 | -80058.4903 | -84194.686 | -77563.6387 | -81495.818 | -75088.515 | -6818.2148 | -1664.442 | -6189.9611 | 1480.2784 | -3188.5776 | 3706.2595 | -851.8053 | -5505.1346 | -10816.699 | 9011.2202 | 4258.2317 | 12097.9617 | 7220.8542 | 15631.2967 | 10812.8412 | 19659.0394 | 14829.0869 | 24094.4994 | 19314.2906 | 29141.7876 | 24926.8846 | 34492.5347 | 27938.8766 | 40671.7526 | 34148.1907 | 46285.4013 | 39764.0456 | 52475.4286 | 45969.3455 | 57913.9371 | 51372.6588 | 65791.7183 | 59322.2197 | 71307.9319 | 64774.4083 | 79418.0575 | 72945.4286 | 88220.4177 | 81828.8947 | 97770.8037 | 91482.6137 | 107220.0932 | 101009.5688 | 0 | 0 | 0 | 0 | 0 | 0 | 0 | 0 | 0 | 0 | 0 | 0 | 0 | 0 | 0 | 0 | 0 | 0
|  |  |  | Taxable Income - P90 POS | 0 | SOM Mn | -268133.8777 | 0 | 0 | 0 | 0 | -147561.2454 | -51765.7711 | -81052.1452 | -43002.5442 | -43352.2994 | -81942.9168 | -95629.0519 | -89809.0619 | -93914.2405 | -92729.7185 | -97376.3427 | -92811.6269 | -97207.6884 | -82051.4872 | -85836.5593 | -81524.9759 | -85439.0794 | -80058.4903 | -84194.686 | -77563.6387 | -81495.818 | -75088.515 | -6818.2148 | -1664.442 | -6189.9611 | 1480.2784 | -3188.5776 | 3706.2595 | -851.8053 | -5505.1346 | -10816.699 | 9011.2202 | 4258.2317 | 12097.9617 | 7220.8542 | 15631.2967 | 10812.8412 | 19659.0394 | 14829.0869 | 24094.4994 | 19314.2906 | 29141.7876 | 24926.8846 | 34492.5347 | 27938.8766 | 40671.7526 | 34148.1907 | 46285.4013 | 39764.0456 | 52475.4286 | 45969.3455 | 57913.9371 | 51372.6588 | 65791.7183 | 59322.2197 | 71307.9319 | 64774.4083 | 79418.0575 | 72945.4286 | 88220.4177 | 81828.8947 | 97770.8037 | 91482.6137 | 107220.0932 | 101009.5688 | 0 | 0 | 0 | 0 | 0 | 0 | 0 | 0 | 0 | 0 | 0 | 0 | 0 | 0 | 0 | 0 | 0 | 0
|  |  |  | Taxable Income - P90 in UZS |  | SOM 000s | -268133877.6905 |  | 0 | 0 | 0 | -147561245.3671 | -51765771.1278 | -81052145.2018 | -43002544.2375 | -43352299.3632 | -81942916.7974 | -95629051.9081 | -89809061.9366 | -93914240.4781 | -92729718.4687 | -97376342.7165 | -92811626.9101 | -97207688.4385 | -82051487.1849 | -85836559.2657 | -81524975.9409 | -85439079.3917 | -80058490.2575 | -84194686.012 | -77563638.7494 | -81495818.0058 | -75088514.9909 | -6818214.8269 | -1664442.0226 | -6189961.1477 | 1480278.4378 | -3188577.5546 | 3706259.5171 | -851805.3159 | -5505134.5826 | -10816698.9966 | 9011220.2279 | 4258231.672 | 12097961.6863 | 7220854.2209 | 15631296.7364 | 10812841.1919 | 19659039.3757 | 14829086.8867 | 24094499.3771 | 19314290.571 | 29141787.5747 | 24926884.6237 | 34492534.7408 | 27938876.6441 | 40671752.6014 | 34148190.6594 | 46285401.2855 | 39764045.5909 | 52475428.6078 | 45969345.4514 | 57913937.1355 | 51372658.8041 | 65791718.2951 | 59322219.6534 | 71307931.8589 | 64774408.2763 | 79418057.4638 | 72945428.6386 | 88220417.6741 | 81828894.6501 | 97770803.7066 | 91482613.7419 | 107220093.1699 | 101009568.7576 | 0 | 0 | 0 | 0 | 0 | 0 | 0 | 0 | 0 | 0 | 0 | 0 | 0 | 0 | 0 | 0 | 0 | 0
PAT for dividend - P90
PAT to be linked to dividend calculations - P90
|  |  |  | Profit after tax - P90 - UZS | 0 | SOM Mn | -377721.4929 | 0 | 0 | 0 | 0 | 19487.7259 | 8603.6469 | 253.939 | -695.191 | -3593.912 | -10476.4514 | -11421.5989 | -13066.1801 | -13187.183 | -14545.5614 | -14715.2982 | -16375.0801 | -16431.3642 | -7585.4994 | -6967.2232 | -7809.4687 | -7150.5595 | -8062.4347 | -7332.1932 | -8257.4023 | -7456.5981 | -8324.0319 | -6867.1957 | -7720.1103 | -6860.2448 | -7854.6761 | -6930.6956 | -7797.1775 | -6771.4911 | -6870.6847 | -5800.3971 | -7554.5293 | -6490.3662 | -7413.458 | -6273.6105 | -7171.1215 | -5933.6479 | -6796.3088 | -5449.2501 | -6255.5272 | -4732.3797 | -5350.8046 | -3681.5059 | -3336.0092 | -3438.2575 | -3538.1229 | -3654.8982 | -3680.512 | -3791.7811 | -3817.6667 | -3927.4066 | -3863.5747 | -3962.2868 | -4017.7923 | -4121.9023 | -3972.4105 | -4062.6394 | -4039.3983 | -4122.386 | -4087.3168 | -4161.4508 | -4112.6974 | -4176.16 | -4052.535 | -4101.1863 | 3.3286e-07 | 3.4394e-07 | 3.5539e-07 | 3.6722e-07 | 3.7945e-07 | 3.9208e-07 | 4.0514e-07 | 4.1863e-07 | 4.3257e-07 | 4.4697e-07 | 4.6185e-07 | 4.7723e-07 | 4.9313e-07 | 5.0955e-07 | 5.2652e-07 | 5.4405e-07 | 5.6217e-07 | 5.8089e-07
|  |  |  | Profit after tax - P90 - UZS |  | SOM 000s | -377721492.9281 |  | 0 | 0 | 0 | 19487725.8947 | 8603646.8639 | 253938.984 | -695191.003 | -3593912.0003 | -10476451.4328 | -11421598.888 | -13066180.0949 | -13187183.0336 | -14545561.4187 | -14715298.2326 | -16375080.093 | -16431364.2009 | -7585499.4092 | -6967223.2092 | -7809468.6511 | -7150559.5173 | -8062434.6857 | -7332193.1525 | -8257402.2996 | -7456598.0884 | -8324031.9115 | -6867195.6782 | -7720110.2523 | -6860244.7908 | -7854676.1222 | -6930695.5747 | -7797177.533 | -6771491.1238 | -6870684.6952 | -5800397.0856 | -7554529.3017 | -6490366.2313 | -7413457.975 | -6273610.497 | -7171121.4727 | -5933647.8587 | -6796308.7882 | -5449250.1465 | -6255527.1547 | -4732379.7163 | -5350804.5776 | -3681505.9262 | -3336009.2226 | -3438257.5479 | -3538122.924 | -3654898.2066 | -3680512.039 | -3791781.1463 | -3817666.7007 | -3927406.5765 | -3863574.6924 | -3962286.7934 | -4017792.256 | -4121902.3081 | -3972410.4748 | -4062639.4052 | -4039398.3074 | -4122386.0156 | -4087316.826 | -4161450.7685 | -4112697.3805 | -4176159.985 | -4052534.9738 | -4101186.3045 | 0.00033286 | 0.00034394 | 0.00035539 | 0.00036722 | 0.00037945 | 0.00039208 | 0.00040514 | 0.00041863 | 0.00043257 | 0.00044697 | 0.00046185 | 0.00047723 | 0.00049313 | 0.00050955 | 0.00052652 | 0.00054405 | 0.00056217 | 0.00058089
Corporate tax expense - P90 - UZS calculations
Corporate tax expense - P90
|  |  |  | USD to Som exchange rate curve | 0 | Som / USD | 0 | 0 | 11000 | 11000 | 11000 | 11000 | 11000 | 11110.1644 | 11333.8142 | 11536.1195 | 11713.159 | 11892.9154 | 12069.5429 | 12248.7935 | 12430.7063 | 12615.3207 | 12802.677 | 12992.8157 | 13185.7783 | 13381.6067 | 13580.3435 | 13782.0317 | 13986.7154 | 14194.4389 | 14405.2474 | 14619.1867 | 14836.3033 | 15056.6445 | 15280.258 | 15507.1925 | 15737.4973 | 15971.2226 | 16208.4189 | 16449.138 | 16693.4322 | 16941.3544 | 17192.9587 | 17448.2997 | 17707.4328 | 17970.4145 | 18237.3018 | 18508.1529 | 18783.0264 | 19061.9823 | 19345.081 | 19632.3842 | 19923.9542 | 20219.8546 | 20520.1494 | 20824.9041 | 21134.1849 | 21448.0589 | 21766.5944 | 22089.8607 | 22417.9279 | 22750.8675 | 23088.7516 | 23431.6539 | 23779.6487 | 24132.8118 | 24491.2199 | 24854.9509 | 25224.0839 | 25598.699 | 25978.8777 | 26364.7026 | 26756.2576 | 27153.6277 | 27556.8994 | 27966.1603 | 27966.1603 | 27966.1603 | 27966.1603 | 27966.1603 | 27966.1603 | 27966.1603 | 27966.1603 | 27966.1603 | 27966.1603 | 27966.1603 | 27966.1603 | 27966.1603 | 27966.1603 | 27966.1603 | 27966.1603 | 27966.1603 | 27966.1603 | 27966.1603
|  |  |  | Corporate tax expense - P90 | 0 | USD 000s | 0 | 0 | 0 | 0 | 0 | 0 | 0 | 0 | 0 | 0 | 0 | 0 | 0 | 0 | 0 | 0 | 0 | 0 | 0 | 0 | 0 | 0 | 0 | 0 | 0 | 0 | 0 | 0 | 0 | 0 | 0 | 0 | 0 | 0 | 0 | 0 | 0 | 0 | 0 | 0 | 0 | 0 | 0 | 0 | 0 | 0 | 0 | 0 | 0 | 0 | 0 | 0 | 0 | 0 | 0 | 0 | 0 | 0 | 0 | 0 | 0 | 0 | 0 | 0 | 0 | 0 | 0 | 0 | 0 | 0 | 0 | 0 | 0 | 0 | 0 | 0 | 0 | 0 | 0 | 0 | 0 | 0 | 0 | 0 | 0 | 0 | 0 | 0
|  |  |  | Corporate tax expense - P90 - UZS |  | SOM Mn | 0 |  | 0 | 0 | 0 | 0 | 0 | 0 | 0 | 0 | 0 | 0 | 0 | 0 | 0 | 0 | 0 | 0 | 0 | 0 | 0 | 0 | 0 | 0 | 0 | 0 | 0 | 0 | 0 | 0 | 0 | 0 | 0 | 0 | 0 | 0 | 0 | 0 | 0 | 0 | 0 | 0 | 0 | 0 | 0 | 0 | 0 | 0 | 0 | 0 | 0 | 0 | 0 | 0 | 0 | 0 | 0 | 0 | 0 | 0 | 0 | 0 | 0 | 0 | 0 | 0 | 0 | 0 | 0 | 0 | 0 | 0 | 0 | 0 | 0 | 0 | 0 | 0 | 0 | 0 | 0 | 0 | 0 | 0 | 0 | 0 | 0 | 0
Retained earning balance - P90 - calculations
Retained earnings - P90
|  |  |  | USD to Som exchange rate curve | 0 | Som / USD | 0 | 0 | 11000 | 11000 | 11000 | 11000 | 11000 | 11110.1644 | 11333.8142 | 11536.1195 | 11713.159 | 11892.9154 | 12069.5429 | 12248.7935 | 12430.7063 | 12615.3207 | 12802.677 | 12992.8157 | 13185.7783 | 13381.6067 | 13580.3435 | 13782.0317 | 13986.7154 | 14194.4389 | 14405.2474 | 14619.1867 | 14836.3033 | 15056.6445 | 15280.258 | 15507.1925 | 15737.4973 | 15971.2226 | 16208.4189 | 16449.138 | 16693.4322 | 16941.3544 | 17192.9587 | 17448.2997 | 17707.4328 | 17970.4145 | 18237.3018 | 18508.1529 | 18783.0264 | 19061.9823 | 19345.081 | 19632.3842 | 19923.9542 | 20219.8546 | 20520.1494 | 20824.9041 | 21134.1849 | 21448.0589 | 21766.5944 | 22089.8607 | 22417.9279 | 22750.8675 | 23088.7516 | 23431.6539 | 23779.6487 | 24132.8118 | 24491.2199 | 24854.9509 | 25224.0839 | 25598.699 | 25978.8777 | 26364.7026 | 26756.2576 | 27153.6277 | 27556.8994 | 27966.1603 | 27966.1603 | 27966.1603 | 27966.1603 | 27966.1603 | 27966.1603 | 27966.1603 | 27966.1603 | 27966.1603 | 27966.1603 | 27966.1603 | 27966.1603 | 27966.1603 | 27966.1603 | 27966.1603 | 27966.1603 | 27966.1603 | 27966.1603 | 27966.1603
|  |  |  | Dividend paid / declared - P90 POS | 0 | USD 000s | 0 | 0 | 0 | 0 | 0 | 0 | 0 | 0 | 0 | 0 | 0 | 0 | 0 | 0 | 0 | 0 | 0 | 0 | 0 | 0 | 0 | 0 | 0 | 0 | 0 | 0 | 0 | 0 | 0 | 0 | 0 | 0 | 0 | 0 | 0 | 0 | 0 | 0 | 0 | 0 | 0 | 0 | 0 | 0 | 0 | 0 | 0 | 0 | 0 | 0 | 0 | 0 | 0 | 0 | 0 | 0 | 0 | 0 | 0 | 0 | 0 | 0 | 0 | 0 | 0 | 0 | 0 | 0 | 0 | 0 | 0 | 0 | 0 | 0 | 0 | 0 | 0 | 0 | 0 | 0 | 0 | 0 | 0 | 0 | 0 | 0 | 0 | 0
|  |  |  | Dividend paid / declared POS - P90 |  | SOM Mn |  |  | 0 | 0 | 0 | 0 | 0 | 0 | 0 | 0 | 0 | 0 | 0 | 0 | 0 | 0 | 0 | 0 | 0 | 0 | 0 | 0 | 0 | 0 | 0 | 0 | 0 | 0 | 0 | 0 | 0 | 0 | 0 | 0 | 0 | 0 | 0 | 0 | 0 | 0 | 0 | 0 | 0 | 0 | 0 | 0 | 0 | 0 | 0 | 0 | 0 | 0 | 0 | 0 | 0 | 0 | 0 | 0 | 0 | 0 | 0 | 0 | 0 | 0 | 0 | 0 | 0 | 0 | 0 | 0 | 0 | 0 | 0 | 0 | 0 | 0 | 0 | 0 | 0 | 0 | 0 | 0 | 0 | 0 | 0 | 0 | 0 | 0
|  |  |  | Retained earnings balance BEG - P90 - UZS |  | SOM Mn |  |  | 0 | 0 | 0 | 0 | 19487.7259 | 28091.3728 | 28345.3117 | 27650.1207 | 24056.2087 | 13579.7573 | 2158.1584 | -10908.0217 | -24095.2047 | -38640.7661 | -53356.0644 | -69731.1445 | -86162.5087 | -93748.0081 | -100715.2313 | -108524.6999 | -115675.2594 | -123737.6941 | -131069.8873 | -139327.2896 | -146783.8877 | -155107.9196 | -161975.1153 | -169695.2255 | -176555.4703 | -184410.1464 | -191340.842 | -199138.0195 | -205909.5107 | -212780.1953 | -218580.5924 | -226135.1217 | -232625.488 | -240038.9459 | -246312.5564 | -253483.6779 | -259417.3258 | -266213.6346 | -271662.8847 | -277918.4119 | -282650.7916 | -288001.5962 | -291683.1021 | -295019.1113 | -298457.3689 | -301995.4918 | -305650.39 | -309330.902 | -313122.6832 | -316940.3499 | -320867.7564 | -324731.3311 | -328693.6179 | -332711.4102 | -336833.3125 | -340805.723 | -344868.3624 | -348907.7607 | -353030.1467 | -357117.4635 | -361278.9143 | -365391.6117 | -369567.7717 | -373620.3066 | -377721.4929 | -377721.4929 | -377721.4929 | -377721.4929 | -377721.4929 | -377721.4929 | -377721.4929 | -377721.4929 | -377721.4929 | -377721.4929 | -377721.4929 | -377721.4929 | -377721.4929 | -377721.4929 | -377721.4929 | -377721.4929 | -377721.4929 | -377721.4929
|  |  | Plus | Profit after tax - P90 - UZS | 0 | SOM Mn | -377721.4929 | 0 | 0 | 0 | 0 | 19487.7259 | 8603.6469 | 253.939 | -695.191 | -3593.912 | -10476.4514 | -11421.5989 | -13066.1801 | -13187.183 | -14545.5614 | -14715.2982 | -16375.0801 | -16431.3642 | -7585.4994 | -6967.2232 | -7809.4687 | -7150.5595 | -8062.4347 | -7332.1932 | -8257.4023 | -7456.5981 | -8324.0319 | -6867.1957 | -7720.1103 | -6860.2448 | -7854.6761 | -6930.6956 | -7797.1775 | -6771.4911 | -6870.6847 | -5800.3971 | -7554.5293 | -6490.3662 | -7413.458 | -6273.6105 | -7171.1215 | -5933.6479 | -6796.3088 | -5449.2501 | -6255.5272 | -4732.3797 | -5350.8046 | -3681.5059 | -3336.0092 | -3438.2575 | -3538.1229 | -3654.8982 | -3680.512 | -3791.7811 | -3817.6667 | -3927.4066 | -3863.5747 | -3962.2868 | -4017.7923 | -4121.9023 | -3972.4105 | -4062.6394 | -4039.3983 | -4122.386 | -4087.3168 | -4161.4508 | -4112.6974 | -4176.16 | -4052.535 | -4101.1863 | 3.3286e-07 | 3.4394e-07 | 3.5539e-07 | 3.6722e-07 | 3.7945e-07 | 3.9208e-07 | 4.0514e-07 | 4.1863e-07 | 4.3257e-07 | 4.4697e-07 | 4.6185e-07 | 4.7723e-07 | 4.9313e-07 | 5.0955e-07 | 5.2652e-07 | 5.4405e-07 | 5.6217e-07 | 5.8089e-07
|  |  | Less: | Dividend paid / declared POS - P90 | 0 | SOM Mn | 0 | 0 | 0 | 0 | 0 | 0 | 0 | 0 | 0 | 0 | 0 | 0 | 0 | 0 | 0 | 0 | 0 | 0 | 0 | 0 | 0 | 0 | 0 | 0 | 0 | 0 | 0 | 0 | 0 | 0 | 0 | 0 | 0 | 0 | 0 | 0 | 0 | 0 | 0 | 0 | 0 | 0 | 0 | 0 | 0 | 0 | 0 | 0 | 0 | 0 | 0 | 0 | 0 | 0 | 0 | 0 | 0 | 0 | 0 | 0 | 0 | 0 | 0 | 0 | 0 | 0 | 0 | 0 | 0 | 0 | 0 | 0 | 0 | 0 | 0 | 0 | 0 | 0 | 0 | 0 | 0 | 0 | 0 | 0 | 0 | 0 | 0 | 0
|  |  |  | Retained earnings balance - P90 - UZS |  | SOM Mn |  |  | 0 | 0 | 0 | 19487.7259 | 28091.3728 | 28345.3117 | 27650.1207 | 24056.2087 | 13579.7573 | 2158.1584 | -10908.0217 | -24095.2047 | -38640.7661 | -53356.0644 | -69731.1445 | -86162.5087 | -93748.0081 | -100715.2313 | -108524.6999 | -115675.2594 | -123737.6941 | -131069.8873 | -139327.2896 | -146783.8877 | -155107.9196 | -161975.1153 | -169695.2255 | -176555.4703 | -184410.1464 | -191340.842 | -199138.0195 | -205909.5107 | -212780.1953 | -218580.5924 | -226135.1217 | -232625.488 | -240038.9459 | -246312.5564 | -253483.6779 | -259417.3258 | -266213.6346 | -271662.8847 | -277918.4119 | -282650.7916 | -288001.5962 | -291683.1021 | -295019.1113 | -298457.3689 | -301995.4918 | -305650.39 | -309330.902 | -313122.6832 | -316940.3499 | -320867.7564 | -324731.3311 | -328693.6179 | -332711.4102 | -336833.3125 | -340805.723 | -344868.3624 | -348907.7607 | -353030.1467 | -357117.4635 | -361278.9143 | -365391.6117 | -369567.7717 | -373620.3066 | -377721.4929 | -377721.4929 | -377721.4929 | -377721.4929 | -377721.4929 | -377721.4929 | -377721.4929 | -377721.4929 | -377721.4929 | -377721.4929 | -377721.4929 | -377721.4929 | -377721.4929 | -377721.4929 | -377721.4929 | -377721.4929 | -377721.4929 | -377721.4929 | -377721.4929
|  |  |  | Retained earnings balance BEG - P90 - UZS | 0 | SOM Mn | 0 | 0 | 0 | 0 | 0 | 0 | 19487.7259 | 28091.3728 | 28345.3117 | 27650.1207 | 24056.2087 | 13579.7573 | 2158.1584 | -10908.0217 | -24095.2047 | -38640.7661 | -53356.0644 | -69731.1445 | -86162.5087 | -93748.0081 | -100715.2313 | -108524.6999 | -115675.2594 | -123737.6941 | -131069.8873 | -139327.2896 | -146783.8877 | -155107.9196 | -161975.1153 | -169695.2255 | -176555.4703 | -184410.1464 | -191340.842 | -199138.0195 | -205909.5107 | -212780.1953 | -218580.5924 | -226135.1217 | -232625.488 | -240038.9459 | -246312.5564 | -253483.6779 | -259417.3258 | -266213.6346 | -271662.8847 | -277918.4119 | -282650.7916 | -288001.5962 | -291683.1021 | -295019.1113 | -298457.3689 | -301995.4918 | -305650.39 | -309330.902 | -313122.6832 | -316940.3499 | -320867.7564 | -324731.3311 | -328693.6179 | -332711.4102 | -336833.3125 | -340805.723 | -344868.3624 | -348907.7607 | -353030.1467 | -357117.4635 | -361278.9143 | -365391.6117 | -369567.7717 | -373620.3066 | -377721.4929 | -377721.4929 | -377721.4929 | -377721.4929 | -377721.4929 | -377721.4929 | -377721.4929 | -377721.4929 | -377721.4929 | -377721.4929 | -377721.4929 | -377721.4929 | -377721.4929 | -377721.4929 | -377721.4929 | -377721.4929 | -377721.4929 | -377721.4929
|  |  |  | Retained earnings balance BEG - P90 - UZS |  | SOM 000s |  |  | 0 | 0 | 0 | 0 | 19487725.8947 | 28091372.7585 | 28345311.7425 | 27650120.7395 | 24056208.7392 | 13579757.3064 | 2158158.4184 | -10908021.6764 | -24095204.7101 | -38640766.1288 | -53356064.3613 | -69731144.4544 | -86162508.6552 | -93748008.0644 | -100715231.2735 | -108524699.9247 | -115675259.442 | -123737694.1277 | -131069887.2802 | -139327289.5798 | -146783887.6682 | -155107919.5797 | -161975115.2579 | -169695225.5102 | -176555470.3009 | -184410146.4232 | -191340841.9979 | -199138019.5308 | -205909510.6546 | -212780195.3498 | -218580592.4355 | -226135121.7371 | -232625487.9685 | -240038945.9434 | -246312556.4404 | -253483677.9132 | -259417325.7718 | -266213634.56 | -271662884.7065 | -277918411.8612 | -282650791.5776 | -288001596.1551 | -291683102.0813 | -295019111.3039 | -298457368.8518 | -301995491.7758 | -305650389.9824 | -309330902.0215 | -313122683.1678 | -316940349.8685 | -320867756.4451 | -324731331.1375 | -328693617.9309 | -332711410.1869 | -336833312.4949 | -340805722.9697 | -344868362.3749 | -348907760.6823 | -353030146.6979 | -357117463.5239 | -361278914.2924 | -365391611.6728 | -369567771.6579 | -373620306.6317 | -377721492.9361 | -377721492.9358 | -377721492.9354 | -377721492.9351 | -377721492.9347 | -377721492.9343 | -377721492.934 | -377721492.9335 | -377721492.9331 | -377721492.9327 | -377721492.9322 | -377721492.9318 | -377721492.9313 | -377721492.9308 | -377721492.9303 | -377721492.9298 | -377721492.9292 | -377721492.9287
Share capital balance calculations
Share capital
|  |  |  | USD to Som exchange rate curve | 0 | Som / USD | 0 | 0 | 11000 | 11000 | 11000 | 11000 | 11000 | 11110.1644 | 11333.8142 | 11536.1195 | 11713.159 | 11892.9154 | 12069.5429 | 12248.7935 | 12430.7063 | 12615.3207 | 12802.677 | 12992.8157 | 13185.7783 | 13381.6067 | 13580.3435 | 13782.0317 | 13986.7154 | 14194.4389 | 14405.2474 | 14619.1867 | 14836.3033 | 15056.6445 | 15280.258 | 15507.1925 | 15737.4973 | 15971.2226 | 16208.4189 | 16449.138 | 16693.4322 | 16941.3544 | 17192.9587 | 17448.2997 | 17707.4328 | 17970.4145 | 18237.3018 | 18508.1529 | 18783.0264 | 19061.9823 | 19345.081 | 19632.3842 | 19923.9542 | 20219.8546 | 20520.1494 | 20824.9041 | 21134.1849 | 21448.0589 | 21766.5944 | 22089.8607 | 22417.9279 | 22750.8675 | 23088.7516 | 23431.6539 | 23779.6487 | 24132.8118 | 24491.2199 | 24854.9509 | 25224.0839 | 25598.699 | 25978.8777 | 26364.7026 | 26756.2576 | 27153.6277 | 27556.8994 | 27966.1603 | 27966.1603 | 27966.1603 | 27966.1603 | 27966.1603 | 27966.1603 | 27966.1603 | 27966.1603 | 27966.1603 | 27966.1603 | 27966.1603 | 27966.1603 | 27966.1603 | 27966.1603 | 27966.1603 | 27966.1603 | 27966.1603 | 27966.1603 | 27966.1603
|  |  |  | Share capital drawdown s.a. | 0 | USD 000s | 19500.7935 | 0 | 0 | 0 | 0 | 19500.7935 | 0 | 0 | 0 | 0 | 0 | 0 | 0 | 0 | 0 | 0 | 0 | 0 | 0 | 0 | 0 | 0 | 0 | 0 | 0 | 0 | 0 | 0 | 0 | 0 | 0 | 0 | 0 | 0 | 0 | 0 | 0 | 0 | 0 | 0 | 0 | 0 | 0 | 0 | 0 | 0 | 0 | 0 | 0 | 0 | 0 | 0 | 0 | 0 | 0 | 0 | 0 | 0 | 0 | 0 | 0 | 0 | 0 | 0 | 0 | 0 | 0 | 0 | 0 | 0 | 0 | 0 | 0 | 0 | 0 | 0 | 0 | 0 | 0 | 0 | 0 | 0 | 0 | 0 | 0 | 0 | 0 | 0
|  |  |  | Share capital drawdown - UZS - periodic restatement |  | SOM Mn | 214508.7287 |  | 0 | 0 | 0 | 214508.7287 | 0 | 0 | 0 | 0 | 0 | 0 | 0 | 0 | 0 | 0 | 0 | 0 | 0 | 0 | 0 | 0 | 0 | 0 | 0 | 0 | 0 | 0 | 0 | 0 | 0 | 0 | 0 | 0 | 0 | 0 | 0 | 0 | 0 | 0 | 0 | 0 | 0 | 0 | 0 | 0 | 0 | 0 | 0 | 0 | 0 | 0 | 0 | 0 | 0 | 0 | 0 | 0 | 0 | 0 | 0 | 0 | 0 | 0 | 0 | 0 | 0 | 0 | 0 | 0 | 0 | 0 | 0 | 0 | 0 | 0 | 0 | 0 | 0 | 0 | 0 | 0 | 0 | 0 | 0 | 0 | 0 | 0
|  |  |  | Share capital balance - P90 - BEG - UZS |  | SOM Mn |  |  | 0 | 0 | 0 | 0 | 214508.7287 | 214508.7287 | 214508.7287 | 214508.7287 | 214508.7287 | 214508.7287 | 214508.7287 | 214508.7287 | 214508.7287 | 214508.7287 | 214508.7287 | 214508.7287 | 214508.7287 | 214508.7287 | 214508.7287 | 214508.7287 | 214508.7287 | 214508.7287 | 214508.7287 | 214508.7287 | 214508.7287 | 214508.7287 | 214508.7287 | 214508.7287 | 214508.7287 | 214508.7287 | 214508.7287 | 214508.7287 | 214508.7287 | 214508.7287 | 214508.7287 | 214508.7287 | 214508.7287 | 214508.7287 | 214508.7287 | 214508.7287 | 214508.7287 | 214508.7287 | 214508.7287 | 214508.7287 | 214508.7287 | 214508.7287 | 214508.7287 | 214508.7287 | 214508.7287 | 214508.7287 | 214508.7287 | 214508.7287 | 214508.7287 | 214508.7287 | 214508.7287 | 214508.7287 | 214508.7287 | 214508.7287 | 214508.7287 | 214508.7287 | 214508.7287 | 214508.7287 | 214508.7287 | 214508.7287 | 214508.7287 | 214508.7287 | 214508.7287 | 214508.7287 | 214508.7287 | 214508.7287 | 214508.7287 | 214508.7287 | 214508.7287 | 214508.7287 | 214508.7287 | 214508.7287 | 214508.7287 | 214508.7287 | 214508.7287 | 214508.7287 | 214508.7287 | 214508.7287 | 214508.7287 | 214508.7287 | 214508.7287 | 214508.7287
|  |  | Plus | Share capital drawdown - UZS - periodic restatement | 0 | SOM Mn | 214508.7287 | 0 | 0 | 0 | 0 | 214508.7287 | 0 | 0 | 0 | 0 | 0 | 0 | 0 | 0 | 0 | 0 | 0 | 0 | 0 | 0 | 0 | 0 | 0 | 0 | 0 | 0 | 0 | 0 | 0 | 0 | 0 | 0 | 0 | 0 | 0 | 0 | 0 | 0 | 0 | 0 | 0 | 0 | 0 | 0 | 0 | 0 | 0 | 0 | 0 | 0 | 0 | 0 | 0 | 0 | 0 | 0 | 0 | 0 | 0 | 0 | 0 | 0 | 0 | 0 | 0 | 0 | 0 | 0 | 0 | 0 | 0 | 0 | 0 | 0 | 0 | 0 | 0 | 0 | 0 | 0 | 0 | 0 | 0 | 0 | 0 | 0 | 0 | 0
|  |  | Less: | Share capital redemption allowed - P90 - in UZS | 0 | SOM Mn | 0 | 0 | 0 | 0 | 0 | 0 | 0 | 0 | 0 | 0 | 0 | 0 | 0 | 0 | 0 | 0 | 0 | 0 | 0 | 0 | 0 | 0 | 0 | 0 | 0 | 0 | 0 | 0 | 0 | 0 | 0 | 0 | 0 | 0 | 0 | 0 | 0 | 0 | 0 | 0 | 0 | 0 | 0 | 0 | 0 | 0 | 0 | 0 | 0 | 0 | 0 | 0 | 0 | 0 | 0 | 0 | 0 | 0 | 0 | 0 | 0 | 0 | 0 | 0 | 0 | 0 | 0 | 0 | 0 | 0 | 0 | 0 | 0 | 0 | 0 | 0 | 0 | 0 | 0 | 0 | 0 | 0 | 0 | 0 | 0 | 0 | 0 | 0
|  |  |  | Share capital balance - P90 - UZS |  | SOM Mn |  |  | 0 | 0 | 0 | 214508.7287 | 214508.7287 | 214508.7287 | 214508.7287 | 214508.7287 | 214508.7287 | 214508.7287 | 214508.7287 | 214508.7287 | 214508.7287 | 214508.7287 | 214508.7287 | 214508.7287 | 214508.7287 | 214508.7287 | 214508.7287 | 214508.7287 | 214508.7287 | 214508.7287 | 214508.7287 | 214508.7287 | 214508.7287 | 214508.7287 | 214508.7287 | 214508.7287 | 214508.7287 | 214508.7287 | 214508.7287 | 214508.7287 | 214508.7287 | 214508.7287 | 214508.7287 | 214508.7287 | 214508.7287 | 214508.7287 | 214508.7287 | 214508.7287 | 214508.7287 | 214508.7287 | 214508.7287 | 214508.7287 | 214508.7287 | 214508.7287 | 214508.7287 | 214508.7287 | 214508.7287 | 214508.7287 | 214508.7287 | 214508.7287 | 214508.7287 | 214508.7287 | 214508.7287 | 214508.7287 | 214508.7287 | 214508.7287 | 214508.7287 | 214508.7287 | 214508.7287 | 214508.7287 | 214508.7287 | 214508.7287 | 214508.7287 | 214508.7287 | 214508.7287 | 214508.7287 | 214508.7287 | 214508.7287 | 214508.7287 | 214508.7287 | 214508.7287 | 214508.7287 | 214508.7287 | 214508.7287 | 214508.7287 | 214508.7287 | 214508.7287 | 214508.7287 | 214508.7287 | 214508.7287 | 214508.7287 | 214508.7287 | 214508.7287 | 214508.7287
|  |  |  | Share capital early redemption switch | 1 | 1 = allow early redemption; 0 = last pd redemption
|  |  |  | Minimum equity requirement - Som | 1350000 | Som 000s
|  |  |  | Share capital balance - P90 - BEG - UZS | 0 | SOM Mn | 0 | 0 | 0 | 0 | 0 | 0 | 214508.7287 | 214508.7287 | 214508.7287 | 214508.7287 | 214508.7287 | 214508.7287 | 214508.7287 | 214508.7287 | 214508.7287 | 214508.7287 | 214508.7287 | 214508.7287 | 214508.7287 | 214508.7287 | 214508.7287 | 214508.7287 | 214508.7287 | 214508.7287 | 214508.7287 | 214508.7287 | 214508.7287 | 214508.7287 | 214508.7287 | 214508.7287 | 214508.7287 | 214508.7287 | 214508.7287 | 214508.7287 | 214508.7287 | 214508.7287 | 214508.7287 | 214508.7287 | 214508.7287 | 214508.7287 | 214508.7287 | 214508.7287 | 214508.7287 | 214508.7287 | 214508.7287 | 214508.7287 | 214508.7287 | 214508.7287 | 214508.7287 | 214508.7287 | 214508.7287 | 214508.7287 | 214508.7287 | 214508.7287 | 214508.7287 | 214508.7287 | 214508.7287 | 214508.7287 | 214508.7287 | 214508.7287 | 214508.7287 | 214508.7287 | 214508.7287 | 214508.7287 | 214508.7287 | 214508.7287 | 214508.7287 | 214508.7287 | 214508.7287 | 214508.7287 | 214508.7287 | 214508.7287 | 214508.7287 | 214508.7287 | 214508.7287 | 214508.7287 | 214508.7287 | 214508.7287 | 214508.7287 | 214508.7287 | 214508.7287 | 214508.7287 | 214508.7287 | 214508.7287 | 214508.7287 | 214508.7287 | 214508.7287 | 214508.7287
|  |  |  | End of operations period flag | 0 | flag | 1 | 0 | 0 | 0 | 0 | 0 | 0 | 0 | 0 | 0 | 0 | 0 | 0 | 0 | 0 | 0 | 0 | 0 | 0 | 0 | 0 | 0 | 0 | 0 | 0 | 0 | 0 | 0 | 0 | 0 | 0 | 0 | 0 | 0 | 0 | 0 | 0 | 0 | 0 | 0 | 0 | 0 | 0 | 0 | 0 | 0 | 0 | 0 | 0 | 0 | 0 | 0 | 0 | 0 | 0 | 0 | 0 | 0 | 0 | 0 | 0 | 0 | 0 | 0 | 0 | 0 | 0 | 0 | 0 | 1 | 0 | 0 | 0 | 0 | 0 | 0 | 0 | 0 | 0 | 0 | 0 | 0 | 0 | 0 | 0 | 0 | 0 | 0
|  |  |  | Operations period post debt repayment pd. flag | 0 | flag | 22 | 0 | 0 | 0 | 0 | 0 | 0 | 0 | 0 | 0 | 0 | 0 | 0 | 0 | 0 | 0 | 0 | 0 | 0 | 0 | 0 | 0 | 0 | 0 | 0 | 0 | 0 | 0 | 0 | 0 | 0 | 0 | 0 | 0 | 0 | 0 | 0 | 0 | 0 | 0 | 0 | 0 | 0 | 0 | 0 | 0 | 0 | 0 | 1 | 1 | 1 | 1 | 1 | 1 | 1 | 1 | 1 | 1 | 1 | 1 | 1 | 1 | 1 | 1 | 1 | 1 | 1 | 1 | 1 | 1 | 0 | 0 | 0 | 0 | 0 | 0 | 0 | 0 | 0 | 0 | 0 | 0 | 0 | 0 | 0 | 0 | 0 | 0
|  |  |  | Share capital balance eligible for redemption - P90 - in UZS |  | SOM Mn | 4690842.0303 |  | 0 | 0 | 0 | 0 | 0 | 0 | 0 | 0 | 0 | 0 | 0 | 0 | 0 | 0 | 0 | 0 | 0 | 0 | 0 | 0 | 0 | 0 | 0 | 0 | 0 | 0 | 0 | 0 | 0 | 0 | 0 | 0 | 0 | 0 | 0 | 0 | 0 | 0 | 0 | 0 | 0 | 0 | 0 | 0 | 0 | 0 | 213158.7287 | 213158.7287 | 213158.7287 | 213158.7287 | 213158.7287 | 213158.7287 | 213158.7287 | 213158.7287 | 213158.7287 | 213158.7287 | 213158.7287 | 213158.7287 | 213158.7287 | 213158.7287 | 213158.7287 | 213158.7287 | 213158.7287 | 213158.7287 | 213158.7287 | 213158.7287 | 213158.7287 | 214508.7287 | 0 | 0 | 0 | 0 | 0 | 0 | 0 | 0 | 0 | 0 | 0 | 0 | 0 | 0 | 0 | 0 | 0 | 0
|  |  |  | USD to Som exchange rate curve | 0 | Som / USD | 0 | 0 | 11000 | 11000 | 11000 | 11000 | 11000 | 11110.1644 | 11333.8142 | 11536.1195 | 11713.159 | 11892.9154 | 12069.5429 | 12248.7935 | 12430.7063 | 12615.3207 | 12802.677 | 12992.8157 | 13185.7783 | 13381.6067 | 13580.3435 | 13782.0317 | 13986.7154 | 14194.4389 | 14405.2474 | 14619.1867 | 14836.3033 | 15056.6445 | 15280.258 | 15507.1925 | 15737.4973 | 15971.2226 | 16208.4189 | 16449.138 | 16693.4322 | 16941.3544 | 17192.9587 | 17448.2997 | 17707.4328 | 17970.4145 | 18237.3018 | 18508.1529 | 18783.0264 | 19061.9823 | 19345.081 | 19632.3842 | 19923.9542 | 20219.8546 | 20520.1494 | 20824.9041 | 21134.1849 | 21448.0589 | 21766.5944 | 22089.8607 | 22417.9279 | 22750.8675 | 23088.7516 | 23431.6539 | 23779.6487 | 24132.8118 | 24491.2199 | 24854.9509 | 25224.0839 | 25598.699 | 25978.8777 | 26364.7026 | 26756.2576 | 27153.6277 | 27556.8994 | 27966.1603 | 27966.1603 | 27966.1603 | 27966.1603 | 27966.1603 | 27966.1603 | 27966.1603 | 27966.1603 | 27966.1603 | 27966.1603 | 27966.1603 | 27966.1603 | 27966.1603 | 27966.1603 | 27966.1603 | 27966.1603 | 27966.1603 | 27966.1603 | 27966.1603
|  |  |  | Cash available for share capital redemption - P90 | 0 | USD 000s | 239978.4841 | 0 | 0 | 0 | 0 | 3735.7543 | 39.3819 | 3093.1923 | 12010.748 | 15368.1962 | 27201.1746 | 27935.9995 | 28719.2722 | 29460.8448 | 30210.0114 | 30915.619 | 31288.2899 | 0 | 0 | 0 | 0 | 0 | 0 | 0 | 0 | 0 | 0 | 0 | 0 | 0 | 0 | 0 | 0 | 0 | 0 | 0 | 0 | 0 | 0 | 0 | 0 | 0 | 0 | 0 | 0 | 0 | 0 | 0 | 0 | 0 | 0 | 0 | 0 | 0 | 0 | 0 | 0 | 0 | 0 | 0 | 0 | 0 | 0 | 0 | 0 | 0 | 0 | 0 | 0 | 0 | 0 | 0 | 0 | 0 | 0 | 0 | 0 | 0 | 0 | 0 | 0 | 0 | 0 | 0 | 0 | 0 | 0 | 0
|  |  |  | Cash available for share capital redemption - P90 - in UZS |  | SOM Mn | 2913765.8548 |  | 0 | 0 | 0 | 41093.2978 | 433.2009 | 34365.8748 | 136127.5863 | 177289.3488 | 318611.6828 | 332240.4785 | 346628.487 | 360859.8039 | 375531.7776 | 390010.4483 | 400573.868 | 0 | 0 | 0 | 0 | 0 | 0 | 0 | 0 | 0 | 0 | 0 | 0 | 0 | 0 | 0 | 0 | 0 | 0 | 0 | 0 | 0 | 0 | 0 | 0 | 0 | 0 | 0 | 0 | 0 | 0 | 0 | 0 | 0 | 0 | 0 | 0 | 0 | 0 | 0 | 0 | 0 | 0 | 0 | 0 | 0 | 0 | 0 | 0 | 0 | 0 | 0 | 0 | 0 | 0 | 0 | 0 | 0 | 0 | 0 | 0 | 0 | 0 | 0 | 0 | 0 | 0 | 0 | 0 | 0 | 0 | 0
|  |  |  | Cash available for share capital redemption - P90 - in UZS | 0 | SOM Mn | 2913765.8548 | 0 | 0 | 0 | 0 | 41093.2978 | 433.2009 | 34365.8748 | 136127.5863 | 177289.3488 | 318611.6828 | 332240.4785 | 346628.487 | 360859.8039 | 375531.7776 | 390010.4483 | 400573.868 | 0 | 0 | 0 | 0 | 0 | 0 | 0 | 0 | 0 | 0 | 0 | 0 | 0 | 0 | 0 | 0 | 0 | 0 | 0 | 0 | 0 | 0 | 0 | 0 | 0 | 0 | 0 | 0 | 0 | 0 | 0 | 0 | 0 | 0 | 0 | 0 | 0 | 0 | 0 | 0 | 0 | 0 | 0 | 0 | 0 | 0 | 0 | 0 | 0 | 0 | 0 | 0 | 0 | 0 | 0 | 0 | 0 | 0 | 0 | 0 | 0 | 0 | 0 | 0 | 0 | 0 | 0 | 0 | 0 | 0 | 0
|  |  |  | Share capital balance eligible for redemption - P90 - in UZS | 0 | SOM Mn | 4690842.0303 | 0 | 0 | 0 | 0 | 0 | 0 | 0 | 0 | 0 | 0 | 0 | 0 | 0 | 0 | 0 | 0 | 0 | 0 | 0 | 0 | 0 | 0 | 0 | 0 | 0 | 0 | 0 | 0 | 0 | 0 | 0 | 0 | 0 | 0 | 0 | 0 | 0 | 0 | 0 | 0 | 0 | 0 | 0 | 0 | 0 | 0 | 0 | 213158.7287 | 213158.7287 | 213158.7287 | 213158.7287 | 213158.7287 | 213158.7287 | 213158.7287 | 213158.7287 | 213158.7287 | 213158.7287 | 213158.7287 | 213158.7287 | 213158.7287 | 213158.7287 | 213158.7287 | 213158.7287 | 213158.7287 | 213158.7287 | 213158.7287 | 213158.7287 | 213158.7287 | 214508.7287 | 0 | 0 | 0 | 0 | 0 | 0 | 0 | 0 | 0 | 0 | 0 | 0 | 0 | 0 | 0 | 0 | 0 | 0
|  |  |  | Share capital redemption allowed - P90 - in UZS |  | SOM Mn | 0 |  | 0 | 0 | 0 | 0 | 0 | 0 | 0 | 0 | 0 | 0 | 0 | 0 | 0 | 0 | 0 | 0 | 0 | 0 | 0 | 0 | 0 | 0 | 0 | 0 | 0 | 0 | 0 | 0 | 0 | 0 | 0 | 0 | 0 | 0 | 0 | 0 | 0 | 0 | 0 | 0 | 0 | 0 | 0 | 0 | 0 | 0 | 0 | 0 | 0 | 0 | 0 | 0 | 0 | 0 | 0 | 0 | 0 | 0 | 0 | 0 | 0 | 0 | 0 | 0 | 0 | 0 | 0 | 0 | 0 | 0 | 0 | 0 | 0 | 0 | 0 | 0 | 0 | 0 | 0 | 0 | 0 | 0 | 0 | 0 | 0 | 0
|  |  |  | USD to Som exchange rate curve | 0 | Som / USD | 0 | 0 | 11000 | 11000 | 11000 | 11000 | 11000 | 11110.1644 | 11333.8142 | 11536.1195 | 11713.159 | 11892.9154 | 12069.5429 | 12248.7935 | 12430.7063 | 12615.3207 | 12802.677 | 12992.8157 | 13185.7783 | 13381.6067 | 13580.3435 | 13782.0317 | 13986.7154 | 14194.4389 | 14405.2474 | 14619.1867 | 14836.3033 | 15056.6445 | 15280.258 | 15507.1925 | 15737.4973 | 15971.2226 | 16208.4189 | 16449.138 | 16693.4322 | 16941.3544 | 17192.9587 | 17448.2997 | 17707.4328 | 17970.4145 | 18237.3018 | 18508.1529 | 18783.0264 | 19061.9823 | 19345.081 | 19632.3842 | 19923.9542 | 20219.8546 | 20520.1494 | 20824.9041 | 21134.1849 | 21448.0589 | 21766.5944 | 22089.8607 | 22417.9279 | 22750.8675 | 23088.7516 | 23431.6539 | 23779.6487 | 24132.8118 | 24491.2199 | 24854.9509 | 25224.0839 | 25598.699 | 25978.8777 | 26364.7026 | 26756.2576 | 27153.6277 | 27556.8994 | 27966.1603 | 27966.1603 | 27966.1603 | 27966.1603 | 27966.1603 | 27966.1603 | 27966.1603 | 27966.1603 | 27966.1603 | 27966.1603 | 27966.1603 | 27966.1603 | 27966.1603 | 27966.1603 | 27966.1603 | 27966.1603 | 27966.1603 | 27966.1603 | 27966.1603
|  |  |  | Share capital redemption allowed - P90 - in UZS | 0 | SOM Mn | 0 | 0 | 0 | 0 | 0 | 0 | 0 | 0 | 0 | 0 | 0 | 0 | 0 | 0 | 0 | 0 | 0 | 0 | 0 | 0 | 0 | 0 | 0 | 0 | 0 | 0 | 0 | 0 | 0 | 0 | 0 | 0 | 0 | 0 | 0 | 0 | 0 | 0 | 0 | 0 | 0 | 0 | 0 | 0 | 0 | 0 | 0 | 0 | 0 | 0 | 0 | 0 | 0 | 0 | 0 | 0 | 0 | 0 | 0 | 0 | 0 | 0 | 0 | 0 | 0 | 0 | 0 | 0 | 0 | 0 | 0 | 0 | 0 | 0 | 0 | 0 | 0 | 0 | 0 | 0 | 0 | 0 | 0 | 0 | 0 | 0 | 0 | 0
|  |  |  | Share capital redemption permissible as per UZS financials - P90 |  | USD 000s | 0 |  | 0 | 0 | 0 | 0 | 0 | 0 | 0 | 0 | 0 | 0 | 0 | 0 | 0 | 0 | 0 | 0 | 0 | 0 | 0 | 0 | 0 | 0 | 0 | 0 | 0 | 0 | 0 | 0 | 0 | 0 | 0 | 0 | 0 | 0 | 0 | 0 | 0 | 0 | 0 | 0 | 0 | 0 | 0 | 0 | 0 | 0 | 0 | 0 | 0 | 0 | 0 | 0 | 0 | 0 | 0 | 0 | 0 | 0 | 0 | 0 | 0 | 0 | 0 | 0 | 0 | 0 | 0 | 0 | 0 | 0 | 0 | 0 | 0 | 0 | 0 | 0 | 0 | 0 | 0 | 0 | 0 | 0 | 0 | 0 | 0 | 0
END

## FS - Debt Sizing
FS - Debt Sizing
|  | Model period start date | 0 | Error chks | time axis 2021-07-01 to 2064-01-01
|  | Model period end date | 0 | Track chgs | time axis 2021-12-31 to 2064-06-30
|  | Timeline label | 1 | Alerts |  |  | Dev | Dev | Dev | FC/Const. | Const | Const | Const | Const | Ops - PPA | Ops - PPA | Ops - PPA | Ops - PPA | Ops - PPA | Ops - PPA | Ops - PPA | Ops - PPA | Ops - PPA | Ops - PPA | Ops - PPA | Ops - PPA | Ops - PPA | Ops - PPA | Ops - PPA | Ops - PPA | Ops - PPA | Ops - PPA | Ops - PPA | Ops - PPA | Ops - PPA | Ops - PPA | Ops - PPA | Ops - PPA | Ops - PPA | Ops - PPA | Ops - PPA | Ops - PPA | Ops - PPA | Ops - PPA | Ops - PPA | Ops - PPA | Ops - PPA | Ops - PPA | Ops - PPA | Ops - PPA | Ops - PPA | Ops - PPA | Ops - PPA | Ops - PPA | Ops - PPA | Ops - PPA | Ops - PPA | Ops - PPA | Ops - PPA | Ops - PPA | Ops - PPA | Ops - PPA | Ops - PPA | Ops - PPA | Ops - PPA | Ops - PPA | Ops - PPA | Ops - PPA | Ops - PPA | Ops - PPA | Ops - PPA | Ops - PPA | Ops - PPA | Ops - PPA | Post-Ops | Post-Ops | Post-Ops | Post-Ops | Post-Ops | Post-Ops | Post-Ops | Post-Ops | Post-Ops | Post-Ops | Post-Ops | Post-Ops | Post-Ops | Post-Ops | Post-Ops | Post-Ops | Post-Ops | Post-Ops
|  | Model column counter | Constant | Unit | Total |  | 1 | 2 | 3 | 4 | 5 | 6 | 7 | 8 | 9 | 10 | 11 | 12 | 13 | 14 | 15 | 16 | 17 | 18 | 19 | 20 | 21 | 22 | 23 | 24 | 25 | 26 | 27 | 28 | 29 | 30 | 31 | 32 | 33 | 34 | 35 | 36 | 37 | 38 | 39 | 40 | 41 | 42 | 43 | 44 | 45 | 46 | 47 | 48 | 49 | 50 | 51 | 52 | 53 | 54 | 55 | 56 | 57 | 58 | 59 | 60 | 61 | 62 | 63 | 64 | 65 | 66 | 67 | 68 | 69 | 70 | 71 | 72 | 73 | 74 | 75 | 76 | 77 | 78 | 79 | 80 | 81 | 82 | 83 | 84 | 85 | 86
INCOME STATEMENT - P90
|  | Operating revenue - P90 | 0 | USD 000s | 386936.9063 | 0 | 0 | 0 | 0 | 119761.3299 | 40774.4459 | 8723.8526 | 4446.8739 | 4344.5384 | 4227.3195 | 4168.1094 | 4062.0896 | 3999.4699 | 4232.3556 | 4174.2918 | 4135.7661 | 4075.8976 | 4036.814 | 3975.0806 | 4040.3982 | 3979.2391 | 3973.4941 | 3911.2262 | 3847.6843 | 3782.9004 | 3749.5076 | 4331.4148 | 4382.5604 | 4324.1142 | 4219.211 | 4157.5028 | 4139.7679 | 4076.7913 | 4806.5048 | 4760.0286 | 3944.8488 | 3878.4641 | 3851.1127 | 3783.1066 | 3749.0817 | 3679.2517 | 3638.8894 | 3567.0376 | 3528.0298 | 3454.1357 | 3416.7131 | 3340.7614 | 3360.3982 | 3283.6958 | 3175.9038 | 3095.3962 | 3041.0084 | 2957.8739 | 2897.6928 | 2811.7267 | 2809.0332 | 2721.5337 | 2627.064 | 2535.8035 | 2571.9532 | 2479.9481 | 2421.2126 | 2326.18 | 2264.7929 | 2166.5927 | 2102.4199 | 2000.9054 | 1968.9516 | 1864.8067 | 7.8769e-11 | 8.0646e-11 | 8.2567e-11 | 8.4533e-11 | 8.6547e-11 | 8.8608e-11 | 9.0719e-11 | 9.288e-11 | 9.5092e-11 | 9.7357e-11 | 9.9676e-11 | 1.0205e-10 | 1.0448e-10 | 1.0697e-10 | 1.0952e-10 | 1.1213e-10 | 1.148e-10 | 1.1753e-10
|  | Construction costs under IFRIC 12 | 0 | USD 000s | -159043.4534 | 0 | 0 | 0 | 0 | -117413.0686 | -37178.2227 | -4331.9206 | -82.65 | -37.5915 | 0 | 0 | 0 | 0 | 0 | 0 | 0 | 0 | 0 | 0 | 0 | 0 | 0 | 0 | 0 | 0 | 0 | 0 | 0 | 0 | 0 | 0 | 0 | 0 | 0 | 0 | 0 | 0 | 0 | 0 | 0 | 0 | 0 | 0 | 0 | 0 | 0 | 0 | 0 | 0 | 0 | 0 | 0 | 0 | 0 | 0 | 0 | 0 | 0 | 0 | 0 | 0 | 0 | 0 | 0 | 0 | 0 | 0 | 0 | 0 | 0 | 0 | 0 | 0 | 0 | 0 | 0 | 0 | 0 | 0 | 0 | 0 | 0 | 0 | 0 | 0 | 0 | 0
|  | Lifecycle costs under IFRIC 12 | 0 | USD 000s | 0 | 0 | 0 | 0 | 0 | 0 | 0 | 0 | 0 | 0 | 0 | 0 | 0 | 0 | 0 | 0 | 0 | 0 | 0 | 0 | 0 | 0 | 0 | 0 | 0 | 0 | 0 | 0 | 0 | 0 | 0 | 0 | 0 | 0 | 0 | 0 | 0 | 0 | 0 | 0 | 0 | 0 | 0 | 0 | 0 | 0 | 0 | 0 | 0 | 0 | 0 | 0 | 0 | 0 | 0 | 0 | 0 | 0 | 0 | 0 | 0 | 0 | 0 | 0 | 0 | 0 | 0 | 0 | 0 | 0 | 0 | 0 | 0 | 0 | 0 | 0 | 0 | 0 | 0 | 0 | 0 | 0 | 0 | 0 | 0 | 0 | 0 | 0
|  | Early contract period cash outflow - funded under IFRIC - P90 | 0 | USD 000s | 0 | 0 | 0 | 0 | 0 | 0 | 0 | 0 | 0 | 0 | 0 | 0 | 0 | 0 | 0 | 0 | 0 | 0 | 0 | 0 | 0 | 0 | 0 | 0 | 0 | 0 | 0 | 0 | 0 | 0 | 0 | 0 | 0 | 0 | 0 | 0 | 0 | 0 | 0 | 0 | 0 | 0 | 0 | 0 | 0 | 0 | 0 | 0 | 0 | 0 | 0 | 0 | 0 | 0 | 0 | 0 | 0 | 0 | 0 | 0 | 0 | 0 | 0 | 0 | 0 | 0 | 0 | 0 | 0 | 0 | 0 | 0 | 0 | 0 | 0 | 0 | 0 | 0 | 0 | 0 | 0 | 0 | 0 | 0 | 0 | 0 | 0 | 0
|  | Operating costs accrued | 0 | USD 000s | -76841.7102 | 0 | 0 | 0 | 0 | 0 | 0 | -452.025 | -452.025 | -452.025 | -422.1286 | -419.0007 | -362.5757 | -359.6305 | -624.9096 | -622.1194 | -628.3504 | -625.7087 | -633.3222 | -630.8228 | -738.424 | -736.0608 | -776.544 | -774.3111 | -761.7448 | -759.6368 | -777.9469 | -1384.9273 | -1470.0431 | -1461.2617 | -1399.7078 | -1391.1816 | -1414.8911 | -1406.6126 | -2133.6433 | -2125.6054 | -1386.4348 | -1378.6304 | -1398.602 | -1391.0244 | -1406.5405 | -1399.183 | -1410.7474 | -1403.6037 | -1418.6229 | -1411.6867 | -1430.391 | -1423.6564 | -1498.143 | -1491.604 | -1447.3824 | -1441.0334 | -1450.8312 | -1444.6667 | -1451.7611 | -1445.7757 | -1509.7769 | -1503.9654 | -1483.4665 | -1477.8238 | -1583.7835 | -1578.3048 | -1596.077 | -1590.7574 | -1609.1362 | -1603.9712 | -1622.961 | -1617.9461 | -1670.5513 | -1665.6821 | 0 | 0 | 0 | 0 | 0 | 0 | 0 | 0 | 0 | 0 | 0 | 0 | 0 | 0 | 0 | 0 | 0 | 0
|  | EBITDA - P90 |  | USD 000s | 151051.7426 |  | 0 | 0 | 0 | 2348.2614 | 3596.2232 | 3939.907 | 3912.1989 | 3854.9219 | 3805.1909 | 3749.1087 | 3699.5139 | 3639.8394 | 3607.446 | 3552.1723 | 3507.4157 | 3450.1889 | 3403.4917 | 3344.2577 | 3301.9742 | 3243.1783 | 3196.9501 | 3136.9151 | 3085.9395 | 3023.2635 | 2971.5608 | 2946.4874 | 2912.5173 | 2862.8524 | 2819.5032 | 2766.3212 | 2724.8768 | 2670.1786 | 2672.8614 | 2634.4232 | 2558.4139 | 2499.8337 | 2452.5107 | 2392.0822 | 2342.5412 | 2280.0687 | 2228.142 | 2163.434 | 2109.407 | 2042.449 | 1986.322 | 1917.105 | 1862.2552 | 1792.0918 | 1728.5213 | 1654.3627 | 1590.1772 | 1513.2072 | 1445.9317 | 1365.951 | 1299.2563 | 1217.5683 | 1143.5975 | 1057.9797 | 988.1696 | 901.6433 | 825.1356 | 735.4226 | 655.6567 | 562.6215 | 479.4589 | 382.9594 | 298.4003 | 199.1246 | 7.8769e-11 | 8.0646e-11 | 8.2567e-11 | 8.4533e-11 | 8.6547e-11 | 8.8608e-11 | 9.0719e-11 | 9.288e-11 | 9.5092e-11 | 9.7357e-11 | 9.9676e-11 | 1.0205e-10 | 1.0448e-10 | 1.0697e-10 | 1.0952e-10 | 1.1213e-10 | 1.148e-10 | 1.1753e-10
|  | Non current assets depreciation | 0 | USD 000s | 0 | 0 | 0 | 0 | 0 | 0 | 0 | 0 | 0 | 0 | 0 | 0 | 0 | 0 | 0 | 0 | 0 | 0 | 0 | 0 | 0 | 0 | 0 | 0 | 0 | 0 | 0 | 0 | 0 | 0 | 0 | 0 | 0 | 0 | 0 | 0 | 0 | 0 | 0 | 0 | 0 | 0 | 0 | 0 | 0 | 0 | 0 | 0 | 0 | 0 | 0 | 0 | 0 | 0 | 0 | 0 | 0 | 0 | 0 | 0 | 0 | 0 | 0 | 0 | 0 | 0 | 0 | 0 | 0 | 0 | 0 | 0 | 0 | 0 | 0 | 0 | 0 | 0 | 0 | 0 | 0 | 0 | 0 | 0 | 0 | 0 | 0 | 0
|  | Capitalised finance costs amortisation | 0 | USD 000s | 0 | 0 | 0 | 0 | 0 | 0 | 0 | 0 | 0 | 0 | 0 | 0 | 0 | 0 | 0 | 0 | 0 | 0 | 0 | 0 | 0 | 0 | 0 | 0 | 0 | 0 | 0 | 0 | 0 | 0 | 0 | 0 | 0 | 0 | 0 | 0 | 0 | 0 | 0 | 0 | 0 | 0 | 0 | 0 | 0 | 0 | 0 | 0 | 0 | 0 | 0 | 0 | 0 | 0 | 0 | 0 | 0 | 0 | 0 | 0 | 0 | 0 | 0 | 0 | 0 | 0 | 0 | 0 | 0 | 0 | 0 | 0 | 0 | 0 | 0 | 0 | 0 | 0 | 0 | 0 | 0 | 0 | 0 | 0 | 0 | 0 | 0 | 0
|  | EBIT - P90 |  | USD 000s | 151051.7426 |  | 0 | 0 | 0 | 2348.2614 | 3596.2232 | 3939.907 | 3912.1989 | 3854.9219 | 3805.1909 | 3749.1087 | 3699.5139 | 3639.8394 | 3607.446 | 3552.1723 | 3507.4157 | 3450.1889 | 3403.4917 | 3344.2577 | 3301.9742 | 3243.1783 | 3196.9501 | 3136.9151 | 3085.9395 | 3023.2635 | 2971.5608 | 2946.4874 | 2912.5173 | 2862.8524 | 2819.5032 | 2766.3212 | 2724.8768 | 2670.1786 | 2672.8614 | 2634.4232 | 2558.4139 | 2499.8337 | 2452.5107 | 2392.0822 | 2342.5412 | 2280.0687 | 2228.142 | 2163.434 | 2109.407 | 2042.449 | 1986.322 | 1917.105 | 1862.2552 | 1792.0918 | 1728.5213 | 1654.3627 | 1590.1772 | 1513.2072 | 1445.9317 | 1365.951 | 1299.2563 | 1217.5683 | 1143.5975 | 1057.9797 | 988.1696 | 901.6433 | 825.1356 | 735.4226 | 655.6567 | 562.6215 | 479.4589 | 382.9594 | 298.4003 | 199.1246 | 7.8769e-11 | 8.0646e-11 | 8.2567e-11 | 8.4533e-11 | 8.6547e-11 | 8.8608e-11 | 9.0719e-11 | 9.288e-11 | 9.5092e-11 | 9.7357e-11 | 9.9676e-11 | 1.0205e-10 | 1.0448e-10 | 1.0697e-10 | 1.0952e-10 | 1.1213e-10 | 1.148e-10 | 1.1753e-10
|  | Effective interest on ADB Loan | 0 | USD 000s | -21990.1495 | 0 | 0 | 0 | 0 | 0 | -362.8813 | -709.8021 | -771.3992 | -796.9368 | -900.3053 | -904.9207 | -890.1037 | -872.2106 | -855.8734 | -838.9976 | -823.7621 | -802.4548 | -782.7931 | -760.2977 | -739.3699 | -716.332 | -694.9911 | -668.4023 | -643.402 | -615.0965 | -588.2153 | -558.1939 | -535.2538 | -509.8351 | -486.0551 | -458.6424 | -432.5452 | -403.406 | -375.6495 | -350.3067 | -327.5273 | -299.1312 | -275.6696 | -249.5893 | -224.5659 | -196.8258 | -170.0475 | -140.4791 | -111.8131 | -80.3099 | -49.639 | -16.1166 | -1.0843e-12 | -1.1238e-12 | -1.1648e-12 | -1.2073e-12 | -1.2513e-12 | -1.297e-12 | -1.3443e-12 | -1.3933e-12 | -1.4441e-12 | -1.4968e-12 | -1.5514e-12 | -1.608e-12 | -1.6666e-12 | -1.7274e-12 | -1.7904e-12 | -1.8557e-12 | -1.9234e-12 | -1.9935e-12 | -2.0662e-12 | -2.1416e-12 | -2.2197e-12 | -2.3006e-12 | -2.3846e-12 | -2.4715e-12 | -2.5617e-12 | -2.6551e-12 | -2.7519e-12 | -2.8523e-12 | -2.9563e-12 | -3.0642e-12 | -3.1759e-12 | -3.2917e-12 | -3.4118e-12 | -3.5362e-12 | -3.6652e-12 | -3.7989e-12 | -3.9374e-12 | -4.081e-12 | -4.2299e-12 | -4.3842e-12
|  | Effective interest on EBRD | 0 | USD 000s | -27339.2614 | 0 | 0 | 0 | 0 | 0 | -453.7512 | -892.9047 | -972.1565 | -1005.5836 | -1131.3998 | -1135.2677 | -1115.6452 | -1092.31 | -1070.855 | -1048.7507 | -1028.6249 | -1001.178 | -975.7318 | -946.8832 | -919.9465 | -890.4851 | -863.0949 | -829.4018 | -797.6635 | -761.9785 | -728.0595 | -690.4022 | -661.3371 | -629.3204 | -599.3239 | -564.9906 | -532.2981 | -495.9923 | -461.4181 | -429.8149 | -401.3569 | -366.1787 | -337.0174 | -304.7552 | -273.8331 | -239.7015 | -206.8059 | -170.6235 | -135.6169 | -97.2793 | -60.0459 | -19.4778 | 3.4251e-09 | 3.5397e-09 | 3.6582e-09 | 3.7807e-09 | 3.9073e-09 | 4.0381e-09 | 4.1732e-09 | 4.3129e-09 | 4.4573e-09 | 4.6065e-09 | 4.7608e-09 | 4.9201e-09 | 5.0848e-09 | 5.2551e-09 | 5.431e-09 | 5.6128e-09 | 5.8007e-09 | 5.9949e-09 | 6.1956e-09 | 6.403e-09 | 6.6173e-09 | 6.8388e-09 | 7.0678e-09 | 7.3044e-09 | 7.5489e-09 | 7.8016e-09 | 8.0628e-09 | 8.3327e-09 | 8.6117e-09 | 8.9e-09 | 9.1979e-09 | 9.5058e-09 | 9.824e-09 | 1.0153e-08 | 1.0493e-08 | 1.0844e-08 | 1.1207e-08 | 1.1582e-08 | 1.197e-08 | 1.2371e-08
|  | Effective interest on AIIB | 0 | USD 000s | -16051.6733 | 0 | 0 | 0 | 0 | 0 | -266.4105 | -524.2502 | -570.7813 | -590.4073 | -664.2776 | -666.5486 | -655.0276 | -641.3269 | -628.73 | -615.7519 | -603.9355 | -587.8206 | -572.8804 | -555.9426 | -540.1273 | -522.8296 | -506.748 | -486.9658 | -468.3314 | -447.3797 | -427.4648 | -405.3552 | -388.2902 | -369.4922 | -351.8804 | -331.7224 | -312.5276 | -291.2115 | -270.9119 | -252.3568 | -235.6483 | -214.9941 | -197.8727 | -178.9306 | -160.7753 | -140.7357 | -121.4217 | -100.178 | -79.6246 | -57.1155 | -35.2547 | -11.436 | 2.0094e-09 | 2.0767e-09 | 2.1462e-09 | 2.2181e-09 | 2.2923e-09 | 2.3691e-09 | 2.4484e-09 | 2.5304e-09 | 2.6151e-09 | 2.7026e-09 | 2.7931e-09 | 2.8866e-09 | 2.9832e-09 | 3.0831e-09 | 3.1863e-09 | 3.293e-09 | 3.4032e-09 | 3.5171e-09 | 3.6349e-09 | 3.7565e-09 | 3.8823e-09 | 4.0123e-09 | 4.1466e-09 | 4.2854e-09 | 4.4289e-09 | 4.5771e-09 | 4.7304e-09 | 4.8887e-09 | 5.0524e-09 | 5.2215e-09 | 5.3963e-09 | 5.577e-09 | 5.7636e-09 | 5.9566e-09 | 6.156e-09 | 6.3621e-09 | 6.5751e-09 | 6.7952e-09 | 7.0227e-09 | 7.2578e-09
|  | Effective interest on EIB | 0 | USD 000s | -14895.5044 | 0 | 0 | 0 | 0 | 0 | -247.8847 | -488.1658 | -531.511 | -549.8093 | -618.5541 | -619.0797 | -608.4681 | -596.0323 | -584.3107 | -572.3224 | -561.238 | -546.3242 | -532.2463 | -516.5088 | -501.6635 | -485.5922 | -470.4622 | -452.1032 | -434.6123 | -415.1447 | -396.4753 | -375.9832 | -359.9449 | -342.5328 | -325.975 | -307.2602 | -289.2978 | -269.5479 | -250.5385 | -233.2988 | -217.5883 | -198.454 | -182.4391 | -164.9199 | -148.0184 | -129.5269 | -111.5979 | -92.0683 | -73.0175 | -52.3827 | -32.2054 | -10.3979 | 3.1135e-10 | 3.2105e-10 | 3.3105e-10 | 3.4136e-10 | 3.5199e-10 | 3.6295e-10 | 3.7426e-10 | 3.8592e-10 | 3.9793e-10 | 4.1033e-10 | 4.2311e-10 | 4.3629e-10 | 4.4987e-10 | 4.6388e-10 | 4.7833e-10 | 4.9323e-10 | 5.0859e-10 | 5.2443e-10 | 5.4076e-10 | 5.5761e-10 | 5.7497e-10 | 5.9288e-10 | 6.1135e-10 | 6.3039e-10 | 6.5002e-10 | 6.7026e-10 | 6.9114e-10 | 7.1266e-10 | 7.3486e-10 | 7.5775e-10 | 7.8135e-10 | 8.0568e-10 | 8.3077e-10 | 8.5665e-10 | 8.8333e-10 | 9.1084e-10 | 9.3921e-10 | 9.6846e-10 | 9.9862e-10 | 1.0297e-09
|  | GB Refi facility upfront fee paid | 0 | USD 000s | 0 | 0 | 0 | 0 | 0 | 0 | 0 | 0 | 0 | 0 | 0 | 0 | 0 | 0 | 0 | 0 | 0 | 0 | 0 | 0 | 0 | 0 | 0 | 0 | 0 | 0 | 0 | 0 | 0 | 0 | 0 | 0 | 0 | 0 | 0 | 0 | 0 | 0 | 0 | 0 | 0 | 0 | 0 | 0 | 0 | 0 | 0 | 0 | 0 | 0 | 0 | 0 | 0 | 0 | 0 | 0 | 0 | 0 | 0 | 0 | 0 | 0 | 0 | 0 | 0 | 0 | 0 | 0 | 0 | 0 | 0 | 0 | 0 | 0 | 0 | 0 | 0 | 0 | 0 | 0 | 0 | 0 | 0 | 0 | 0 | 0 | 0 | 0
|  | GB Refi debt interest | 0 | USD 000s | 0 | 0 | 0 | 0 | 0 | 0 | 0 | 0 | 0 | 0 | 0 | 0 | 0 | 0 | 0 | 0 | 0 | 0 | 0 | 0 | 0 | 0 | 0 | 0 | 0 | 0 | 0 | 0 | 0 | 0 | 0 | 0 | 0 | 0 | 0 | 0 | 0 | 0 | 0 | 0 | 0 | 0 | 0 | 0 | 0 | 0 | 0 | 0 | 0 | 0 | 0 | 0 | 0 | 0 | 0 | 0 | 0 | 0 | 0 | 0 | 0 | 0 | 0 | 0 | 0 | 0 | 0 | 0 | 0 | 0 | 0 | 0 | 0 | 0 | 0 | 0 | 0 | 0 | 0 | 0 | 0 | 0 | 0 | 0 | 0 | 0 | 0 | 0
|  | Effective interest on EBL incl. rolled-up | 0 | USD 000s | 0 | 0 | 0 | 0 | 0 | 0 | 0 | 0 | 0 | 0 | 0 | 0 | 0 | 0 | 0 | 0 | 0 | 0 | 0 | 0 | 0 | 0 | 0 | 0 | 0 | 0 | 0 | 0 | 0 | 0 | 0 | 0 | 0 | 0 | 0 | 0 | 0 | 0 | 0 | 0 | 0 | 0 | 0 | 0 | 0 | 0 | 0 | 0 | 0 | 0 | 0 | 0 | 0 | 0 | 0 | 0 | 0 | 0 | 0 | 0 | 0 | 0 | 0 | 0 | 0 | 0 | 0 | 0 | 0 | 0 | 0 | 0 | 0 | 0 | 0 | 0 | 0 | 0 | 0 | 0 | 0 | 0 | 0 | 0 | 0 | 0 | 0 | 0
|  | Withholding tax on equity bridge | 0 | USD 000s | 0 | 0 | 0 | 0 | 0 | 0 | 0 | 0 | 0 | 0 | 0 | 0 | 0 | 0 | 0 | 0 | 0 | 0 | 0 | 0 | 0 | 0 | 0 | 0 | 0 | 0 | 0 | 0 | 0 | 0 | 0 | 0 | 0 | 0 | 0 | 0 | 0 | 0 | 0 | 0 | 0 | 0 | 0 | 0 | 0 | 0 | 0 | 0 | 0 | 0 | 0 | 0 | 0 | 0 | 0 | 0 | 0 | 0 | 0 | 0 | 0 | 0 | 0 | 0 | 0 | 0 | 0 | 0 | 0 | 0 | 0 | 0 | 0 | 0 | 0 | 0 | 0 | 0 | 0 | 0 | 0 | 0 | 0 | 0 | 0 | 0 | 0 | 0
|  | Shareholder loan interest and fee for pl - P90 | 0 | USD 000s | -94510.7242 | 0 | 0 | 0 | 0 | -576.6499 | -1483.1457 | -1520.6127 | -1559.0263 | -1598.4102 | -1621.8011 | -1662.3461 | -1703.9048 | -1746.5024 | -1790.1649 | -1834.9191 | -1880.792 | -1927.8118 | -1184.8693 | -1204.9303 | -1225.8742 | -1246.8396 | -1268.7346 | -1297.4883 | -1327.0434 | -1357.0995 | -1387.9815 | -1419.4001 | -1451.9801 | -1485.1707 | -1519.2793 | -1553.9683 | -1589.5907 | -1625.8632 | -1663.1208 | -1701.3586 | -1740.7049 | -1771.9149 | -1791.5839 | -1810.6482 | -1831.3153 | -1851.4634 | -1873.3003 | -1894.5922 | -1917.5967 | -1940.0925 | -1964.2513 | -1987.7699 | -1968.9725 | -1899.7782 | -1836.941 | -1764.1904 | -1697.0806 | -1621.1088 | -1550.897 | -1471.7116 | -1398.1783 | -1316.8066 | -1241.2431 | -1156.0377 | -1076.1893 | -989.6315 | -908.5228 | -818.4878 | -733.7997 | -640.1304 | -551.7016 | -454.2325 | -361.8936 | -261.2762 | 0 | 0 | 0 | 0 | 0 | 0 | 0 | 0 | 0 | 0 | 0 | 0 | 0 | 0 | 0 | 0 | 0 | 0
|  | Total agent bank fee - operations | 0 | USD 000s | -1140 | 0 | 0 | 0 | 0 | 0 | 0 | 0 | 0 | 0 | -60 | 0 | -60 | 0 | -60 | 0 | -60 | 0 | -60 | 0 | -60 | 0 | -60 | 0 | -60 | 0 | -60 | 0 | -60 | 0 | -60 | 0 | -60 | 0 | -60 | 0 | -60 | 0 | -60 | 0 | -60 | 0 | -60 | 0 | -60 | 0 | -60 | 0 | 0 | 0 | 0 | 0 | 0 | 0 | 0 | 0 | 0 | 0 | 0 | 0 | 0 | 0 | 0 | 0 | 0 | 0 | 0 | 0 | 0 | 0 | 0 | 0 | 0 | 0 | 0 | 0 | 0 | 0 | 0 | 0 | 0 | 0 | 0 | 0 | 0 | 0 | 0 | 0
|  | DSRA LC fee | 0 | USD 000s | -461.3039 | 0 | 0 | 0 | 0 | 0 | 0 | 0 | 0 | 0 | -15.8371 | -15.6396 | -15.546 | -14.931 | -15.1383 | -14.935 | -15.0406 | -14.738 | -14.8094 | -14.3774 | -14.4944 | -14.14 | -14.2986 | -14.0802 | -14.1325 | -12.9963 | -12.2168 | -11.8349 | -12.005 | -11.811 | -11.9118 | -11.6748 | -10.903 | -9.6979 | -10.4531 | -11.1837 | -11.4677 | -11.2418 | -11.3968 | -11.2475 | -11.3456 | -11.1371 | -11.2925 | -11.0789 | -11.2254 | -8.3508 | -2.6935 | 0 | 0 | 0 | 0 | 0 | 0 | 0 | 0 | 0 | 0 | 0 | 0 | 0 | 0 | 0 | 0 | 0 | 0 | 0 | 0 | 0 | 0 | 0 | 0 | 0 | 0 | 0 | 0 | 0 | 0 | 0 | 0 | 0 | 0 | 0 | 0 | 0 | 0 | 0 | 0 | 0
|  | Profit before tax - P90 |  | USD 000s | -25336.8741 |  | 0 | 0 | 0 | 1771.6114 | 782.1497 | -195.8287 | -492.6753 | -686.2253 | -1206.9841 | -1254.6938 | -1349.1816 | -1323.4737 | -1397.6265 | -1373.5044 | -1465.9775 | -1430.1385 | -719.8385 | -654.6822 | -699.5015 | -633.0402 | -681.3793 | -611.5267 | -659.2454 | -586.4317 | -628.8525 | -514.6821 | -556.2938 | -485.3098 | -534.9223 | -461.9373 | -502.2856 | -425.5402 | -419.2305 | -343.8963 | -435.8794 | -362.081 | -403.4688 | -328.0085 | -367.3124 | -289.3218 | -326.3238 | -245.586 | -279.4872 | -193.0816 | -217.7677 | -128.0933 | -106.7173 | -107.6864 | -108.4197 | -109.8276 | -106.9034 | -107.9016 | -104.9652 | -105.7606 | -98.922 | -99.2383 | -97.6456 | -98.0581 | -88.0197 | -87.9882 | -83.3871 | -83.0652 | -78.143 | -77.5089 | -72.2426 | -71.2732 | -63.4933 | -62.1517 | 1.1902e-08 | 1.2298e-08 | 1.2708e-08 | 1.3131e-08 | 1.3568e-08 | 1.402e-08 | 1.4487e-08 | 1.4969e-08 | 1.5467e-08 | 1.5983e-08 | 1.6515e-08 | 1.7065e-08 | 1.7633e-08 | 1.822e-08 | 1.8827e-08 | 1.9454e-08 | 2.0102e-08 | 2.0771e-08
|  | Corporate tax expense - P90 | 0 | USD 000s | 0 | 0 | 0 | 0 | 0 | 0 | 0 | 0 | 0 | 0 | 0 | 0 | 0 | 0 | 0 | 0 | 0 | 0 | 0 | 0 | 0 | 0 | 0 | 0 | 0 | 0 | 0 | 0 | 0 | 0 | 0 | 0 | 0 | 0 | 0 | 0 | 0 | 0 | 0 | 0 | 0 | 0 | 0 | 0 | 0 | 0 | 0 | 0 | 0 | 0 | 0 | 0 | 0 | 0 | 0 | 0 | 0 | 0 | 0 | 0 | 0 | 0 | 0 | 0 | 0 | 0 | 0 | 0 | 0 | 0 | 0 | 0 | 0 | 0 | 0 | 0 | 0 | 0 | 0 | 0 | 0 | 0 | 0 | 0 | 0 | 0 | 0 | 0
|  | Profit after tax - P90 |  | USD 000s | -25336.8741 |  | 0 | 0 | 0 | 1771.6114 | 782.1497 | -195.8287 | -492.6753 | -686.2253 | -1206.9841 | -1254.6938 | -1349.1816 | -1323.4737 | -1397.6265 | -1373.5044 | -1465.9775 | -1430.1385 | -719.8385 | -654.6822 | -699.5015 | -633.0402 | -681.3793 | -611.5267 | -659.2454 | -586.4317 | -628.8525 | -514.6821 | -556.2938 | -485.3098 | -534.9223 | -461.9373 | -502.2856 | -425.5402 | -419.2305 | -343.8963 | -435.8794 | -362.081 | -403.4688 | -328.0085 | -367.3124 | -289.3218 | -326.3238 | -245.586 | -279.4872 | -193.0816 | -217.7677 | -128.0933 | -106.7173 | -107.6864 | -108.4197 | -109.8276 | -106.9034 | -107.9016 | -104.9652 | -105.7606 | -98.922 | -99.2383 | -97.6456 | -98.0581 | -88.0197 | -87.9882 | -83.3871 | -83.0652 | -78.143 | -77.5089 | -72.2426 | -71.2732 | -63.4933 | -62.1517 | 1.1902e-08 | 1.2298e-08 | 1.2708e-08 | 1.3131e-08 | 1.3568e-08 | 1.402e-08 | 1.4487e-08 | 1.4969e-08 | 1.5467e-08 | 1.5983e-08 | 1.6515e-08 | 1.7065e-08 | 1.7633e-08 | 1.822e-08 | 1.8827e-08 | 1.9454e-08 | 2.0102e-08 | 2.0771e-08
CASHFLOW WATERFALL - P90
|  | EBITDA - P90- adj | 0 | USD 000s | 310095.1961 | 0 | 0 | 0 | 0 | 0 | 0 | 5867.1893 | 6361.6415 | 5867.1893 | 6151.1181 | 5677.2405 | 6196.7513 | 5723.7011 | 5920.3486 | 5448.1643 | 5902.7243 | 5431.4208 | 5883.4543 | 5413.0461 | 5763.9168 | 5294.42 | 5711.2694 | 5242.6964 | 5711.4723 | 5243.8337 | 5680.5593 | 4604.8998 | 4973.6031 | 4514.7838 | 5028.9409 | 4570.9547 | 4998.6453 | 4541.5081 | 4264.6547 | 3808.3828 | 4996.4529 | 4541.0657 | 4968.7607 | 4514.2733 | 4945.2054 | 4491.6312 | 4925.2442 | 4472.5995 | 4901.5342 | 4449.831 | 4873.8397 | 4423.0907 | 4790.0353 | 4340.2555 | 4824.5485 | 4375.7578 | 4804.7377 | 4356.9498 | 4787.377 | 4340.6024 | 4712.85 | 4267.0997 | 4722.6379 | 4277.9177 | 4605.7983 | 4162.1133 | 4576.9824 | 4134.3371 | 4547.4005 | 4105.7997 | 4517.0532 | 4076.5013 | 4452.9403 | 4013.4418 | 0 | 0 | 0 | 0 | 0 | 0 | 0 | 0 | 0 | 0 | 0 | 0 | 0 | 0 | 0 | 0 | 0 | 0
|  | Decrease / (increase) in working capital - P90 | 0 | USD 000s | 0 | 0 | 0 | 0 | 0 | 0 | 0 | 0 | 0 | 0 | -1600.7961 | 119.2514 | -113.2405 | 118.9988 | -94.8086 | 118.7436 | -114.2589 | 118.4863 | -113.6871 | 118.2269 | -88.4551 | 117.965 | -105.0074 | 117.7015 | -118.0457 | 117.4366 | -110.0889 | 117.1698 | -91.393 | 116.9002 | -127.8473 | 116.6281 | -106.3202 | 116.3539 | 69.7276 | 116.0775 | -296.5902 | 115.7979 | -106.5822 | 115.5162 | -107.476 | 115.2329 | -108.2298 | 114.9471 | -107.1426 | 114.6598 | -105.9926 | 114.3709 | -83.2667 | 114.0797 | -121.224 | 113.7849 | -107.4746 | 113.4881 | -107.9145 | 113.19 | -93.4471 | 112.8905 | -114.3465 | 112.5907 | -105.1498 | 112.291 | -104.7838 | 111.9912 | -104.4165 | 111.6915 | -104.0479 | 111.3917 | -103.6779 | 1348.1301 | 0 | 0 | 0 | 0 | 0 | 0 | 0 | 0 | 0 | 0 | 0 | 0 | 0 | 0 | 0 | 0 | 0 | 0
|  | Working capital reserve releases - P90 | 0 | USD 000s | 0 | 0 | 0 | 0 | 0 | 0 | 0 | 0 | 0 | 0 | 0 | 0 | 0 | 0 | 0 | 0 | 0 | 0 | 0 | 0 | 0 | 0 | 0 | 0 | 0 | 0 | 0 | 0 | 0 | 0 | 0 | 0 | 0 | 0 | 0 | 0 | 0 | 0 | 0 | 0 | 0 | 0 | 0 | 0 | 0 | 0 | 0 | 0 | 0 | 0 | 0 | 0 | 0 | 0 | 0 | 0 | 0 | 0 | 0 | 0 | 0 | 0 | 0 | 0 | 0 | 0 | 0 | 0 | 0 | 0 | 0 | 0 | 0 | 0 | 0 | 0 | 0 | 0 | 0 | 0 | 0 | 0 | 0 | 0 | 0 | 0 | 0 | 0
|  | Net movement in working capital during construction | 0 | USD 000s | -3064.1839 | 0 | 0 | 0 | 0 | 0 | 0 | -3064.1839 | 2193.5037 | -2193.5037 | 0 | 0 | 0 | 0 | 0 | 0 | 0 | 0 | 0 | 0 | 0 | 0 | 0 | 0 | 0 | 0 | 0 | 0 | 0 | 0 | 0 | 0 | 0 | 0 | 0 | 0 | 0 | 0 | 0 | 0 | 0 | 0 | 0 | 0 | 0 | 0 | 0 | 0 | 0 | 0 | 0 | 0 | 0 | 0 | 0 | 0 | 0 | 0 | 0 | 0 | 0 | 0 | 0 | 0 | 0 | 0 | 0 | 0 | 0 | 0 | 0 | 0 | 0 | 0 | 0 | 0 | 0 | 0 | 0 | 0 | 0 | 0 | 0 | 0 | 0 | 0 | 0 | 0
|  | EGR cash received during operations | 0 | USD 000s | 3214.8589 | 0 | 0 | 0 | 0 | 0 | 0 | 0 | 0 | 0 | 3214.8589 | 0 | 0 | 0 | 0 | 0 | 0 | 0 | 0 | 0 | 0 | 0 | 0 | 0 | 0 | 0 | 0 | 0 | 0 | 0 | 0 | 0 | 0 | 0 | 0 | 0 | 0 | 0 | 0 | 0 | 0 | 0 | 0 | 0 | 0 | 0 | 0 | 0 | 0 | 0 | 0 | 0 | 0 | 0 | 0 | 0 | 0 | 0 | 0 | 0 | 0 | 0 | 0 | 0 | 0 | 0 | 0 | 0 | 0 | 0 | 0 | 0 | 0 | 0 | 0 | 0 | 0 | 0 | 0 | 0 | 0 | 0 | 0 | 0 | 0 | 0 | 0 | 0
|  | Cash paid for early generation costs during operations | 0 | USD 000s | -150.675 | 0 | 0 | 0 | 0 | 0 | 0 | 0 | 0 | 0 | -150.675 | 0 | 0 | 0 | 0 | 0 | 0 | 0 | 0 | 0 | 0 | 0 | 0 | 0 | 0 | 0 | 0 | 0 | 0 | 0 | 0 | 0 | 0 | 0 | 0 | 0 | 0 | 0 | 0 | 0 | 0 | 0 | 0 | 0 | 0 | 0 | 0 | 0 | 0 | 0 | 0 | 0 | 0 | 0 | 0 | 0 | 0 | 0 | 0 | 0 | 0 | 0 | 0 | 0 | 0 | 0 | 0 | 0 | 0 | 0 | 0 | 0 | 0 | 0 | 0 | 0 | 0 | 0 | 0 | 0 | 0 | 0 | 0 | 0 | 0 | 0 | 0 | 0
|  | Net VAT (paid) / received excl. financing cost - P90 | 0 | USD 000s | 24098.6212 | 0 | 0 | 0 | 0 | -13542.047 | -4334.6829 | -176.2259 | 1020.2994 | 440.8423 | 943.9887 | 725.4516 | 751.908 | 722.6573 | 742.5085 | 711.1378 | 738.0218 | 709.0778 | 735.7868 | 706.8676 | 724.5242 | 692.6714 | 716.3182 | 686.5466 | 714.9189 | 686.8071 | 712.3467 | 683.3763 | 702.2174 | 671.1005 | 703.0975 | 676.4531 | 700.733 | 671.604 | 632.5396 | 582.3844 | 675.2276 | 669.1312 | 693.605 | 664.8091 | 689.6385 | 661.0518 | 686.1865 | 657.7931 | 682.5708 | 654.1504 | 678.5486 | 650.0942 | 666.3457 | 635.269 | 665.2201 | 638.8044 | 663.841 | 635.8823 | 661.1129 | 633.3143 | 653.3724 | 623.9455 | 651.5634 | 624.7523 | 649.0953 | 621.2886 | 645.5358 | 617.793 | 641.944 | 614.2651 | 638.3194 | 610.7041 | 634.6611 | 755.554 | 0 | 0 | 0 | 0 | 0 | 0 | 0 | 0 | 0 | 0 | 0 | 0 | 0 | 0 | 0 | 0 | 0 | 0
|  | VAT facility drawdown during construction s.a. | 0 | USD 000s | 18343.1427 | 0 | 0 | 0 | 0 | 17277.8014 | 638.3104 | 427.0309 | 0 | 0 | 0 | 0 | 0 | 0 | 0 | 0 | 0 | 0 | 0 | 0 | 0 | 0 | 0 | 0 | 0 | 0 | 0 | 0 | 0 | 0 | 0 | 0 | 0 | 0 | 0 | 0 | 0 | 0 | 0 | 0 | 0 | 0 | 0 | 0 | 0 | 0 | 0 | 0 | 0 | 0 | 0 | 0 | 0 | 0 | 0 | 0% | 0% | 0% | 0% | 0% | 0% | 0% | 0% | 0% | 0% | 0% | 0% | 0% | 0% | 0% | 0% | 0% | 0% | 0% | 0% | 0% | 0% | 0% | 0% | 0% | 0% | 0% | 0% | 0% | 0% | 0% | 0% | 0%
|  | VAT received / (paid to) government - P90 | 0 | USD 000s | -24098.6212 | 0 | 0 | 0 | 0 | 0 | 13542.047 | 4334.6829 | -191.4762 | -757.079 | -704.0627 | -768.3821 | -711.1415 | -765.4969 | -708.3774 | -753.8855 | -696.8886 | -751.7329 | -694.8595 | -749.4293 | -692.6804 | -735.1388 | -678.5156 | -728.9191 | -672.4224 | -729.0843 | -672.7147 | -725.5574 | -669.3159 | -713.1846 | -657.0725 | -718.4392 | -662.4577 | -713.4914 | -657.6415 | -624.1723 | -568.4551 | -710.8184 | -655.2355 | -706.3949 | -650.9471 | -702.5356 | -647.2238 | -699.1741 | -643.9995 | -695.4279 | -640.3912 | -691.2677 | -636.3696 | -676.3377 | -621.5794 | -679.7669 | -625.1502 | -676.738 | -622.2637 | -674.0627 | -619.7315 | -664.5861 | -610.3987 | -665.285 | -611.2414 | -661.7133 | -607.8137 | -658.1099 | -604.3541 | -654.474 | -600.8621 | -650.8051 | -597.3371 | -1240.8808 | 0 | 0 | 0 | 0 | 0 | 0 | 0 | 0 | 0 | 0 | 0 | 0 | 0 | 0 | 0 | 0 | 0 | 0
|  | VAT facility repayment | 0 | USD 000s | -18343.1427 | 0 | 0 | 0 | 0 | 0 | -13542.047 | -4334.6829 | -466.4128 | 0 | 0 | 0 | 0 | 0 | 0 | 0 | 0 | 0 | 0 | 0 | 0 | 0 | 0 | 0 | 0 | 0 | 0 | 0 | 0 | 0 | 0 | 0 | 0 | 0 | 0 | 0 | 0 | 0 | 0 | 0 | 0 | 0 | 0 | 0 | 0 | 0 | 0 | 0 | 0 | 0 | 0 | 0 | 0 | 0 | 0 | 0 | 0 | 0 | 0 | 0 | 0 | 0 | 0 | 0 | 0 | 0 | 0 | 0 | 0 | 0 | 0 | 0 | 0 | 0 | 0 | 0 | 0 | 0 | 0 | 0 | 0 | 0 | 0 | 0 | 0 | 0 | 0 | 0
|  | Corporate tax paid - P90 | 0 | USD 000s | 0 | 0 | 0 | 0 | 0 | 0 | 0 | 0 | 0 | 0 | 0 | 0 | 0 | 0 | 0 | 0 | 0 | 0 | 0 | 0 | 0 | 0 | 0 | 0 | 0 | 0 | 0 | 0 | 0 | 0 | 0 | 0 | 0 | 0 | 0 | 0 | 0 | 0 | 0 | 0 | 0 | 0 | 0 | 0 | 0 | 0 | 0 | 0 | 0 | 0 | 0 | 0 | 0 | 0 | 0 | 0 | 0 | 0 | 0 | 0 | 0 | 0 | 0 | 0 | 0 | 0 | 0 | 0 | 0 | 0 | 0 | 0 | 0 | 0 | 0 | 0 | 0 | 0 | 0 | 0 | 0 | 0 | 0 | 0 | 0 | 0 | 0 | 0
|  | Operating cash flow - P90 |  | USD 000s | 310095.1961 |  | 0 | 0 | 0 | 3735.7543 | -3696.3724 | 3053.8104 | 8917.5557 | 3357.4489 | 7854.4319 | 5753.5614 | 6124.2774 | 5799.8603 | 5859.6711 | 5524.1602 | 5829.5986 | 5507.252 | 5810.6946 | 5488.7113 | 5707.3056 | 5369.9176 | 5644.0647 | 5318.0253 | 5635.923 | 5318.9931 | 5610.1024 | 4679.8884 | 4915.1116 | 4589.5999 | 4947.1186 | 4645.5967 | 4930.6003 | 4615.9746 | 4309.2803 | 3882.6724 | 4806.6351 | 4615.1763 | 4900.5481 | 4588.2037 | 4876.4208 | 4565.3803 | 4855.9772 | 4546.1656 | 4832.9629 | 4523.2133 | 4806.0044 | 4496.2881 | 4736.7446 | 4413.2665 | 4746.9651 | 4448.5801 | 4735.9539 | 4429.5822 | 4718.3117 | 4413.044 | 4653.0439 | 4339.3496 | 4649.4561 | 4349.9758 | 4538.5025 | 4233.9795 | 4509.9207 | 4206.0115 | 4480.5739 | 4177.2822 | 4450.4626 | 4147.792 | 4386.5865 | 4876.2451 | 0 | 0 | 0 | 0 | 0 | 0 | 0 | 0 | 0 | 0 | 0 | 0 | 0 | 0 | 0 | 0 | 0 | 0
|  | Project costs excluding VAT s.a. | 0 | USD 000s | -159043.4534 | 0 | 0 | 0 | 0 | -117413.0686 | -37178.2227 | -4331.9206 | -82.65 | -37.5915 | 0 | 0 | 0 | 0 | 0 | 0 | 0 | 0 | 0 | 0 | 0 | 0 | 0 | 0 | 0 | 0 | 0 | 0 | 0 | 0 | 0 | 0 | 0 | 0 | 0 | 0 | 0 | 0 | 0 | 0 | 0 | 0 | 0 | 0 | 0 | 0 | 0 | 0 | 0 | 0 | 0 | 0 | 0 | 0 | 0 | 0% | 0% | 0% | 0% | 0% | 0% | 0% | 0% | 0% | 0% | 0% | 0% | 0% | 0% | 0% | 0% | 0% | 0% | 0% | 0% | 0% | 0% | 0% | 0% | 0% | 0% | 0% | 0% | 0% | 0% | 0% | 0% | 0%
|  | Financial expenses during construction s.a. | 0 | USD 000s | -12706.413 | 0 | 0 | 0 | 0 | -1385.5506 | -2624.1503 | -2802.2648 | -2937.2272 | -2957.2201 | 0 | 0 | 0 | 0 | 0 | 0 | 0 | 0 | 0 | 0 | 0 | 0 | 0 | 0 | 0 | 0 | 0 | 0 | 0 | 0 | 0 | 0 | 0 | 0 | 0 | 0 | 0 | 0 | 0 | 0 | 0 | 0 | 0 | 0 | 0 | 0 | 0 | 0 | 0 | 0 | 0 | 0 | 0 | 0 | 0 | 0% | 0% | 0% | 0% | 0% | 0% | 0% | 0% | 0% | 0% | 0% | 0% | 0% | 0% | 0% | 0% | 0% | 0% | 0% | 0% | 0% | 0% | 0% | 0% | 0% | 0% | 0% | 0% | 0% | 0% | 0% | 0% | 0%
|  | Lifecycle costs - total indexed | 0 | USD 000s | 0 | 0 | 0 | 0 | 0 | 0 | 0 | 0 | 0 | 0 | 0 | 0 | 0 | 0 | 0 | 0 | 0 | 0 | 0 | 0 | 0 | 0 | 0 | 0 | 0 | 0 | 0 | 0 | 0 | 0 | 0 | 0 | 0 | 0 | 0 | 0 | 0 | 0 | 0 | 0 | 0 | 0 | 0 | 0 | 0 | 0 | 0 | 0 | 0 | 0 | 0 | 0 | 0 | 0 | 0 | 0 | 0 | 0 | 0 | 0 | 0 | 0 | 0 | 0 | 0 | 0 | 0 | 0 | 0 | 0 | 0 | 0 | 0 | 0 | 0 | 0 | 0 | 0 | 0 | 0 | 0 | 0 | 0 | 0 | 0 | 0 | 0 | 0
|  | Non refundable VAT during construction s.a. | 0 | USD 000s | 0 | 0 | 0 | 0 | 0 | 0 | 0 | 0 | 0 | 0 | 0 | 0 | 0 | 0 | 0 | 0 | 0 | 0 | 0 | 0 | 0 | 0 | 0 | 0 | 0 | 0 | 0 | 0 | 0 | 0 | 0 | 0 | 0 | 0 | 0 | 0 | 0 | 0 | 0 | 0 | 0 | 0 | 0 | 0 | 0 | 0 | 0 | 0 | 0 | 0 | 0 | 0 | 0 | 0 | 0 | 0% | 0% | 0% | 0% | 0% | 0% | 0% | 0% | 0% | 0% | 0% | 0% | 0% | 0% | 0% | 0% | 0% | 0% | 0% | 0% | 0% | 0% | 0% | 0% | 0% | 0% | 0% | 0% | 0% | 0% | 0% | 0% | 0%
|  | MMRA pre-funding s.a. | 0 | USD 000s | 0 | 0 | 0 | 0 | 0 | 0 | 0 | 0 | 0 | 0 | 0 | 0 | 0 | 0 | 0 | 0 | 0 | 0 | 0 | 0 | 0 | 0 | 0 | 0 | 0 | 0 | 0 | 0 | 0 | 0 | 0 | 0 | 0 | 0 | 0 | 0 | 0 | 0 | 0 | 0 | 0 | 0 | 0 | 0 | 0 | 0 | 0 | 0 | 0 | 0 | 0 | 0 | 0 | 0 | 0 | 0% | 0% | 0% | 0% | 0% | 0% | 0% | 0% | 0% | 0% | 0% | 0% | 0% | 0% | 0% | 0% | 0% | 0% | 0% | 0% | 0% | 0% | 0% | 0% | 0% | 0% | 0% | 0% | 0% | 0% | 0% | 0% | 0%
|  | DSRA pre-funding s.a. | 0 | USD 000s | -8050.8315 | 0 | 0 | 0 | 0 | 0 | 0 | 0 | 0 | -8050.8315 | 0 | 0 | 0 | 0 | 0 | 0 | 0 | 0 | 0 | 0 | 0 | 0 | 0 | 0 | 0 | 0 | 0 | 0 | 0 | 0 | 0 | 0 | 0 | 0 | 0 | 0 | 0 | 0 | 0 | 0 | 0 | 0 | 0 | 0 | 0 | 0 | 0 | 0 | 0 | 0 | 0 | 0 | 0 | 0 | 0 | 0% | 0% | 0% | 0% | 0% | 0% | 0% | 0% | 0% | 0% | 0% | 0% | 0% | 0% | 0% | 0% | 0% | 0% | 0% | 0% | 0% | 0% | 0% | 0% | 0% | 0% | 0% | 0% | 0% | 0% | 0% | 0% | 0%
|  | Working capital pre-funding | 0 | USD 000s | 0 | 0 | 0 | 0 | 0 | 0 | 0 | 0 | 0 | 0 | 0 | 0 | 0 | 0 | 0 | 0 | 0 | 0 | 0 | 0 | 0 | 0 | 0 | 0 | 0 | 0 | 0 | 0 | 0 | 0 | 0 | 0 | 0 | 0 | 0 | 0 | 0 | 0 | 0 | 0 | 0 | 0 | 0 | 0 | 0 | 0 | 0 | 0 | 0 | 0 | 0 | 0 | 0 | 0 | 0 | 0 | 0 | 0 | 0 | 0 | 0 | 0 | 0 | 0 | 0 | 0 | 0 | 0 | 0 | 0 | 0 | 0 | 0 | 0 | 0 | 0 | 0 | 0 | 0 | 0 | 0 | 0 | 0 | 0 | 0 | 0 | 0 | 0
|  | Share capital drawdown s.a. | 0 | USD 000s | 19500.7935 | 0 | 0 | 0 | 0 | 19500.7935 | 0 | 0 | 0 | 0 | 0 | 0 | 0 | 0 | 0 | 0 | 0 | 0 | 0 | 0 | 0 | 0 | 0 | 0 | 0 | 0 | 0 | 0 | 0 | 0 | 0 | 0 | 0 | 0 | 0 | 0 | 0 | 0 | 0 | 0 | 0 | 0 | 0 | 0 | 0 | 0 | 0 | 0 | 0 | 0 | 0 | 0 | 0 | 0 | 0 | 0% | 0% | 0% | 0% | 0% | 0% | 0% | 0% | 0% | 0% | 0% | 0% | 0% | 0% | 0% | 0% | 0% | 0% | 0% | 0% | 0% | 0% | 0% | 0% | 0% | 0% | 0% | 0% | 0% | 0% | 0% | 0% | 0%
|  | Standby equity drawdown s.a. | 0 | USD 000s | 0 | 0 | 0 | 0 | 0 | 0 | 0 | 0 | 0 | 0 | 0 | 0 | 0 | 0 | 0 | 0 | 0 | 0 | 0 | 0 | 0 | 0 | 0 | 0 | 0 | 0 | 0 | 0 | 0 | 0 | 0 | 0 | 0 | 0 | 0 | 0 | 0 | 0 | 0 | 0 | 0 | 0 | 0 | 0 | 0 | 0 | 0 | 0 | 0 | 0 | 0 | 0 | 0 | 0 | 0 | 0% | 0% | 0% | 0% | 0% | 0% | 0% | 0% | 0% | 0% | 0% | 0% | 0% | 0% | 0% | 0% | 0% | 0% | 0% | 0% | 0% | 0% | 0% | 0% | 0% | 0% | 0% | 0% | 0% | 0% | 0% | 0% | 0%
|  | Equity bridge drawdown s.a. | 0 | USD 000s | 0 | 0 | 0 | 0 | 0 | 0 | 0 | 0 | 0 | 0 | 0 | 0 | 0 | 0 | 0 | 0 | 0 | 0 | 0 | 0 | 0 | 0 | 0 | 0 | 0 | 0 | 0 | 0 | 0 | 0 | 0 | 0 | 0 | 0 | 0 | 0 | 0 | 0 | 0 | 0 | 0 | 0 | 0 | 0 | 0 | 0 | 0 | 0 | 0 | 0 | 0 | 0 | 0 | 0 | 0 | 0% | 0% | 0% | 0% | 0% | 0% | 0% | 0% | 0% | 0% | 0% | 0% | 0% | 0% | 0% | 0% | 0% | 0% | 0% | 0% | 0% | 0% | 0% | 0% | 0% | 0% | 0% | 0% | 0% | 0% | 0% | 0% | 0%
|  | Equity bridge interest and fees paid | 0 | USD 000s | 0 | 0 | 0 | 0 | 0 | 0 | 0 | 0 | 0 | 0 | 0 | 0 | 0 | 0 | 0 | 0 | 0 | 0 | 0 | 0 | 0 | 0 | 0 | 0 | 0 | 0 | 0 | 0 | 0 | 0 | 0 | 0 | 0 | 0 | 0 | 0 | 0 | 0 | 0 | 0 | 0 | 0 | 0 | 0 | 0 | 0 | 0 | 0 | 0 | 0 | 0 | 0 | 0 | 0 | 0 | 0% | 0% | 0% | 0% | 0% | 0% | 0% | 0% | 0% | 0% | 0% | 0% | 0% | 0% | 0% | 0% | 0% | 0% | 0% | 0% | 0% | 0% | 0% | 0% | 0% | 0% | 0% | 0% | 0% | 0% | 0% | 0% | 0%
|  | Equity bridge repayment | 0 | USD 000s | 0 | 0 | 0 | 0 | 0 | 0 | 0 | 0 | 0 | 0 | 0 | 0 | 0 | 0 | 0 | 0 | 0 | 0 | 0 | 0 | 0 | 0 | 0 | 0 | 0 | 0 | 0 | 0 | 0 | 0 | 0 | 0 | 0 | 0 | 0 | 0 | 0 | 0 | 0 | 0 | 0 | 0 | 0 | 0 | 0 | 0 | 0 | 0 | 0 | 0 | 0 | 0 | 0 | 0 | 0 | 0 | 0 | 0 | 0 | 0 | 0 | 0 | 0 | 0 | 0 | 0 | 0 | 0 | 0 | 0 | 0 | 0 | 0 | 0 | 0 | 0 | 0 | 0 | 0 | 0 | 0 | 0 | 0 | 0 | 0 | 0 | 0 | 0
|  | Additions to shareholder loan during construction s.a. | 0 | USD 000s | 58134.1987 | 0 | 0 | 0 | 0 | 58134.1987 | 0 | 0 | 0 | 0 | 0 | 0 | 0 | 0 | 0 | 0 | 0 | 0 | 0 | 0 | 0 | 0 | 0 | 0 | 0 | 0 | 0 | 0 | 0 | 0 | 0 | 0 | 0 | 0 | 0 | 0 | 0 | 0 | 0 | 0 | 0 | 0 | 0 | 0 | 0 | 0 | 0 | 0 | 0 | 0 | 0 | 0 | 0 | 0 | 0 | 0% | 0% | 0% | 0% | 0% | 0% | 0% | 0% | 0% | 0% | 0% | 0% | 0% | 0% | 0% | 0% | 0% | 0% | 0% | 0% | 0% | 0% | 0% | 0% | 0% | 0% | 0% | 0% | 0% | 0% | 0% | 0% | 0%
|  | Repayment of equity bridge from share capital | 0 | USD 000s | 0 | 0 | 0 | 0 | 0 | 0 | 0 | 0 | 0 | 0 | 0 | 0 | 0 | 0 | 0 | 0 | 0 | 0 | 0 | 0 | 0 | 0 | 0 | 0 | 0 | 0 | 0 | 0 | 0 | 0 | 0 | 0 | 0 | 0 | 0 | 0 | 0 | 0 | 0 | 0 | 0 | 0 | 0 | 0 | 0 | 0 | 0 | 0 | 0 | 0 | 0 | 0 | 0 | 0 | 0 | 0 | 0 | 0 | 0 | 0 | 0 | 0 | 0 | 0 | 0 | 0 | 0 | 0 | 0 | 0 | 0 | 0 | 0 | 0 | 0 | 0 | 0 | 0 | 0 | 0 | 0 | 0 | 0 | 0 | 0 | 0 | 0 | 0
|  | Repayment of equity bridge from shareholder loan | 0 | USD 000s | 0 | 0 | 0 | 0 | 0 | 0 | 0 | 0 | 0 | 0 | 0 | 0 | 0 | 0 | 0 | 0 | 0 | 0 | 0 | 0 | 0 | 0 | 0 | 0 | 0 | 0 | 0 | 0 | 0 | 0 | 0 | 0 | 0 | 0 | 0 | 0 | 0 | 0 | 0 | 0 | 0 | 0 | 0 | 0 | 0 | 0 | 0 | 0 | 0 | 0 | 0 | 0 | 0 | 0 | 0 | 0 | 0 | 0 | 0 | 0 | 0 | 0 | 0 | 0 | 0 | 0 | 0 | 0 | 0 | 0 | 0 | 0 | 0 | 0 | 0 | 0 | 0 | 0 | 0 | 0 | 0 | 0 | 0 | 0 | 0 | 0 | 0 | 0
|  | ADB Loan drawdown s.a. | 0 | USD 000s | 26505.2054 | 0 | 0 | 0 | 0 | 10679.2234 | 10326.0686 | 1850.8466 | 783.4573 | 2865.6096 | 0 | 0 | 0 | 0 | 0 | 0 | 0 | 0 | 0 | 0 | 0 | 0 | 0 | 0 | 0 | 0 | 0 | 0 | 0 | 0 | 0 | 0 | 0 | 0 | 0 | 0 | 0 | 0 | 0 | 0 | 0 | 0 | 0 | 0 | 0 | 0 | 0 | 0 | 0 | 0 | 0 | 0 | 0 | 0 | 0 | 0% | 0% | 0% | 0% | 0% | 0% | 0% | 0% | 0% | 0% | 0% | 0% | 0% | 0% | 0% | 0% | 0% | 0% | 0% | 0% | 0% | 0% | 0% | 0% | 0% | 0% | 0% | 0% | 0% | 0% | 0% | 0% | 0%
|  | EBRD drawdown s.a. | 0 | USD 000s | 34798.3079 | 0 | 0 | 0 | 0 | 14020.6008 | 13556.9488 | 2429.9502 | 1028.5899 | 3762.2181 | 0 | 0 | 0 | 0 | 0 | 0 | 0 | 0 | 0 | 0 | 0 | 0 | 0 | 0 | 0 | 0 | 0 | 0 | 0 | 0 | 0 | 0 | 0 | 0 | 0 | 0 | 0 | 0 | 0 | 0 | 0 | 0 | 0 | 0 | 0 | 0 | 0 | 0 | 0 | 0 | 0 | 0 | 0 | 0 | 0 | 0% | 0% | 0% | 0% | 0% | 0% | 0% | 0% | 0% | 0% | 0% | 0% | 0% | 0% | 0% | 0% | 0% | 0% | 0% | 0% | 0% | 0% | 0% | 0% | 0% | 0% | 0% | 0% | 0% | 0% | 0% | 0% | 0%
|  | AIIB drawdown s.a. | 0 | USD 000s | 20431.0959 | 0 | 0 | 0 | 0 | 8231.9014 | 7959.6778 | 1426.6943 | 603.915 | 2208.9074 | 0 | 0 | 0 | 0 | 0 | 0 | 0 | 0 | 0 | 0 | 0 | 0 | 0 | 0 | 0 | 0 | 0 | 0 | 0 | 0 | 0 | 0 | 0 | 0 | 0 | 0 | 0 | 0 | 0 | 0 | 0 | 0 | 0 | 0 | 0 | 0 | 0 | 0 | 0 | 0 | 0 | 0 | 0 | 0 | 0 | 0% | 0% | 0% | 0% | 0% | 0% | 0% | 0% | 0% | 0% | 0% | 0% | 0% | 0% | 0% | 0% | 0% | 0% | 0% | 0% | 0% | 0% | 0% | 0% | 0% | 0% | 0% | 0% | 0% | 0% | 0% | 0% | 0%
|  | EIB drawdown s.a. | 0 | USD 000s | 20431.0959 | 0 | 0 | 0 | 0 | 8231.9014 | 7959.6778 | 1426.6943 | 603.915 | 2208.9074 | 0 | 0 | 0 | 0 | 0 | 0 | 0 | 0 | 0 | 0 | 0 | 0 | 0 | 0 | 0 | 0 | 0 | 0 | 0 | 0 | 0 | 0 | 0 | 0 | 0 | 0 | 0 | 0 | 0 | 0 | 0 | 0 | 0 | 0 | 0 | 0 | 0 | 0 | 0 | 0 | 0 | 0 | 0 | 0 | 0 | 0% | 0% | 0% | 0% | 0% | 0% | 0% | 0% | 0% | 0% | 0% | 0% | 0% | 0% | 0% | 0% | 0% | 0% | 0% | 0% | 0% | 0% | 0% | 0% | 0% | 0% | 0% | 0% | 0% | 0% | 0% | 0% | 0%
|  | Cash flow available for MMRA - P90 |  | USD 000s | 310095.1954 |  | 0 | 0 | 0 | 3735.7543 | -3696.3724 | 3053.8104 | 8917.5557 | 3357.4482 | 7854.4319 | 5753.5614 | 6124.2774 | 5799.8603 | 5859.6711 | 5524.1602 | 5829.5986 | 5507.252 | 5810.6946 | 5488.7113 | 5707.3056 | 5369.9176 | 5644.0647 | 5318.0253 | 5635.923 | 5318.9931 | 5610.1024 | 4679.8884 | 4915.1116 | 4589.5999 | 4947.1186 | 4645.5967 | 4930.6003 | 4615.9746 | 4309.2803 | 3882.6724 | 4806.6351 | 4615.1763 | 4900.5481 | 4588.2037 | 4876.4208 | 4565.3803 | 4855.9772 | 4546.1656 | 4832.9629 | 4523.2133 | 4806.0044 | 4496.2881 | 4736.7446 | 4413.2665 | 4746.9651 | 4448.5801 | 4735.9539 | 4429.5822 | 4718.3117 | 4413.044 | 4653.0439 | 4339.3496 | 4649.4561 | 4349.9758 | 4538.5025 | 4233.9795 | 4509.9207 | 4206.0115 | 4480.5739 | 4177.2822 | 4450.4626 | 4147.792 | 4386.5865 | 4876.2451 | 0 | 0 | 0 | 0 | 0 | 0 | 0 | 0 | 0 | 0 | 0 | 0 | 0 | 0 | 0 | 0 | 0 | 0
|  | MMRA deposit | 0 | USD 000s | 0 | 0 | 0 | 0 | 0 | 0 | 0 | 0 | 0 | 0 | 0 | 0 | 0 | 0 | 0 | 0 | 0 | 0 | 0 | 0 | 0 | 0 | 0 | 0 | 0 | 0 | 0 | 0 | 0 | 0 | 0 | 0 | 0 | 0 | 0 | 0 | 0 | 0 | 0 | 0 | 0 | 0 | 0 | 0 | 0 | 0 | 0 | 0 | 0 | 0 | 0 | 0 | 0 | 0 | 0 | 0 | 0 | 0 | 0 | 0 | 0 | 0 | 0 | 0 | 0 | 0 | 0 | 0 | 0 | 0 | 0 | 0 | 0 | 0 | 0 | 0 | 0 | 0 | 0 | 0 | 0 | 0 | 0 | 0 | 0 | 0 | 0 | 0
|  | MMRA release | 0 | USD 000s | 0 | 0 | 0 | 0 | 0 | 0 | 0 | 0 | 0 | 0 | 0 | 0 | 0 | 0 | 0 | 0 | 0 | 0 | 0 | 0 | 0 | 0 | 0 | 0 | 0 | 0 | 0 | 0 | 0 | 0 | 0 | 0 | 0 | 0 | 0 | 0 | 0 | 0 | 0 | 0 | 0 | 0 | 0 | 0 | 0 | 0 | 0 | 0 | 0 | 0 | 0 | 0 | 0 | 0 | 0 | 0 | 0 | 0 | 0 | 0 | 0 | 0 | 0 | 0 | 0 | 0 | 0 | 0 | 0 | 0 | 0 | 0 | 0 | 0 | 0 | 0 | 0 | 0 | 0 | 0 | 0 | 0 | 0 | 0 | 0 | 0 | 0 | 0
|  | Cash flow available for debt service - P90 |  | USD 000s | 310095.1954 |  | 0 | 0 | 0 | 3735.7543 | -3696.3724 | 3053.8104 | 8917.5557 | 3357.4482 | 7854.4319 | 5753.5614 | 6124.2774 | 5799.8603 | 5859.6711 | 5524.1602 | 5829.5986 | 5507.252 | 5810.6946 | 5488.7113 | 5707.3056 | 5369.9176 | 5644.0647 | 5318.0253 | 5635.923 | 5318.9931 | 5610.1024 | 4679.8884 | 4915.1116 | 4589.5999 | 4947.1186 | 4645.5967 | 4930.6003 | 4615.9746 | 4309.2803 | 3882.6724 | 4806.6351 | 4615.1763 | 4900.5481 | 4588.2037 | 4876.4208 | 4565.3803 | 4855.9772 | 4546.1656 | 4832.9629 | 4523.2133 | 4806.0044 | 4496.2881 | 4736.7446 | 4413.2665 | 4746.9651 | 4448.5801 | 4735.9539 | 4429.5822 | 4718.3117 | 4413.044 | 4653.0439 | 4339.3496 | 4649.4561 | 4349.9758 | 4538.5025 | 4233.9795 | 4509.9207 | 4206.0115 | 4480.5739 | 4177.2822 | 4450.4626 | 4147.792 | 4386.5865 | 4876.2451 | 0 | 0 | 0 | 0 | 0 | 0 | 0 | 0 | 0 | 0 | 0 | 0 | 0 | 0 | 0 | 0 | 0 | 0
|  | Total agent bank fee - operations | 0 | USD 000s | -1140 | 0 | 0 | 0 | 0 | 0 | 0 | 0 | 0 | 0 | -60 | 0 | -60 | 0 | -60 | 0 | -60 | 0 | -60 | 0 | -60 | 0 | -60 | 0 | -60 | 0 | -60 | 0 | -60 | 0 | -60 | 0 | -60 | 0 | -60 | 0 | -60 | 0 | -60 | 0 | -60 | 0 | -60 | 0 | -60 | 0 | -60 | 0 | 0 | 0 | 0 | 0 | 0 | 0 | 0 | 0 | 0 | 0 | 0 | 0 | 0 | 0 | 0 | 0 | 0 | 0 | 0 | 0 | 0 | 0 | 0 | 0 | 0 | 0 | 0 | 0 | 0 | 0 | 0 | 0 | 0 | 0 | 0 | 0 | 0 | 0 | 0 | 0
|  | GB Refi facility drawdown | 0 | USD 000s | 0 | 0 | 0 | 0 | 0 | 0 | 0 | 0 | 0 | 0 | 0 | 0 | 0 | 0 | 0 | 0 | 0 | 0 | 0 | 0 | 0 | 0 | 0 | 0 | 0 | 0 | 0 | 0 | 0 | 0 | 0 | 0 | 0 | 0 | 0 | 0 | 0 | 0 | 0 | 0 | 0 | 0 | 0 | 0 | 0 | 0 | 0 | 0 | 0 | 0 | 0 | 0 | 0 | 0 | 0 | 0 | 0 | 0 | 0 | 0 | 0 | 0 | 0 | 0 | 0 | 0 | 0 | 0 | 0 | 0 | 0 | 0 | 0 | 0 | 0 | 0 | 0 | 0 | 0 | 0 | 0 | 0 | 0 | 0 | 0 | 0 | 0 | 0
|  | GB Refi facility upfront fee paid | 0 | USD 000s | 0 | 0 | 0 | 0 | 0 | 0 | 0 | 0 | 0 | 0 | 0 | 0 | 0 | 0 | 0 | 0 | 0 | 0 | 0 | 0 | 0 | 0 | 0 | 0 | 0 | 0 | 0 | 0 | 0 | 0 | 0 | 0 | 0 | 0 | 0 | 0 | 0 | 0 | 0 | 0 | 0 | 0 | 0 | 0 | 0 | 0 | 0 | 0 | 0 | 0 | 0 | 0 | 0 | 0 | 0 | 0 | 0 | 0 | 0 | 0 | 0 | 0 | 0 | 0 | 0 | 0 | 0 | 0 | 0 | 0 | 0 | 0 | 0 | 0 | 0 | 0 | 0 | 0 | 0 | 0 | 0 | 0 | 0 | 0 | 0 | 0 | 0 | 0
|  | ADB Loan interest | 0 | USD 000s | -17528.7721 | 0 | 0 | 0 | 0 | 0 | 0 | 0 | 0 | 0 | -635.7729 | -823.7588 | -822.1292 | -792.2279 | -790.5347 | -767.2339 | -762.2642 | -730.8726 | -724.5112 | -692.3425 | -683.9844 | -652.2597 | -643.4851 | -612.5397 | -596.2064 | -560.686 | -544.5543 | -508.2333 | -494.7936 | -463.305 | -448.5557 | -418.4804 | -398.5551 | -365.4133 | -345.5194 | -316.7325 | -300.4603 | -269.6458 | -252.1152 | -225.4834 | -204.737 | -176.2946 | -154.5358 | -125.4383 | -101.3235 | -71.5487 | -44.9485 | -7.2893 | 0 | 0 | 0 | 0 | 0 | 0 | 0 | 0 | 0 | 0 | 0 | 0 | 0 | 0 | 0 | 0 | 0 | 0 | 0 | 0 | 0 | 0 | 0 | 0 | 0 | 0 | 0 | 0 | 0 | 0 | 0 | 0 | 0 | 0 | 0 | 0 | 0 | 0 | 0 | 0
|  | EBRD Loan interest | 0 | USD 000s | -23013.276 | 0 | 0 | 0 | 0 | 0 | 0 | 0 | 0 | 0 | -834.6972 | -1081.5012 | -1079.3617 | -1040.1047 | -1037.8817 | -1007.2904 | -1000.7658 | -959.5523 | -951.2005 | -908.9667 | -897.9934 | -856.3425 | -844.8224 | -804.1946 | -782.7509 | -736.1167 | -714.9376 | -667.2522 | -649.6075 | -608.2666 | -588.9024 | -549.4169 | -523.2573 | -479.7459 | -453.6276 | -415.8336 | -394.4701 | -354.0142 | -330.9985 | -296.034 | -268.7963 | -231.4547 | -202.8879 | -164.6862 | -133.0262 | -93.9353 | -59.0123 | -9.5701 | 0 | 0 | 0 | 0 | 0 | 0 | 0 | 0 | 0 | 0 | 0 | 0 | 0 | 0 | 0 | 0 | 0 | 0 | 0 | 0 | 0 | 0 | 0 | 0 | 0 | 0 | 0 | 0 | 0 | 0 | 0 | 0 | 0 | 0 | 0 | 0 | 0 | 0 | 0 | 0
|  | AIIB loan interest | 0 | USD 000s | -13511.7618 | 0 | 0 | 0 | 0 | 0 | 0 | 0 | 0 | 0 | -490.0749 | -634.9807 | -633.7246 | -610.6757 | -609.3705 | -591.4094 | -587.5786 | -563.381 | -558.4774 | -533.6807 | -527.238 | -502.7835 | -496.0197 | -472.166 | -459.5757 | -432.1955 | -419.7606 | -391.7631 | -381.4034 | -357.1309 | -345.7617 | -322.5786 | -307.2195 | -281.6727 | -266.3379 | -244.148 | -231.6048 | -207.852 | -194.3388 | -173.8101 | -157.8181 | -135.8938 | -119.1214 | -96.692 | -78.1036 | -55.1521 | -34.6478 | -5.6189 | 0 | 0 | 0 | 0 | 0 | 0 | 0 | 0 | 0 | 0 | 0 | 0 | 0 | 0 | 0 | 0 | 0 | 0 | 0 | 0 | 0 | 0 | 0 | 0 | 0 | 0 | 0 | 0 | 0 | 0 | 0 | 0 | 0 | 0 | 0 | 0 | 0 | 0 | 0 | 0
|  | EIB interest | 0 | USD 000s | -12507.6535 | 0 | 0 | 0 | 0 | 0 | 0 | 0 | 0 | 0 | -454.5759 | -587.9513 | -586.8793 | -565.8101 | -564.6971 | -548.2049 | -544.6824 | -522.3675 | -517.7153 | -494.7699 | -488.7108 | -466.0921 | -459.7205 | -437.6632 | -425.8648 | -400.4886 | -388.8107 | -362.9006 | -353.1255 | -330.6723 | -319.9476 | -298.4642 | -284.0896 | -260.4559 | -246.0889 | -225.4793 | -213.6436 | -191.6696 | -179.0078 | -160.0439 | -145.1566 | -124.9488 | -109.3798 | -88.7778 | -71.5534 | -50.5294 | -31.6152 | -5.0993 | 0 | 0 | 0 | 0 | 0 | 0 | 0 | 0 | 0 | 0 | 0 | 0 | 0 | 0 | 0 | 0 | 0 | 0 | 0 | 0 | 0 | 0 | 0 | 0 | 0 | 0 | 0 | 0 | 0 | 0 | 0 | 0 | 0 | 0 | 0 | 0 | 0 | 0 | 0 | 0
|  | ADB Loan scheduled repayment | 0 | USD 000s | -23192.0545 | 0 | 0 | 0 | 0 | 0 | 0 | 0 | 0 | 0 | -137.986 | -487.4176 | -558.5733 | -527.9209 | -528.0463 | -489.4935 | -549.0268 | -517.9957 | -575.8528 | -546.5035 | -586.5785 | -552.9439 | -606.1881 | -571.8443 | -639.8129 | -612.3557 | -673.8609 | -508.114 | -554.5804 | -520.9059 | -595.4638 | -565.9518 | -629.0479 | -599.738 | -528.5693 | -470.6928 | -674.0931 | -672.7611 | -738.6335 | -710.2031 | -780.4178 | -754.7445 | -826.2289 | -801.0138 | -874.2546 | -849.7044 | -923.8177 | -450.7175 | 0 | 0 | 0 | 0 | 0 | 0 | 0 | 0 | 0 | 0 | 0 | 0 | 0 | 0 | 0 | 0 | 0 | 0 | 0 | 0 | 0 | 0 | 0 | 0 | 0 | 0 | 0 | 0 | 0 | 0 | 0 | 0 | 0 | 0 | 0 | 0 | 0 | 0 | 0 | 0
|  | ADB - repayment from Refi facility | 0 | USD 000s | 0 | 0 | 0 | 0 | 0 | 0 | 0 | 0 | 0 | 0 | 0 | 0 | 0 | 0 | 0 | 0 | 0 | 0 | 0 | 0 | 0 | 0 | 0 | 0 | 0 | 0 | 0 | 0 | 0 | 0 | 0 | 0 | 0 | 0 | 0 | 0 | 0 | 0 | 0 | 0 | 0 | 0 | 0 | 0 | 0 | 0 | 0 | 0 | 0 | 0 | 0 | 0 | 0 | 0 | 0 | 0 | 0 | 0 | 0 | 0 | 0 | 0 | 0 | 0 | 0 | 0 | 0 | 0 | 0 | 0 | 0 | 0 | 0 | 0 | 0 | 0 | 0 | 0 | 0 | 0 | 0 | 0 | 0 | 0 | 0 | 0 | 0 | 0
|  | EBRD Loan scheduled repayment | 0 | USD 000s | -30448.519 | 0 | 0 | 0 | 0 | 0 | 0 | 0 | 0 | 0 | -181.1598 | -639.9236 | -733.343 | -693.0998 | -693.2645 | -642.6491 | -720.8096 | -680.0692 | -756.0289 | -717.4967 | -770.1106 | -725.9523 | -795.8557 | -750.7663 | -840.0012 | -803.9531 | -884.7024 | -667.0956 | -728.1008 | -683.89 | -781.7759 | -743.03 | -825.868 | -787.3875 | -693.9511 | -617.9659 | -885.0073 | -883.2585 | -969.7414 | -932.4155 | -1024.5994 | -990.8934 | -1084.7442 | -1051.6397 | -1147.7965 | -1115.5648 | -1212.8671 | -591.7407 | 0 | 0 | 0 | 0 | 0 | 0 | 0 | 0 | 0 | 0 | 0 | 0 | 0 | 0 | 0 | 0 | 0 | 0 | 0 | 0 | 0 | 0 | 0 | 0 | 0 | 0 | 0 | 0 | 0 | 0 | 0 | 0 | 0 | 0 | 0 | 0 | 0 | 0 | 0 | 0
|  | EBRD - repayment from Refi facility | 0 | USD 000s | 0 | 0 | 0 | 0 | 0 | 0 | 0 | 0 | 0 | 0 | 0 | 0 | 0 | 0 | 0 | 0 | 0 | 0 | 0 | 0 | 0 | 0 | 0 | 0 | 0 | 0 | 0 | 0 | 0 | 0 | 0 | 0 | 0 | 0 | 0 | 0 | 0 | 0 | 0 | 0 | 0 | 0 | 0 | 0 | 0 | 0 | 0 | 0 | 0 | 0 | 0 | 0 | 0 | 0 | 0 | 0 | 0 | 0 | 0 | 0 | 0 | 0 | 0 | 0 | 0 | 0 | 0 | 0 | 0 | 0 | 0 | 0 | 0 | 0 | 0 | 0 | 0 | 0 | 0 | 0 | 0 | 0 | 0 | 0 | 0 | 0 | 0 | 0
|  | AIIB scheduled repayment | 0 | USD 000s | -17877.2086 | 0 | 0 | 0 | 0 | 0 | 0 | 0 | 0 | 0 | -106.3642 | -375.7177 | -430.5669 | -406.939 | -407.0357 | -377.3179 | -423.2082 | -399.2884 | -443.8865 | -421.2631 | -452.1543 | -426.2276 | -467.27 | -440.7967 | -493.1891 | -472.0242 | -519.4344 | -391.6712 | -427.4891 | -401.5316 | -459.0033 | -436.2545 | -484.8911 | -462.298 | -407.4388 | -362.8257 | -519.6135 | -518.5867 | -569.3633 | -547.4482 | -601.572 | -581.7823 | -636.8848 | -617.4481 | -673.9046 | -654.9804 | -712.1094 | -347.4281 | 0 | 0 | 0 | 0 | 0 | 0 | 0 | 0 | 0 | 0 | 0 | 0 | 0 | 0 | 0 | 0 | 0 | 0 | 0 | 0 | 0 | 0 | 0 | 0 | 0 | 0 | 0 | 0 | 0 | 0 | 0 | 0 | 0 | 0 | 0 | 0 | 0 | 0 | 0 | 0
|  | AIIB - repayment from Refi facility | 0 | USD 000s | 0 | 0 | 0 | 0 | 0 | 0 | 0 | 0 | 0 | 0 | 0 | 0 | 0 | 0 | 0 | 0 | 0 | 0 | 0 | 0 | 0 | 0 | 0 | 0 | 0 | 0 | 0 | 0 | 0 | 0 | 0 | 0 | 0 | 0 | 0 | 0 | 0 | 0 | 0 | 0 | 0 | 0 | 0 | 0 | 0 | 0 | 0 | 0 | 0 | 0 | 0 | 0 | 0 | 0 | 0 | 0 | 0 | 0 | 0 | 0 | 0 | 0 | 0 | 0 | 0 | 0 | 0 | 0 | 0 | 0 | 0 | 0 | 0 | 0 | 0 | 0 | 0 | 0 | 0 | 0 | 0 | 0 | 0 | 0 | 0 | 0 | 0 | 0
|  | EIB scheduled repayment | 0 | USD 000s | -17877.2089 | 0 | 0 | 0 | 0 | 0 | 0 | 0 | 0 | 0 | -147.1039 | -371.8459 | -420.8806 | -406.5788 | -404.5357 | -380.0184 | -420.8806 | -404.5357 | -443.3548 | -424.9668 | -451.5272 | -431.0961 | -465.829 | -445.3979 | -492.3894 | -476.0445 | -516.9067 | -396.3633 | -424.9668 | -406.5788 | -457.6565 | -439.2686 | -482.1739 | -465.829 | -406.5788 | -367.7597 | -516.9067 | -520.9929 | -565.9414 | -547.5534 | -596.588 | -580.2431 | -629.2778 | -614.976 | -664.0106 | -649.7088 | -700.7866 | -339.1562 | 0 | 0 | 0 | 0 | 0 | 0 | 0 | 0 | 0 | 0 | 0 | 0 | 0 | 0 | 0 | 0 | 0 | 0 | 0 | 0 | 0 | 0 | 0 | 0 | 0 | 0 | 0 | 0 | 0 | 0 | 0 | 0 | 0 | 0 | 0 | 0 | 0 | 0 | 0 | 0
|  | EIB - repayment from Refi facility | 0 | USD 000s | 0 | 0 | 0 | 0 | 0 | 0 | 0 | 0 | 0 | 0 | 0 | 0 | 0 | 0 | 0 | 0 | 0 | 0 | 0 | 0 | 0 | 0 | 0 | 0 | 0 | 0 | 0 | 0 | 0 | 0 | 0 | 0 | 0 | 0 | 0 | 0 | 0 | 0 | 0 | 0 | 0 | 0 | 0 | 0 | 0 | 0 | 0 | 0 | 0 | 0 | 0 | 0 | 0 | 0 | 0 | 0 | 0 | 0 | 0 | 0 | 0 | 0 | 0 | 0 | 0 | 0 | 0 | 0 | 0 | 0 | 0 | 0 | 0 | 0 | 0 | 0 | 0 | 0 | 0 | 0 | 0 | 0 | 0 | 0 | 0 | 0 | 0 | 0
|  | GB Refi debt interest | 0 | USD 000s | 0 | 0 | 0 | 0 | 0 | 0 | 0 | 0 | 0 | 0 | 0 | 0 | 0 | 0 | 0 | 0 | 0 | 0 | 0 | 0 | 0 | 0 | 0 | 0 | 0 | 0 | 0 | 0 | 0 | 0 | 0 | 0 | 0 | 0 | 0 | 0 | 0 | 0 | 0 | 0 | 0 | 0 | 0 | 0 | 0 | 0 | 0 | 0 | 0 | 0 | 0 | 0 | 0 | 0 | 0 | 0 | 0 | 0 | 0 | 0 | 0 | 0 | 0 | 0 | 0 | 0 | 0 | 0 | 0 | 0 | 0 | 0 | 0 | 0 | 0 | 0 | 0 | 0 | 0 | 0 | 0 | 0 | 0 | 0 | 0 | 0 | 0 | 0
|  | GB Refi debt sculpted repayment | 0 | USD 000s | 0 | 0 | 0 | 0 | 0 | 0 | 0 | 0 | 0 | 0 | 0 | 0 | 0 | 0 | 0 | 0 | 0 | 0 | 0 | 0 | 0 | 0 | 0 | 0 | 0 | 0 | 0 | 0 | 0 | 0 | 0 | 0 | 0 | 0 | 0 | 0 | 0 | 0 | 0 | 0 | 0 | 0 | 0 | 0 | 0 | 0 | 0 | 0 | 0 | 0 | 0 | 0 | 0 | 0 | 0 | 0 | 0 | 0 | 0 | 0 | 0 | 0 | 0 | 0 | 0 | 0 | 0 | 0 | 0 | 0 | 0 | 0 | 0 | 0 | 0 | 0 | 0 | 0 | 0 | 0 | 0 | 0 | 0 | 0 | 0 | 0 | 0 | 0
|  | Cash flow available for DSRA - P90 |  | USD 000s | 152998.741 |  | 0 | 0 | 0 | 3735.7543 | -3696.3724 | 3053.8104 | 8917.5557 | 3357.4482 | 4806.6973 | 750.4645 | 798.8188 | 756.5035 | 764.3049 | 720.5426 | 760.3824 | 729.1896 | 779.6673 | 748.7214 | 789.0084 | 756.2198 | 804.8742 | 782.6566 | 846.1327 | 825.1289 | 887.1349 | 786.4952 | 841.0445 | 817.3187 | 890.0517 | 872.1517 | 935.498 | 913.4344 | 901.1685 | 861.2347 | 1010.8357 | 996.3955 | 1040.4081 | 995.2122 | 1036.7356 | 989.1251 | 1032.9167 | 985.4938 | 1028.9898 | 982.0892 | 1026.1997 | 2739.668 | 4736.7446 | 4413.2665 | 4746.9651 | 4448.5801 | 4735.9539 | 4429.5822 | 4718.3117 | 4413.044 | 4653.0439 | 4339.3496 | 4649.4561 | 4349.9758 | 4538.5025 | 4233.9795 | 4509.9207 | 4206.0115 | 4480.5739 | 4177.2822 | 4450.4626 | 4147.792 | 4386.5865 | 4876.2451 | 0 | 0 | 0 | 0 | 0 | 0 | 0 | 0 | 0 | 0 | 0 | 0 | 0 | 0 | 0 | 0 | 0 | 0
|  | ADB Cashsweep repayment | 0 | USD 000s | -3313.1507 | 0 | 0 | 0 | 0 | 0 | 0 | 0 | 0 | 0 | 0 | 0 | 0 | 0 | 0 | 0 | -96.6833 | -92.6763 | -99.2149 | -95.2567 | -100.4674 | -96.2602 | -174.3365 | -169.4853 | -183.4714 | -179.0902 | -192.9356 | -170.8269 | -182.8185 | -177.6293 | -193.6461 | -189.7511 | -203.8903 | -199.2906 | -196.4192 | -187.4519 | -131.5489 | 0 | 0 | 0 | 0 | 0 | 0 | 0 | 0 | 0 | 0 | 0 | 0 | 0 | 0 | 0 | 0 | 0 | 0 | 0 | 0 | 0 | 0 | 0 | 0 | 0 | 0 | 0 | 0 | 0 | 0 | 0 | 0 | 0 | 0 | 0 | 0 | 0 | 0 | 0 | 0 | 0 | 0 | 0 | 0 | 0 | 0 | 0 | 0 | 0 | 0 | 0
|  | EBRD Cashsweep repayment | 0 | USD 000s | -4349.7885 | 0 | 0 | 0 | 0 | 0 | 0 | 0 | 0 | 0 | 0 | 0 | 0 | 0 | 0 | 0 | -126.9342 | -121.6734 | -130.2578 | -125.0612 | -131.9023 | -126.3786 | -228.884 | -222.5148 | -240.877 | -235.125 | -253.3024 | -224.2762 | -240.0198 | -233.207 | -254.2352 | -249.1215 | -267.6846 | -261.6458 | -257.876 | -246.103 | -172.7087 | 0 | 0 | 0 | 0 | 0 | 0 | 0 | 0 | 0 | 0 | 0 | 0 | 0 | 0 | 0 | 0 | 0 | 0 | 0 | 0 | 0 | 0 | 0 | 0 | 0 | 0 | 0 | 0 | 0 | 0 | 0 | 0 | 0 | 0 | 0 | 0 | 0 | 0 | 0 | 0 | 0 | 0 | 0 | 0 | 0 | 0 | 0 | 0 | 0 | 0 | 0
|  | AIIB Cashsweep repayment | 0 | USD 000s | -2553.887 | 0 | 0 | 0 | 0 | 0 | 0 | 0 | 0 | 0 | 0 | 0 | 0 | 0 | 0 | 0 | -74.5267 | -71.438 | -76.4781 | -73.4271 | -77.4436 | -74.2006 | -134.3844 | -130.6449 | -141.4259 | -138.0487 | -148.7212 | -131.6791 | -140.9226 | -136.9226 | -149.2688 | -146.2664 | -157.1654 | -153.6198 | -151.4065 | -144.4942 | -101.4023 | 0 | 0 | 0 | 0 | 0 | 0 | 0 | 0 | 0 | 0 | 0 | 0 | 0 | 0 | 0 | 0 | 0 | 0 | 0 | 0 | 0 | 0 | 0 | 0 | 0 | 0 | 0 | 0 | 0 | 0 | 0 | 0 | 0 | 0 | 0 | 0 | 0 | 0 | 0 | 0 | 0 | 0 | 0 | 0 | 0 | 0 | 0 | 0 | 0 | 0 | 0
|  | EIB Cashsweep repayment | 0 | USD 000s | -2553.887 | 0 | 0 | 0 | 0 | 0 | 0 | 0 | 0 | 0 | 0 | 0 | 0 | 0 | 0 | 0 | -74.5267 | -71.438 | -76.4781 | -73.4271 | -77.4436 | -74.2006 | -134.3844 | -130.6449 | -141.4259 | -138.0487 | -148.7212 | -131.6791 | -140.9226 | -136.9226 | -149.2688 | -146.2664 | -157.1654 | -153.6198 | -151.4065 | -144.4942 | -101.4023 | 0 | 0 | 0 | 0 | 0 | 0 | 0 | 0 | 0 | 0 | 0 | 0 | 0 | 0 | 0 | 0 | 0 | 0 | 0 | 0 | 0 | 0 | 0 | 0 | 0 | 0 | 0 | 0 | 0 | 0 | 0 | 0 | 0 | 0 | 0 | 0 | 0 | 0 | 0 | 0 | 0 | 0 | 0 | 0 | 0 | 0 | 0 | 0 | 0 | 0 | 0
|  | DSRA deposit | 0 | USD 000s | 0 | 0 | 0 | 0 | 0 | 0 | 0 | 0 | 0 | 0 | 0 | 0 | 0 | 0 | 0 | 0 | 0 | 0 | 0 | 0 | 0 | 0 | 0 | 0 | 0 | 0 | 0 | 0 | 0 | 0 | 0 | 0 | 0 | 0 | 0 | 0 | 0 | 0 | 0 | 0 | 0 | 0 | 0 | 0 | 0 | 0 | 0 | 0 | 0 | 0 | 0 | 0 | 0 | 0 | 0 | 0 | 0 | 0 | 0 | 0 | 0 | 0 | 0 | 0 | 0 | 0 | 0 | 0 | 0 | 0 | 0 | 0 | 0 | 0 | 0 | 0 | 0 | 0 | 0 | 0 | 0 | 0 | 0 | 0 | 0 | 0 | 0 | 0
|  | DSRA release | 0 | USD 000s | 8050.8315 | 0 | 0 | 0 | 0 | 0 | 0 | 0 | 0 | 0 | 8050.8315 | 0 | 0 | 0 | 0 | 0 | 0 | 0 | 0 | 0 | 0 | 0 | 0 | 0 | 0 | 0 | 0 | 0 | 0 | 0 | 0 | 0 | 0 | 0 | 0 | 0 | 0 | 0 | 0 | 0 | 0 | 0 | 0 | 0 | 0 | 0 | 0 | 0 | 0 | 0 | 0 | 0 | 0 | 0 | 0 | 0 | 0 | 0 | 0 | 0 | 0 | 0 | 0 | 0 | 0 | 0 | 0 | 0 | 0 | 0 | 0 | 0 | 0 | 0 | 0 | 0 | 0 | 0 | 0 | 0 | 0 | 0 | 0 | 0 | 0 | 0 | 0 | 0
|  | Cash flow available for equity bridge loan - P90 |  | USD 000s | 148278.8595 |  | 0 | 0 | 0 | 3735.7543 | -3696.3724 | 3053.8104 | 8917.5557 | 3357.4482 | 12857.5288 | 750.4645 | 798.8188 | 756.5035 | 764.3049 | 720.5426 | 387.7115 | 371.9638 | 397.2383 | 381.5494 | 401.7514 | 385.1799 | 132.8849 | 129.3667 | 138.9325 | 134.8162 | 143.4545 | 128.034 | 136.3609 | 132.6372 | 143.6328 | 140.7463 | 149.5922 | 145.2584 | 144.0604 | 138.6913 | 503.7736 | 996.3955 | 1040.4081 | 995.2122 | 1036.7356 | 989.1251 | 1032.9167 | 985.4938 | 1028.9898 | 982.0892 | 1026.1997 | 2739.668 | 4736.7446 | 4413.2665 | 4746.9651 | 4448.5801 | 4735.9539 | 4429.5822 | 4718.3117 | 4413.044 | 4653.0439 | 4339.3496 | 4649.4561 | 4349.9758 | 4538.5025 | 4233.9795 | 4509.9207 | 4206.0115 | 4480.5739 | 4177.2822 | 4450.4626 | 4147.792 | 4386.5865 | 4876.2451 | 0 | 0 | 0 | 0 | 0 | 0 | 0 | 0 | 0 | 0 | 0 | 0 | 0 | 0 | 0 | 0 | 0 | 0
|  | DSRA LC fee | 0 | USD 000s | -461.3039 | 0 | 0 | 0 | 0 | 0 | 0 | 0 | 0 | 0 | -15.8371 | -15.6396 | -15.546 | -14.931 | -15.1383 | -14.935 | -15.0406 | -14.738 | -14.8094 | -14.3774 | -14.4944 | -14.14 | -14.2986 | -14.0802 | -14.1325 | -12.9963 | -12.2168 | -11.8349 | -12.005 | -11.811 | -11.9118 | -11.6748 | -10.903 | -9.6979 | -10.4531 | -11.1837 | -11.4677 | -11.2418 | -11.3968 | -11.2475 | -11.3456 | -11.1371 | -11.2925 | -11.0789 | -11.2254 | -8.3508 | -2.6935 | 0 | 0 | 0 | 0 | 0 | 0 | 0 | 0 | 0 | 0 | 0 | 0 | 0 | 0 | 0 | 0 | 0 | 0 | 0 | 0 | 0 | 0 | 0 | 0 | 0 | 0 | 0 | 0 | 0 | 0 | 0 | 0 | 0 | 0 | 0 | 0 | 0 | 0 | 0 | 0 | 0
|  | Equity bridge interest paid | 0 | USD 000s | 0 | 0 | 0 | 0 | 0 | 0 | 0 | 0 | 0 | 0 | 0 | 0 | 0 | 0 | 0 | 0 | 0 | 0 | 0 | 0 | 0 | 0 | 0 | 0 | 0 | 0 | 0 | 0 | 0 | 0 | 0 | 0 | 0 | 0 | 0 | 0 | 0 | 0 | 0 | 0 | 0 | 0 | 0 | 0 | 0 | 0 | 0 | 0 | 0 | 0 | 0 | 0 | 0 | 0 | 0 | 0 | 0 | 0 | 0 | 0 | 0 | 0 | 0 | 0 | 0 | 0 | 0 | 0 | 0 | 0 | 0 | 0 | 0 | 0 | 0 | 0 | 0 | 0 | 0 | 0 | 0 | 0 | 0 | 0 | 0 | 0 | 0 | 0
|  | Withholding tax on equity bridge | 0 | USD 000s | 0 | 0 | 0 | 0 | 0 | 0 | 0 | 0 | 0 | 0 | 0 | 0 | 0 | 0 | 0 | 0 | 0 | 0 | 0 | 0 | 0 | 0 | 0 | 0 | 0 | 0 | 0 | 0 | 0 | 0 | 0 | 0 | 0 | 0 | 0 | 0 | 0 | 0 | 0 | 0 | 0 | 0 | 0 | 0 | 0 | 0 | 0 | 0 | 0 | 0 | 0 | 0 | 0 | 0 | 0 | 0 | 0 | 0 | 0 | 0 | 0 | 0 | 0 | 0 | 0 | 0 | 0 | 0 | 0 | 0 | 0 | 0 | 0 | 0 | 0 | 0 | 0 | 0 | 0 | 0 | 0 | 0 | 0 | 0 | 0 | 0 | 0 | 0
|  | Additional VAT facility repayment | 0 | USD 000s | -1008.7133 | 0 | 0 | 0 | 0 | 0 | 0 | 0 | 0 | 0 | -1008.7133 | 0 | 0 | 0 | 0 | 0 | 0 | 0 | 0 | 0 | 0 | 0 | 0 | 0 | 0 | 0 | 0 | 0 | 0 | 0 | 0 | 0 | 0 | 0 | 0 | 0 | 0 | 0 | 0 | 0 | 0 | 0 | 0 | 0 | 0 | 0 | 0 | 0 | 0 | 0 | 0 | 0 | 0 | 0 | 0 | 0 | 0 | 0 | 0 | 0 | 0 | 0 | 0 | 0 | 0 | 0 | 0 | 0 | 0 | 0 | 0 | 0 | 0 | 0 | 0 | 0 | 0 | 0 | 0 | 0 | 0 | 0 | 0 | 0 | 0 | 0 | 0 | 0
|  | Cash flow available for shareholder loan - P90 |  | USD 000s | 146808.8423 |  | 0 | 0 | 0 | 3735.7543 | -3696.3724 | 3053.8104 | 8917.5557 | 3357.4482 | 11832.9784 | 734.8249 | 783.2727 | 741.5726 | 749.1666 | 705.6076 | 372.6709 | 357.2258 | 382.4289 | 367.172 | 387.257 | 371.0399 | 118.5863 | 115.2865 | 124.8 | 121.8199 | 131.2377 | 116.199 | 124.3559 | 120.8262 | 131.721 | 129.0715 | 138.6892 | 135.5605 | 133.6073 | 127.5076 | 492.3059 | 985.1537 | 1029.0113 | 983.9647 | 1025.39 | 977.988 | 1021.6243 | 974.4149 | 1017.7644 | 973.7384 | 1023.5063 | 2739.668 | 4736.7446 | 4413.2665 | 4746.9651 | 4448.5801 | 4735.9539 | 4429.5822 | 4718.3117 | 4413.044 | 4653.0439 | 4339.3496 | 4649.4561 | 4349.9758 | 4538.5025 | 4233.9795 | 4509.9207 | 4206.0115 | 4480.5739 | 4177.2822 | 4450.4626 | 4147.792 | 4386.5865 | 4876.2451 | 0 | 0 | 0 | 0 | 0 | 0 | 0 | 0 | 0 | 0 | 0 | 0 | 0 | 0 | 0 | 0 | 0 | 0
|  | Shareholder loan drawdown to meet cash shortfall - P90 | 0 | USD 000s | 0 | 0 | 0 | 0 | 0 | 0 | 0 | 0 | 0 | 0 | 0 | 0 | 0 | 0 | 0 | 0 | 0 | 0 | 0 | 0 | 0 | 0 | 0 | 0 | 0 | 0 | 0 | 0 | 0 | 0 | 0 | 0 | 0 | 0 | 0 | 0 | 0 | 0 | 0 | 0 | 0 | 0 | 0 | 0 | 0 | 0 | 0 | 0 | 0 | 0 | 0 | 0 | 0 | 0 | 0 | 0 | 0 | 0 | 0 | 0 | 0 | 0 | 0 | 0 | 0 | 0 | 0 | 0 | 0 | 0 | 0 | 0 | 0 | 0 | 0 | 0 | 0 | 0 | 0 | 0 | 0 | 0 | 0 | 0 | 0 | 0 | 0 | 0
|  | Shareholder loan interest paid - P90 | 0 | USD 000s | -43416.4214 | 0 | 0 | 0 | 0 | 0 | 0 | 0 | 0 | 0 | 0 | 0 | 0 | 0 | 0 | 0 | 0 | -1927.8118 | -382.4289 | -367.172 | -387.257 | -371.0399 | -118.5863 | -115.2865 | -124.8 | -121.8199 | -131.2377 | -116.199 | -124.3559 | -120.8262 | -131.721 | -129.0715 | -138.6892 | -135.5605 | -133.6073 | -127.5076 | -492.3059 | -985.1537 | -1029.0113 | -983.9647 | -1025.39 | -977.988 | -1021.6243 | -974.4149 | -1017.7644 | -973.7384 | -1023.5063 | -1987.7699 | -1968.9725 | -1899.7782 | -1836.941 | -1764.1904 | -1697.0806 | -1621.1088 | -1550.897 | -1471.7116 | -1398.1783 | -1316.8066 | -1241.2431 | -1156.0377 | -1076.1893 | -989.6315 | -908.5228 | -818.4878 | -733.7997 | -640.1304 | -551.7016 | -454.2325 | -361.8936 | -261.2762 | 0 | 0 | 0 | 0 | 0 | 0 | 0 | 0 | 0 | 0 | 0 | 0 | 0 | 0 | 0 | 0 | 0 | 0
|  | Shareholder loan principal repayment - P90 | 0 | USD 000s | -103392.4209 | 0 | 0 | 0 | 0 | 0 | 0 | 0 | 0 | 0 | 0 | 0 | 0 | 0 | 0 | 0 | 0 | -29717.7038 | 0 | 0 | 0 | 0 | 0 | 0 | 0 | 0 | 0 | 0 | 0 | 0 | 0 | 0 | 0 | 0 | 0 | 0 | 0 | 0 | 0 | 0 | 0 | 0 | 0 | 0 | 0 | 0 | 0 | -751.8981 | -2767.7721 | -2513.4883 | -2910.0241 | -2684.3897 | -3038.8733 | -2808.4734 | -3167.4147 | -2941.3324 | -3254.8656 | -3022.543 | -3408.2131 | -3193.938 | -3462.3132 | -3244.348 | -3601.398 | -3387.5236 | -3746.7742 | -3537.1519 | -3898.761 | -3693.5595 | -4024.6929 | -4614.9688 | 0 | 0 | 0 | 0 | 0 | 0 | 0 | 0 | 0 | 0 | 0 | 0 | 0 | 0 | 0 | 0 | 0 | 0
|  | Cash flow available for dividends - P90 |  | USD 000s | 0 |  | 0 | 0 | 0 | 3735.7543 | -3696.3724 | 3053.8104 | 8917.5557 | 3357.4482 | 11832.9784 | 734.8249 | 783.2727 | 741.5726 | 749.1666 | 705.6076 | 372.6709 | -31288.2899 | 0 | 0 | 0 | 0 | 0 | 0 | 0 | 0 | 0 | 0 | 0 | 0 | 0 | 0 | 0 | 0 | 0 | 0 | 0 | 0 | 0 | 0 | 0 | 0 | 0 | 0 | 0 | 0 | 0 | 0 | 0 | 0 | 0 | 0 | 0 | 0 | 0 | 0 | 0 | 0 | 0 | 0 | 0 | 0 | 0 | 0 | 0 | 0 | 0 | 0 | 0 | 0 | 0 | 0 | 0 | 0 | 0 | 0 | 0 | 0 | 0 | 0 | 0 | 0 | 0 | 0 | 0 | 0 | 0 | 0
|  | Dividend paid / declared - P90 | 0 | USD 000s | 0 | 0 | 0 | 0 | 0 | 0 | 0 | 0 | 0 | 0 | 0 | 0 | 0 | 0 | 0 | 0 | 0 | 0 | 0 | 0 | 0 | 0 | 0 | 0 | 0 | 0 | 0 | 0 | 0 | 0 | 0 | 0 | 0 | 0 | 0 | 0 | 0 | 0 | 0 | 0 | 0 | 0 | 0 | 0 | 0 | 0 | 0 | 0 | 0 | 0 | 0 | 0 | 0 | 0 | 0 | 0 | 0 | 0 | 0 | 0 | 0 | 0 | 0 | 0 | 0 | 0 | 0 | 0 | 0 | 0 | 0 | 0 | 0 | 0 | 0 | 0 | 0 | 0 | 0 | 0 | 0 | 0 | 0 | 0 | 0 | 0 | 0 | 0
|  | Cash flow available for share capital redemption - P90 |  | USD 000s | 0 |  | 0 | 0 | 0 | 3735.7543 | -3696.3724 | 3053.8104 | 8917.5557 | 3357.4482 | 11832.9784 | 734.8249 | 783.2727 | 741.5726 | 749.1666 | 705.6076 | 372.6709 | -31288.2899 | 0 | 0 | 0 | 0 | 0 | 0 | 0 | 0 | 0 | 0 | 0 | 0 | 0 | 0 | 0 | 0 | 0 | 0 | 0 | 0 | 0 | 0 | 0 | 0 | 0 | 0 | 0 | 0 | 0 | 0 | 0 | 0 | 0 | 0 | 0 | 0 | 0 | 0 | 0 | 0 | 0 | 0 | 0 | 0 | 0 | 0 | 0 | 0 | 0 | 0 | 0 | 0 | 0 | 0 | 0 | 0 | 0 | 0 | 0 | 0 | 0 | 0 | 0 | 0 | 0 | 0 | 0 | 0 | 0 | 0
|  | Sponsor share capital redemption - P90 | 0 | USD 000s | 0 | 0 | 0 | 0 | 0 | 0 | 0 | 0 | 0 | 0 | 0 | 0 | 0 | 0 | 0 | 0 | 0 | 0 | 0 | 0 | 0 | 0 | 0 | 0 | 0 | 0 | 0 | 0 | 0 | 0 | 0 | 0 | 0 | 0 | 0 | 0 | 0 | 0 | 0 | 0 | 0 | 0 | 0 | 0 | 0 | 0 | 0 | 0 | 0 | 0 | 0 | 0 | 0 | 0 | 0 | 0 | 0 | 0 | 0 | 0 | 0 | 0 | 0 | 0 | 0 | 0 | 0 | 0 | 0 | 0 | 0 | 0 | 0 | 0 | 0 | 0 | 0 | 0 | 0 | 0 | 0 | 0 | 0 | 0 | 0 | 0 | 0 | 0
|  | Standby equity redemption | 0 | USD 000s | 0 | 0 | 0 | 0 | 0 | 0 | 0 | 0 | 0 | 0 | 0 | 0 | 0 | 0 | 0 | 0 | 0 | 0 | 0 | 0 | 0 | 0 | 0 | 0 | 0 | 0 | 0 | 0 | 0 | 0 | 0 | 0 | 0 | 0 | 0 | 0 | 0 | 0 | 0 | 0 | 0 | 0 | 0 | 0 | 0 | 0 | 0 | 0 | 0 | 0 | 0 | 0 | 0 | 0 | 0 | 0 | 0 | 0 | 0 | 0 | 0 | 0 | 0 | 0 | 0 | 0 | 0 | 0 | 0 | 0 | 0 | 0 | 0 | 0 | 0 | 0 | 0 | 0 | 0 | 0 | 0 | 0 | 0 | 0 | 0 | 0 | 0 | 0
|  | Net cash flow - P90 |  | USD 000s | 0 |  | 0 | 0 | 0 | 3735.7543 | -3696.3724 | 3053.8104 | 8917.5557 | 3357.4482 | 11832.9784 | 734.8249 | 783.2727 | 741.5726 | 749.1666 | 705.6076 | 372.6709 | -31288.2899 | 0 | 0 | 0 | 0 | 0 | 0 | 0 | 0 | 0 | 0 | 0 | 0 | 0 | 0 | 0 | 0 | 0 | 0 | 0 | 0 | 0 | 0 | 0 | 0 | 0 | 0 | 0 | 0 | 0 | 0 | 0 | 0 | 0 | 0 | 0 | 0 | 0 | 0 | 0 | 0 | 0 | 0 | 0 | 0 | 0 | 0 | 0 | 0 | 0 | 0 | 0 | 0 | 0 | 0 | 0 | 0 | 0 | 0 | 0 | 0 | 0 | 0 | 0 | 0 | 0 | 0 | 0 | 0 | 0 | 0
BALANCE SHEET - P90
Assets - P90
|  | IFRIC 12 financial asset balance - P90 | 0 | USD 000s | 0 | 0 | 0 | 0 | 0 | 119761.3299 | 160535.7759 | 162940.4142 | 160573.6216 | 158598.9457 | 156253.0184 | 154324.8866 | 151827.6492 | 149743.7875 | 147430.8849 | 145534.8929 | 143139.5843 | 141158.3524 | 138678.3899 | 136609.6015 | 134147.6589 | 132096.4172 | 129582.0979 | 127476.3165 | 124850.7838 | 122630.2136 | 119921.2151 | 118262.8027 | 116201.7169 | 114549.7856 | 112340.3479 | 110535.7145 | 108261.946 | 106390.6165 | 104798.8233 | 103624.8637 | 101186.8248 | 99145.5928 | 96629.3428 | 94507.1517 | 91904.4875 | 89692.925 | 86995.8228 | 84686.6572 | 81894.53 | 79487.148 | 76599.6304 | 74093.6446 | 71165.8645 | 68617.7008 | 65521.6737 | 62800.2786 | 59585.7182 | 56741.9756 | 53400.5303 | 50425.879 | 47012.2852 | 43962.7538 | 40383.7135 | 37163.7754 | 33546.1467 | 30285.6767 | 26533.83 | 23134.9155 | 19243.1717 | 15699.9935 | 11662.3992 | 7968.8573 | 3814.3172 | 3.3069e-09 | 3.3857e-09 | 3.4663e-09 | 3.5489e-09 | 3.6334e-09 | 3.72e-09 | 3.8086e-09 | 3.8993e-09 | 3.9922e-09 | 4.0873e-09 | 4.1846e-09 | 4.2843e-09 | 4.3864e-09 | 4.4908e-09 | 4.5978e-09 | 4.7073e-09 | 4.8195e-09 | 4.9343e-09 | 5.0518e-09
|  | Non current assets balance for BS | 0 | USD 000s | 0 | 0 | 0 | 0 | 0 | 0 | 0 | 0 | 0 | 0 | 0 | 0 | 0 | 0 | 0 | 0 | 0 | 0 | 0 | 0 | 0 | 0 | 0 | 0 | 0 | 0 | 0 | 0 | 0 | 0 | 0 | 0 | 0 | 0 | 0 | 0 | 0 | 0 | 0 | 0 | 0 | 0 | 0 | 0 | 0 | 0 | 0 | 0 | 0 | 0 | 0 | 0 | 0 | 0 | 0 | 0 | 0 | 0 | 0 | 0 | 0 | 0 | 0 | 0 | 0 | 0 | 0 | 0 | 0 | 0 | 0 | 0 | 0 | 0 | 0 | 0 | 0 | 0 | 0 | 0 | 0 | 0 | 0 | 0 | 0 | 0 | 0 | 0
|  | Capitalised finance costs balance for BS | 0 | USD 000s | 0 | 0 | 0 | 0 | 0 | 0 | 0 | 0 | 0 | 0 | 0 | 0 | 0 | 0 | 0 | 0 | 0 | 0 | 0 | 0 | 0 | 0 | 0 | 0 | 0 | 0 | 0 | 0 | 0 | 0 | 0 | 0 | 0 | 0 | 0 | 0 | 0 | 0 | 0 | 0 | 0 | 0 | 0 | 0 | 0 | 0 | 0 | 0 | 0 | 0 | 0 | 0 | 0 | 0 | 0 | 0 | 0 | 0 | 0 | 0 | 0 | 0 | 0 | 0 | 0 | 0 | 0 | 0 | 0 | 0 | 0 | 0 | 0 | 0 | 0 | 0 | 0 | 0 | 0 | 0 | 0 | 0 | 0 | 0 | 0 | 0 | 0 | 0
|  | Total - non-current assets - P90 |  | USD 000s |  |  | 0 | 0 | 0 | 119761.3299 | 160535.7759 | 162940.4142 | 160573.6216 | 158598.9457 | 156253.0184 | 154324.8866 | 151827.6492 | 149743.7875 | 147430.8849 | 145534.8929 | 143139.5843 | 141158.3524 | 138678.3899 | 136609.6015 | 134147.6589 | 132096.4172 | 129582.0979 | 127476.3165 | 124850.7838 | 122630.2136 | 119921.2151 | 118262.8027 | 116201.7169 | 114549.7856 | 112340.3479 | 110535.7145 | 108261.946 | 106390.6165 | 104798.8233 | 103624.8637 | 101186.8248 | 99145.5928 | 96629.3428 | 94507.1517 | 91904.4875 | 89692.925 | 86995.8228 | 84686.6572 | 81894.53 | 79487.148 | 76599.6304 | 74093.6446 | 71165.8645 | 68617.7008 | 65521.6737 | 62800.2786 | 59585.7182 | 56741.9756 | 53400.5303 | 50425.879 | 47012.2852 | 43962.7538 | 40383.7135 | 37163.7754 | 33546.1467 | 30285.6767 | 26533.83 | 23134.9155 | 19243.1717 | 15699.9935 | 11662.3992 | 7968.8573 | 3814.3172 | 3.3069e-09 | 3.3857e-09 | 3.4663e-09 | 3.5489e-09 | 3.6334e-09 | 3.72e-09 | 3.8086e-09 | 3.8993e-09 | 3.9922e-09 | 4.0873e-09 | 4.1846e-09 | 4.2843e-09 | 4.3864e-09 | 4.4908e-09 | 4.5978e-09 | 4.7073e-09 | 4.8195e-09 | 4.9343e-09 | 5.0518e-09
|  | MMRA balance | 0 | USD 000s | 0 | 0 | 0 | 0 | 0 | 0 | 0 | 0 | 0 | 0 | 0 | 0 | 0 | 0 | 0 | 0 | 0 | 0 | 0 | 0 | 0 | 0 | 0 | 0 | 0 | 0 | 0 | 0 | 0 | 0 | 0 | 0 | 0 | 0 | 0 | 0 | 0 | 0 | 0 | 0 | 0 | 0 | 0 | 0 | 0 | 0 | 0 | 0 | 0 | 0 | 0 | 0 | 0 | 0 | 0 | 0 | 0 | 0 | 0 | 0 | 0 | 0 | 0 | 0 | 0 | 0 | 0 | 0 | 0 | 0 | 0 | 0 | 0 | 0 | 0 | 0 | 0 | 0 | 0 | 0 | 0 | 0 | 0 | 0 | 0 | 0 | 0 | 0
|  | DSRA balance | 0 | USD 000s | 0 | 0 | 0 | 0 | 0 | 0 | 0 | 0 | 0 | 8050.8315 | 0 | 0 | 0 | 0 | 0 | 0 | 0 | 0 | 0 | 0 | 0 | 0 | 0 | 0 | 0 | 0 | 0 | 0 | 0 | 0 | 0 | 0 | 0 | 0 | 0 | 0 | 0 | 0 | 0 | 0 | 0 | 0 | 0 | 0 | 0 | 0 | 0 | 0 | 0 | 0 | 0 | 0 | 0 | 0 | 0 | 0 | 0 | 0 | 0 | 0 | 0 | 0 | 0 | 0 | 0 | 0 | 0 | 0 | 0 | 0 | 0 | 0 | 0 | 0 | 0 | 0 | 0 | 0 | 0 | 0 | 0 | 0 | 0 | 0 | 0 | 0 | 0 | 0
|  | WCRA balance - P90 | 0 | USD 000s | 0 | 0 | 0 | 0 | 0 | 0 | 0 | 0 | 0 | 0 | 0 | 0 | 0 | 0 | 0 | 0 | 0 | 0 | 0 | 0 | 0 | 0 | 0 | 0 | 0 | 0 | 0 | 0 | 0 | 0 | 0 | 0 | 0 | 0 | 0 | 0 | 0 | 0 | 0 | 0 | 0 | 0 | 0 | 0 | 0 | 0 | 0 | 0 | 0 | 0 | 0 | 0 | 0 | 0 | 0 | 0 | 0 | 0 | 0 | 0 | 0 | 0 | 0 | 0 | 0 | 0 | 0 | 0 | 0 | 0 | 0 | 0 | 0 | 0 | 0 | 0 | 0 | 0 | 0 | 0 | 0 | 0 | 0 | 0 | 0 | 0 | 0 | 0
|  | Accounts receivable balance - P90 | 0 | USD 000s | 0 | 0 | 0 | 0 | 0 | 0 | 0 | 0 | 0 | 0 | 1643.3117 | 1524.0603 | 1639.8317 | 1520.8329 | 1636.3145 | 1517.5709 | 1632.7687 | 1514.2824 | 1629.1941 | 1510.9672 | 1625.5852 | 1507.6202 | 1621.9533 | 1504.2519 | 1618.3043 | 1500.8676 | 1614.6265 | 1497.4568 | 1610.9115 | 1494.0114 | 1607.1622 | 1490.5341 | 1603.3841 | 1487.0302 | 1599.5745 | 1483.497 | 1595.7219 | 1479.924 | 1591.8407 | 1476.3244 | 1587.9365 | 1472.7036 | 1583.9979 | 1469.0508 | 1580.0393 | 1465.3794 | 1576.0577 | 1461.6868 | 1572.0446 | 1457.9649 | 1567.9827 | 1454.1978 | 1563.8922 | 1450.4041 | 1559.7845 | 1446.5945 | 1555.6567 | 1442.7663 | 1551.5261 | 1438.9354 | 1547.3955 | 1435.1045 | 1543.2648 | 1431.2736 | 1539.1342 | 1427.4427 | 1535.0036 | 1423.6118 | 1530.8729 | 0 | 0 | 0 | 0 | 0 | 0 | 0 | 0 | 0 | 0 | 0 | 0 | 0 | 0 | 0 | 0 | 0 | 0 | 0
|  | EGR receivable balance | 0 | USD 000s | 0 | 0 | 0 | 0 | 0 | 0 | 0 | 3214.8589 | 1021.3552 | 3214.8589 | 0 | 0 | 0 | 0 | 0 | 0 | 0 | 0 | 0 | 0 | 0 | 0 | 0 | 0 | 0 | 0 | 0 | 0 | 0 | 0 | 0 | 0 | 0 | 0 | 0 | 0 | 0 | 0 | 0 | 0 | 0 | 0 | 0 | 0 | 0 | 0 | 0 | 0 | 0 | 0 | 0 | 0 | 0 | 0 | 0 | 0 | 0 | 0 | 0 | 0 | 0 | 0 | 0 | 0 | 0 | 0 | 0 | 0 | 0 | 0 | 0 | 0 | 0 | 0 | 0 | 0 | 0 | 0 | 0 | 0 | 0 | 0 | 0 | 0 | 0 | 0 | 0 | 0
|  | Prepaid upfront fee asset balance - ADB Loan | 0 | USD 000s | 0 | 0 | 0 | 0 | 0 | 0 | 0 | 0 | 0 | 0 | 0 | 0 | 0 | 0 | 0 | 0 | 0 | 0 | 0 | 0 | 0 | 0 | 0 | 0 | 0 | 0 | 0 | 0 | 0 | 0 | 0 | 0 | 0 | 0 | 0 | 0 | 0 | 0 | 0 | 0 | 0 | 0 | 0 | 0 | 0 | 0 | 0 | 0 | 0 | 0 | 0 | 0 | 0 | 0 | 0 | 0 | 0 | 0 | 0 | 0 | 0 | 0 | 0 | 0 | 0 | 0 | 0 | 0 | 0 | 0 | 0 | 0 | 0 | 0 | 0 | 0 | 0 | 0 | 0 | 0 | 0 | 0 | 0 | 0 | 0 | 0 | 0 | 0
|  | Prepaid upfront fee asset balance - EBRD | 0 | USD 000s | 0 | 0 | 0 | 0 | 0 | 0 | 0 | 0 | 0 | 0 | 0 | 0 | 0 | 0 | 0 | 0 | 0 | 0 | 0 | 0 | 0 | 0 | 0 | 0 | 0 | 0 | 0 | 0 | 0 | 0 | 0 | 0 | 0 | 0 | 0 | 0 | 0 | 0 | 0 | 0 | 0 | 0 | 0 | 0 | 0 | 0 | 0 | 0 | 0 | 0 | 0 | 0 | 0 | 0 | 0 | 0 | 0 | 0 | 0 | 0 | 0 | 0 | 0 | 0 | 0 | 0 | 0 | 0 | 0 | 0 | 0 | 0 | 0 | 0 | 0 | 0 | 0 | 0 | 0 | 0 | 0 | 0 | 0 | 0 | 0 | 0 | 0 | 0
|  | Prepaid upfront fee asset balance - AIIB | 0 | USD 000s | 0 | 0 | 0 | 0 | 0 | 0 | 0 | 0 | 0 | 0 | 0 | 0 | 0 | 0 | 0 | 0 | 0 | 0 | 0 | 0 | 0 | 0 | 0 | 0 | 0 | 0 | 0 | 0 | 0 | 0 | 0 | 0 | 0 | 0 | 0 | 0 | 0 | 0 | 0 | 0 | 0 | 0 | 0 | 0 | 0 | 0 | 0 | 0 | 0 | 0 | 0 | 0 | 0 | 0 | 0 | 0 | 0 | 0 | 0 | 0 | 0 | 0 | 0 | 0 | 0 | 0 | 0 | 0 | 0 | 0 | 0 | 0 | 0 | 0 | 0 | 0 | 0 | 0 | 0 | 0 | 0 | 0 | 0 | 0 | 0 | 0 | 0 | 0
|  | Prepaid upfront fee asset balance - EIB | 0 | USD 000s | 0 | 0 | 0 | 0 | 0 | 0 | 0 | 0 | 0 | 0 | 0 | 0 | 0 | 0 | 0 | 0 | 0 | 0 | 0 | 0 | 0 | 0 | 0 | 0 | 0 | 0 | 0 | 0 | 0 | 0 | 0 | 0 | 0 | 0 | 0 | 0 | 0 | 0 | 0 | 0 | 0 | 0 | 0 | 0 | 0 | 0 | 0 | 0 | 0 | 0 | 0 | 0 | 0 | 0 | 0 | 0 | 0 | 0 | 0 | 0 | 0 | 0 | 0 | 0 | 0 | 0 | 0 | 0 | 0 | 0 | 0 | 0 | 0 | 0 | 0 | 0 | 0 | 0 | 0 | 0 | 0 | 0 | 0 | 0 | 0 | 0 | 0 | 0
|  | Retained cash balance - P90 | 0 | USD 000s | 0 | 0 | 0 | 0 | 0 | 3735.7543 | 39.3819 | 3093.1923 | 12010.748 | 15368.1962 | 27201.1746 | 27935.9995 | 28719.2722 | 29460.8448 | 30210.0114 | 30915.619 | 31288.2899 | 0 | 0 | 0 | 0 | 0 | 0 | 0 | 0 | 0 | 0 | 0 | 0 | 0 | 0 | 0 | 0 | 0 | 0 | 0 | 0 | 0 | 0 | 0 | 0 | 0 | 0 | 0 | 0 | 0 | 0 | 0 | 0 | 0 | 0 | 0 | 0 | 0 | 0 | 0 | 0 | 0 | 0 | 0 | 0 | 0 | 0 | 0 | 0 | 0 | 0 | 0 | 0 | 0 | 0 | 0 | 0 | 0 | 0 | 0 | 0 | 0 | 0 | 0 | 0 | 0 | 0 | 0 | 0 | 0 | 0 | 0
|  | VAT debtor receivable - P90 balance | 0 | USD 000s | 0 | 0 | 0 | 0 | 0 | 0 | 0 | 385.7831 | 122.5626 | 385.7831 | 197.1974 | 182.8872 | 196.7798 | 182.4999 | 196.3577 | 182.1085 | 195.9322 | 181.7139 | 195.5033 | 181.3161 | 195.0702 | 180.9144 | 194.6344 | 180.5102 | 194.1965 | 180.1041 | 193.7552 | 179.6948 | 193.3094 | 179.2814 | 192.8595 | 178.8641 | 192.4061 | 178.4436 | 191.9489 | 178.0196 | 191.4866 | 177.5909 | 191.0209 | 177.1589 | 190.5524 | 176.7244 | 190.0797 | 176.2861 | 189.6047 | 175.8455 | 189.1269 | 175.4024 | 188.6453 | 174.9558 | 188.1579 | 174.5037 | 187.6671 | 174.0485 | 187.1741 | 173.5913 | 186.6788 | 173.132 | 186.1831 | 172.6722 | 185.6875 | 172.2125 | 185.1918 | 171.7528 | 184.6961 | 171.2931 | 184.2004 | 170.8334 | 183.7047 | 0 | 0 | 0 | 0 | 0 | 0 | 0 | 0 | 0 | 0 | 0 | 0 | 0 | 0 | 0 | 0 | 0 | 0 | 0
|  | Total - current assets - P90 |  | USD 000s |  |  | 0 | 0 | 0 | 3735.7543 | 39.3819 | 6693.8342 | 13154.6658 | 27019.6697 | 29041.6837 | 29642.947 | 30555.8838 | 31164.1776 | 32042.6837 | 32615.2984 | 33116.9908 | 1695.9963 | 1824.6974 | 1692.2833 | 1820.6554 | 1688.5346 | 1816.5877 | 1684.7621 | 1812.5008 | 1680.9717 | 1808.3817 | 1677.1516 | 1804.2209 | 1673.2927 | 1800.0216 | 1669.3982 | 1795.7902 | 1665.4738 | 1791.5235 | 1661.5167 | 1787.2086 | 1657.5149 | 1782.8616 | 1653.4834 | 1778.4889 | 1649.428 | 1774.0777 | 1645.3369 | 1769.644 | 1641.2249 | 1765.1846 | 1637.0892 | 1760.6899 | 1632.9207 | 1756.1407 | 1628.7015 | 1751.5593 | 1624.4526 | 1746.9587 | 1620.1859 | 1742.3356 | 1615.8982 | 1737.7092 | 1611.6076 | 1733.0829 | 1607.3171 | 1728.4566 | 1603.0265 | 1723.8303 | 1598.7359 | 1719.204 | 1594.4453 | 1714.5777 | 0 | 0 | 0 | 0 | 0 | 0 | 0 | 0 | 0 | 0 | 0 | 0 | 0 | 0 | 0 | 0 | 0 | 0 | 0
|  | Total assets - P90 |  | USD 000s |  |  | 0 | 0 | 0 | 123497.0843 | 160575.1578 | 169634.2484 | 173728.2874 | 185618.6153 | 185294.7021 | 183967.8336 | 182383.533 | 180907.9652 | 179473.5686 | 178150.1913 | 176256.5751 | 142854.3487 | 140503.0873 | 138301.8848 | 135968.3143 | 133784.9518 | 131398.6856 | 129161.0786 | 126663.2846 | 124311.1854 | 121729.5968 | 119939.9543 | 118005.9378 | 116223.0783 | 114140.3695 | 112205.1126 | 110057.7362 | 108056.0903 | 106590.3467 | 105286.3804 | 102974.0333 | 100803.1077 | 98412.2044 | 96160.6351 | 93682.9763 | 91342.3529 | 88769.9004 | 86331.9941 | 83664.174 | 81128.373 | 78364.815 | 75730.7338 | 72926.5545 | 70250.6215 | 67277.8143 | 64428.9802 | 61337.2775 | 58366.4282 | 55147.489 | 52046.0648 | 48754.6208 | 45578.6521 | 42121.4227 | 38775.383 | 35279.2296 | 31892.9938 | 28262.2866 | 24737.942 | 20967.002 | 17298.7293 | 13381.6032 | 9563.3025 | 5528.8948 | 3.3069e-09 | 3.3857e-09 | 3.4663e-09 | 3.5489e-09 | 3.6334e-09 | 3.72e-09 | 3.8086e-09 | 3.8993e-09 | 3.9922e-09 | 4.0873e-09 | 4.1846e-09 | 4.2843e-09 | 4.3864e-09 | 4.4908e-09 | 4.5978e-09 | 4.7073e-09 | 4.8195e-09 | 4.9343e-09 | 5.0518e-09
Equity - P90
|  | Sponsor share capital balance - P90 | 0 | USD 000s | 0 | 0 | 0 | 0 | 0 | 19500.7935 | 19500.7935 | 19500.7935 | 19500.7935 | 19500.7935 | 19500.7935 | 19500.7935 | 19500.7935 | 19500.7935 | 19500.7935 | 19500.7935 | 19500.7935 | 19500.7935 | 19500.7935 | 19500.7935 | 19500.7935 | 19500.7935 | 19500.7935 | 19500.7935 | 19500.7935 | 19500.7935 | 19500.7935 | 19500.7935 | 19500.7935 | 19500.7935 | 19500.7935 | 19500.7935 | 19500.7935 | 19500.7935 | 19500.7935 | 19500.7935 | 19500.7935 | 19500.7935 | 19500.7935 | 19500.7935 | 19500.7935 | 19500.7935 | 19500.7935 | 19500.7935 | 19500.7935 | 19500.7935 | 19500.7935 | 19500.7935 | 19500.7935 | 19500.7935 | 19500.7935 | 19500.7935 | 19500.7935 | 19500.7935 | 19500.7935 | 19500.7935 | 19500.7935 | 19500.7935 | 19500.7935 | 19500.7935 | 19500.7935 | 19500.7935 | 19500.7935 | 19500.7935 | 19500.7935 | 19500.7935 | 19500.7935 | 19500.7935 | 19500.7935 | 19500.7935 | 19500.7935 | 19500.7935 | 19500.7935 | 19500.7935 | 19500.7935 | 19500.7935 | 19500.7935 | 19500.7935 | 19500.7935 | 19500.7935 | 19500.7935 | 19500.7935 | 19500.7935 | 19500.7935 | 19500.7935 | 19500.7935 | 19500.7935 | 19500.7935
|  | Standby equity balance | 0 | USD 000s | 0 | 0 | 0 | 0 | 0 | 0 | 0 | 0 | 0 | 0 | 0 | 0 | 0 | 0 | 0 | 0 | 0 | 0 | 0 | 0 | 0 | 0 | 0 | 0 | 0 | 0 | 0 | 0 | 0 | 0 | 0 | 0 | 0 | 0 | 0 | 0 | 0 | 0 | 0 | 0 | 0 | 0 | 0 | 0 | 0 | 0 | 0 | 0 | 0 | 0 | 0 | 0 | 0 | 0 | 0 | 0 | 0 | 0 | 0 | 0 | 0 | 0 | 0 | 0 | 0 | 0 | 0 | 0 | 0 | 0 | 0 | 0 | 0 | 0 | 0 | 0 | 0 | 0 | 0 | 0 | 0 | 0 | 0 | 0 | 0 | 0 | 0 | 0
|  | Legal reserves balance | 0 | USD 000s | 0 | 0 | 0 | 0 | 0 | 0 | 0 | 0 | 0 | 0 | 0 | 0 | 0 | 0 | 0 | 0 | 0 | 0 | 0 | 0 | 0 | 0 | 0 | 0 | 0 | 0 | 0 | 0 | 0 | 0 | 0 | 0 | 0 | 0 | 0 | 0 | 0 | 0 | 0 | 0 | 0 | 0 | 0 | 0 | 0 | 0 | 0 | 0 | 0 | 0 | 0 | 0 | 0 | 0 | 0 | 0 | 0 | 0 | 0 | 0 | 0 | 0 | 0 | 0 | 0 | 0 | 0 | 0 | 0 | 0 | 0 | 0 | 0 | 0 | 0 | 0 | 0 | 0 | 0 | 0 | 0 | 0 | 0 | 0 | 0 | 0 | 0 | 0
|  | Retained earnings balance - P90 | 0 | USD 000s | 0 | 0 | 0 | 0 | 0 | 1771.6114 | 2553.7612 | 2357.9325 | 1865.2572 | 1179.0318 | -27.9522 | -1282.646 | -2631.8276 | -3955.3013 | -5352.9278 | -6726.4322 | -8192.4098 | -9622.5483 | -10342.3868 | -10997.069 | -11696.5705 | -12329.6107 | -13010.99 | -13622.5167 | -14281.7621 | -14868.1937 | -15497.0462 | -16011.7284 | -16568.0221 | -17053.3319 | -17588.2542 | -18050.1916 | -18552.4771 | -18978.0173 | -19397.2478 | -19741.1441 | -20177.0234 | -20539.1044 | -20942.5732 | -21270.5817 | -21637.8941 | -21927.2159 | -22253.5398 | -22499.1258 | -22778.613 | -22971.6946 | -23189.4623 | -23317.5556 | -23424.2729 | -23531.9593 | -23640.3789 | -23750.2066 | -23857.11 | -23965.0116 | -24069.9768 | -24175.7374 | -24274.6593 | -24373.8976 | -24471.5432 | -24569.6013 | -24657.6209 | -24745.6091 | -24828.9962 | -24912.0614 | -24990.2044 | -25067.7133 | -25139.956 | -25211.2291 | -25274.7224 | -25336.8741 | -25336.8741 | -25336.8741 | -25336.8741 | -25336.8741 | -25336.8741 | -25336.8741 | -25336.8741 | -25336.8741 | -25336.8741 | -25336.8741 | -25336.8741 | -25336.8741 | -25336.8741 | -25336.8741 | -25336.8741 | -25336.8741 | -25336.8741 | -25336.8741
|  | Total - shareholders' equity - P90 |  | USD 000s |  |  | 0 | 0 | 0 | 21272.405 | 22054.5547 | 21858.726 | 21366.0507 | 20679.8254 | 19472.8413 | 18218.1475 | 16868.9659 | 15545.4922 | 14147.8657 | 12774.3613 | 11308.3838 | 9878.2452 | 9158.4067 | 8503.7245 | 7804.223 | 7171.1828 | 6489.8035 | 5878.2768 | 5219.0315 | 4632.5998 | 4003.7473 | 3489.0651 | 2932.7714 | 2447.4616 | 1912.5393 | 1450.602 | 948.3164 | 522.7762 | 103.5457 | -240.3505 | -676.2299 | -1038.3109 | -1441.7797 | -1769.7882 | -2137.1006 | -2426.4224 | -2752.7463 | -2998.3322 | -3277.8195 | -3470.9011 | -3688.6688 | -3816.762 | -3923.4794 | -4031.1657 | -4139.5854 | -4249.413 | -4356.3164 | -4464.218 | -4569.1833 | -4674.9438 | -4773.8658 | -4873.1041 | -4970.7497 | -5068.8078 | -5156.8274 | -5244.8156 | -5328.2027 | -5411.2679 | -5489.4109 | -5566.9198 | -5639.1625 | -5710.4356 | -5773.9289 | -5836.0806 | -5836.0806 | -5836.0806 | -5836.0806 | -5836.0806 | -5836.0806 | -5836.0806 | -5836.0806 | -5836.0806 | -5836.0806 | -5836.0806 | -5836.0806 | -5836.0806 | -5836.0806 | -5836.0806 | -5836.0806 | -5836.0806 | -5836.0806 | -5836.0806
Liabilities - P90
|  | Equity bridge IFRS balance | 0 | USD 000s | 0 | 0 | 0 | 0 | 0 | 0 | 0 | 0 | 0 | 0 | 0 | 0 | 0 | 0 | 0 | 0 | 0 | 0 | 0 | 0 | 0 | 0 | 0 | 0 | 0 | 0 | 0 | 0 | 0 | 0 | 0 | 0 | 0 | 0 | 0 | 0 | 0 | 0 | 0 | 0 | 0 | 0 | 0 | 0 | 0 | 0 | 0 | 0 | 0 | 0 | 0 | 0 | 0 | 0 | 0 | 0 | 0 | 0 | 0 | 0 | 0 | 0 | 0 | 0 | 0 | 0 | 0 | 0 | 0 | 0 | 0 | 0 | 0 | 0 | 0 | 0 | 0 | 0 | 0 | 0 | 0 | 0 | 0 | 0 | 0 | 0 | 0 | 0
|  | ADB Loan IFRS balance | 0 | USD 000s | 0 | 0 | 0 | 0 | 0 | 9949.5908 | 19461.5723 | 21150.4595 | 21850.6583 | 24684.847 | 24811.3935 | 24405.1378 | 23914.5391 | 23466.601 | 23003.8934 | 22586.1636 | 22001.9514 | 21462.8615 | 20846.0758 | 20272.2707 | 19640.6103 | 19055.4784 | 18326.4598 | 17640.9928 | 16864.9041 | 16127.8687 | 15304.7332 | 14675.7531 | 13978.8143 | 13326.8091 | 12575.1988 | 11859.658 | 11060.71 | 10299.6742 | 9604.8158 | 8980.2452 | 8201.6702 | 7558.3944 | 6843.3153 | 6157.2181 | 5396.6293 | 4662.4159 | 3851.6987 | 3065.7257 | 2201.9607 | 1361.0175 | 441.8903 | 2.9729e-11 | 3.0813e-11 | 3.1937e-11 | 3.3102e-11 | 3.4309e-11 | 3.5561e-11 | 3.6858e-11 | 3.8202e-11 | 3.9595e-11 | 4.1039e-11 | 4.2536e-11 | 4.4087e-11 | 4.5695e-11 | 4.7362e-11 | 4.9089e-11 | 5.088e-11 | 5.2735e-11 | 5.4659e-11 | 5.6652e-11 | 5.8719e-11 | 6.086e-11 | 6.308e-11 | 6.5381e-11 | 6.7765e-11 | 7.0237e-11 | 7.2798e-11 | 7.5453e-11 | 7.8205e-11 | 8.1058e-11 | 8.4014e-11 | 8.7078e-11 | 9.0254e-11 | 9.3546e-11 | 9.6958e-11 | 1.0049e-10 | 1.0416e-10 | 1.0796e-10 | 1.119e-10 | 1.1598e-10 | 1.2021e-10 | 1.2459e-10
|  | EBRD IFRS balance | 0 | USD 000s | 0 | 0 | 0 | 0 | 0 | 13554.2743 | 26672.4897 | 29039.8681 | 30038.3887 | 33796.7181 | 33912.2609 | 33326.1038 | 32629.0443 | 31988.1498 | 31327.8585 | 30726.6697 | 29906.7851 | 29146.6681 | 28284.9127 | 27480.2713 | 26600.2115 | 25782.0232 | 24775.556 | 23827.482 | 22761.5164 | 21748.3001 | 20623.4173 | 19755.1954 | 18798.8044 | 17902.7612 | 16877.1716 | 15900.5938 | 14816.0819 | 13783.295 | 12839.2585 | 11989.1708 | 10938.3416 | 10067.2476 | 9103.525 | 8179.8308 | 7160.2681 | 6177.6216 | 5096.7954 | 4051.0931 | 2905.8873 | 1793.6664 | 581.8329 | -1.0231e-07 | -1.0574e-07 | -1.0928e-07 | -1.1294e-07 | -1.1672e-07 | -1.2062e-07 | -1.2466e-07 | -1.2883e-07 | -1.3315e-07 | -1.376e-07 | -1.4221e-07 | -1.4697e-07 | -1.5189e-07 | -1.5698e-07 | -1.6223e-07 | -1.6766e-07 | -1.7328e-07 | -1.7908e-07 | -1.8507e-07 | -1.9127e-07 | -1.9767e-07 | -2.0429e-07 | -2.1113e-07 | -2.1819e-07 | -2.255e-07 | -2.3305e-07 | -2.4085e-07 | -2.4891e-07 | -2.5724e-07 | -2.6586e-07 | -2.7476e-07 | -2.8395e-07 | -2.9346e-07 | -3.0328e-07 | -3.1344e-07 | -3.2393e-07 | -3.3477e-07 | -3.4598e-07 | -3.5756e-07 | -3.6953e-07 | -3.819e-07
|  | AIIB IFRS balance | 0 | USD 000s | 0 | 0 | 0 | 0 | 0 | 7958.1076 | 15660.1923 | 17050.1488 | 17636.4092 | 19843.0335 | 19910.872 | 19566.7221 | 19157.4583 | 18781.1705 | 18393.4944 | 18040.519 | 17559.141 | 17112.8542 | 16606.8926 | 16134.4643 | 15617.7557 | 15137.3736 | 14546.4475 | 13989.8058 | 13363.9464 | 12769.0578 | 12108.6064 | 11598.8482 | 11037.3233 | 10511.2304 | 9909.077 | 9335.6998 | 8698.9514 | 8092.5723 | 7538.301 | 7039.1899 | 6422.2176 | 5910.7731 | 5344.9436 | 4802.6159 | 4204.0011 | 3627.0608 | 2992.4764 | 2378.5142 | 1706.1307 | 1053.1136 | 341.611 | -6.0025e-08 | -6.2035e-08 | -6.4112e-08 | -6.6258e-08 | -6.8476e-08 | -7.0768e-08 | -7.3137e-08 | -7.5586e-08 | -7.8116e-08 | -8.0731e-08 | -8.3434e-08 | -8.6227e-08 | -8.9113e-08 | -9.2097e-08 | -9.518e-08 | -9.8366e-08 | -1.0166e-07 | -1.0506e-07 | -1.0858e-07 | -1.1221e-07 | -1.1597e-07 | -1.1985e-07 | -1.2387e-07 | -1.2801e-07 | -1.323e-07 | -1.3673e-07 | -1.413e-07 | -1.4603e-07 | -1.5092e-07 | -1.5597e-07 | -1.612e-07 | -1.6659e-07 | -1.7217e-07 | -1.7793e-07 | -1.8389e-07 | -1.9005e-07 | -1.9641e-07 | -2.0298e-07 | -2.0978e-07 | -2.168e-07 | -2.2406e-07
|  | EIB IFRS balance | 0 | USD 000s | 0 | 0 | 0 | 0 | 0 | 7959.115 | 15674.0918 | 17065.8239 | 17653.3485 | 19860.6158 | 19877.4902 | 19536.7726 | 19137.4808 | 18761.1242 | 18376.2022 | 18020.3013 | 17541.4495 | 17089.4326 | 16584.1307 | 16107.4757 | 15591.4575 | 15105.661 | 14516.1892 | 13954.5865 | 13329.5187 | 12730.0815 | 12072.1182 | 11557.1585 | 10998.0885 | 10466.4476 | 9865.5496 | 9288.8106 | 8654.6795 | 8044.3227 | 7490.7871 | 6986.3526 | 6371.9883 | 5857.7798 | 5295.2698 | 4752.5924 | 4158.8662 | 3583.2012 | 2956.1415 | 2344.4561 | 1681.9096 | 1034.054 | 333.8576 | -9.997e-09 | -1.0308e-08 | -1.0629e-08 | -1.096e-08 | -1.1302e-08 | -1.1654e-08 | -1.2017e-08 | -1.2391e-08 | -1.2777e-08 | -1.3175e-08 | -1.3585e-08 | -1.4008e-08 | -1.4445e-08 | -1.4894e-08 | -1.5358e-08 | -1.5837e-08 | -1.633e-08 | -1.6838e-08 | -1.7363e-08 | -1.7904e-08 | -1.8461e-08 | -1.9036e-08 | -1.9629e-08 | -2.024e-08 | -2.0871e-08 | -2.1521e-08 | -2.2191e-08 | -2.2882e-08 | -2.3595e-08 | -2.433e-08 | -2.5088e-08 | -2.5869e-08 | -2.6675e-08 | -2.7505e-08 | -2.8362e-08 | -2.9245e-08 | -3.0156e-08 | -3.1095e-08 | -3.2064e-08 | -3.3062e-08 | -3.4092e-08
|  | GB Refi debt balance | 0 | USD 000s | 0 | 0 | 0 | 0 | 0 | 0 | 0 | 0 | 0 | 0 | 0 | 0 | 0 | 0 | 0 | 0 | 0 | 0 | 0 | 0 | 0 | 0 | 0 | 0 | 0 | 0 | 0 | 0 | 0 | 0 | 0 | 0 | 0 | 0 | 0 | 0 | 0 | 0 | 0 | 0 | 0 | 0 | 0 | 0 | 0 | 0 | 0 | 0 | 0 | 0 | 0 | 0 | 0 | 0 | 0 | 0 | 0 | 0 | 0 | 0 | 0 | 0 | 0 | 0 | 0 | 0 | 0 | 0 | 0 | 0 | 0 | 0 | 0 | 0 | 0 | 0 | 0 | 0 | 0 | 0 | 0 | 0 | 0 | 0 | 0 | 0 | 0 | 0
|  | VAT facility balance | 0 | USD 000s | 0 | 0 | 0 | 0 | 0 | 17634.79 | 5192.9456 | 1394.3828 | 983.9636 | 1008.7133 | 0 | 0 | 0 | 0 | 0 | 0 | 0 | 0 | 0 | 0 | 0 | 0 | 0 | 0 | 0 | 0 | 0 | 0 | 0 | 0 | 0 | 0 | 0 | 0 | 0 | 0 | 0 | 0 | 0 | 0 | 0 | 0 | 0 | 0 | 0 | 0 | 0 | 0 | 0 | 0 | 0 | 0 | 0 | 0 | 0 | 0 | 0 | 0 | 0 | 0 | 0 | 0 | 0 | 0 | 0 | 0 | 0 | 0 | 0 | 0 | 0 | 0 | 0 | 0 | 0 | 0 | 0 | 0 | 0 | 0 | 0 | 0 | 0 | 0 | 0 | 0 | 0 | 0
|  | Shareholder loan - P90 balance | 0 | USD 000s | 0 | 0 | 0 | 0 | 0 | 58710.8486 | 60193.9944 | 61714.6071 | 63273.6333 | 64872.0435 | 66493.8446 | 68156.1907 | 69860.0955 | 71606.5979 | 73396.7628 | 75231.6819 | 77112.4739 | 47394.7701 | 48197.2104 | 49034.9687 | 49873.5859 | 50749.3856 | 51899.5339 | 53081.7358 | 54283.9792 | 55519.2588 | 56776.0025 | 58079.2036 | 59406.8277 | 60771.1723 | 62158.7306 | 63583.6273 | 65034.5287 | 66524.8315 | 68054.345 | 69628.1959 | 70876.5949 | 71663.3561 | 72425.9287 | 73252.6122 | 74058.5375 | 74932.013 | 75783.689 | 76703.8663 | 77603.6986 | 78570.0526 | 79510.7976 | 78758.8996 | 75991.1275 | 73477.6391 | 70567.615 | 67883.2252 | 64844.352 | 62035.8785 | 58868.4638 | 55927.1314 | 52672.2658 | 49649.7228 | 46241.5098 | 43047.5717 | 39585.2585 | 36340.9105 | 32739.5125 | 29351.9889 | 25605.2147 | 22068.0628 | 18169.3018 | 14475.7423 | 10451.0494 | 5836.0806 | 5836.0806 | 5836.0806 | 5836.0806 | 5836.0806 | 5836.0806 | 5836.0806 | 5836.0806 | 5836.0806 | 5836.0806 | 5836.0806 | 5836.0806 | 5836.0806 | 5836.0806 | 5836.0806 | 5836.0806 | 5836.0806 | 5836.0806 | 5836.0806
|  | Total - long-term debt - P90 |  | USD 000s |  |  | 0 | 0 | 0 | 115766.7264 | 142855.286 | 147415.2902 | 151436.4017 | 164065.9713 | 165005.8612 | 164990.9272 | 164698.618 | 164603.6433 | 164498.2113 | 164605.3355 | 164121.801 | 132206.5865 | 130519.2222 | 129029.4508 | 127323.6209 | 125829.9218 | 124064.1865 | 122494.6029 | 120603.8648 | 118894.5668 | 116884.8777 | 115666.1588 | 114219.8583 | 112978.4206 | 111385.7275 | 109968.3894 | 108264.9515 | 106744.6957 | 105527.5073 | 104623.1544 | 102810.8126 | 101057.5509 | 99012.9824 | 97144.8694 | 94978.3022 | 92982.3124 | 90680.8011 | 88543.6554 | 86099.5868 | 83811.904 | 81209.9894 | 78758.8996 | 75991.1275 | 73477.6391 | 70567.615 | 67883.2252 | 64844.352 | 62035.8785 | 58868.4638 | 55927.1314 | 52672.2658 | 49649.7228 | 46241.5098 | 43047.5717 | 39585.2585 | 36340.9105 | 32739.5125 | 29351.9889 | 25605.2147 | 22068.0628 | 18169.3018 | 14475.7423 | 10451.0494 | 5836.0806 | 5836.0806 | 5836.0806 | 5836.0806 | 5836.0806 | 5836.0806 | 5836.0806 | 5836.0806 | 5836.0806 | 5836.0806 | 5836.0806 | 5836.0806 | 5836.0806 | 5836.0806 | 5836.0806 | 5836.0806 | 5836.0806 | 5836.0806 | 5836.0806
|  | Accounts payable balance | 0 | USD 000s | 0 | 0 | 0 | 0 | 0 | 0 | 0 | 0 | 0 | 0 | 42.5156 | 42.5156 | 45.0466 | 45.0466 | 65.7197 | 65.7197 | 66.6585 | 66.6585 | 67.8832 | 67.8832 | 94.0461 | 94.0461 | 103.3718 | 103.3718 | 99.3786 | 99.3786 | 103.0486 | 103.0486 | 125.1104 | 125.1104 | 110.4138 | 110.4138 | 116.9436 | 116.9436 | 299.2155 | 299.2155 | 114.8502 | 114.8502 | 120.1846 | 120.1846 | 124.3206 | 124.3206 | 127.3852 | 127.3852 | 131.2311 | 131.2311 | 135.9167 | 135.9167 | 163.0077 | 163.0077 | 151.8016 | 151.8016 | 154.0214 | 154.0214 | 155.4873 | 155.4873 | 171.1024 | 171.1024 | 165.5158 | 165.5158 | 168.8261 | 168.8261 | 172.2026 | 172.2026 | 175.6466 | 175.6466 | 179.1596 | 179.1596 | 182.7428 | 0 | 0 | 0 | 0 | 0 | 0 | 0 | 0 | 0 | 0 | 0 | 0 | 0 | 0 | 0 | 0 | 0 | 0 | 0
|  | Pre-completion operating cost payable balance | 0 | USD 000s | 0 | 0 | 0 | 0 | 0 | 0 | 0 | 150.675 | 150.675 | 150.675 | 0 | 0 | 0 | 0 | 0 | 0 | 0 | 0 | 0 | 0 | 0 | 0 | 0 | 0 | 0 | 0 | 0 | 0 | 0 | 0 | 0 | 0 | 0 | 0 | 0 | 0 | 0 | 0 | 0 | 0 | 0 | 0 | 0 | 0 | 0 | 0 | 0 | 0 | 0 | 0 | 0 | 0 | 0 | 0 | 0 | 0 | 0 | 0 | 0 | 0 | 0 | 0 | 0 | 0 | 0 | 0 | 0 | 0 | 0 | 0 | 0 | 0 | 0 | 0 | 0 | 0 | 0 | 0 | 0 | 0 | 0 | 0 | 0 | 0 | 0 | 0 | 0 | 0
|  | Corporate tax payable balance - P90 | 0 | USD 000s | 0 | 0 | 0 | 0 | 0 | 0 | 0 | 0 | 0 | 0 | 0 | 0 | 0 | 0 | 0 | 0 | 0 | 0 | 0 | 0 | 0 | 0 | 0 | 0 | 0 | 0 | 0 | 0 | 0 | 0 | 0 | 0 | 0 | 0 | 0 | 0 | 0 | 0 | 0 | 0 | 0 | 0 | 0 | 0 | 0 | 0 | 0 | 0 | 0 | 0 | 0 | 0 | 0 | 0 | 0 | 0 | 0 | 0 | 0 | 0 | 0 | 0 | 0 | 0 | 0 | 0 | 0 | 0 | 0 | 0 | 0 | 0 | 0 | 0 | 0 | 0 | 0 | 0 | 0 | 0 | 0 | 0 | 0 | 0 | 0 | 0 | 0 | 0
|  | VAT reclaimable from / (owed to) govt. balance P90 | 0 | USD 000s | 0 | 0 | 0 | 0 | 0 | -13542.047 | -4334.6829 | 191.4762 | 757.079 | 704.0627 | 768.3821 | 711.1415 | 765.4969 | 708.3774 | 753.8855 | 696.8886 | 751.7329 | 694.8595 | 749.4293 | 692.6804 | 735.1388 | 678.5156 | 728.9191 | 672.4224 | 729.0843 | 672.7147 | 725.5574 | 669.3159 | 713.1846 | 657.0725 | 718.4392 | 662.4577 | 713.4914 | 657.6415 | 624.1723 | 568.4551 | 710.8184 | 655.2355 | 706.3949 | 650.9471 | 702.5356 | 647.2238 | 699.1741 | 643.9995 | 695.4279 | 640.3912 | 691.2677 | 636.3696 | 676.3377 | 621.5794 | 679.7669 | 625.1502 | 676.738 | 622.2637 | 674.0627 | 619.7315 | 664.5861 | 610.3987 | 665.285 | 611.2414 | 661.7133 | 607.8137 | 658.1099 | 604.3541 | 654.474 | 600.8621 | 650.8051 | 597.3371 | 647.1025 | 0 | 0 | 0 | 0 | 0 | 0 | 0 | 0 | 0 | 0 | 0 | 0 | 0 | 0 | 0 | 0 | 0 | 0 | 0
|  | VAT creditor payable balance | 0 | USD 000s | 0 | 0 | 0 | 0 | 0 | 0 | 0 | 18.081 | 18.081 | 18.081 | 5.1019 | 5.1019 | 5.4056 | 5.4056 | 7.8864 | 7.8864 | 7.999 | 7.999 | 8.146 | 8.146 | 11.2855 | 11.2855 | 12.4046 | 12.4046 | 11.9254 | 11.9254 | 12.3658 | 12.3658 | 15.0132 | 15.0132 | 13.2497 | 13.2497 | 14.0332 | 14.0332 | 35.9059 | 35.9059 | 13.782 | 13.782 | 14.4222 | 14.4222 | 14.9185 | 14.9185 | 15.2862 | 15.2862 | 15.7477 | 15.7477 | 16.31 | 16.31 | 19.5609 | 19.5609 | 18.2162 | 18.2162 | 18.4826 | 18.4826 | 18.6585 | 18.6585 | 20.5323 | 20.5323 | 19.8619 | 19.8619 | 20.2591 | 20.2591 | 20.6643 | 20.6643 | 21.0776 | 21.0776 | 21.4991 | 21.4991 | 21.9291 | 0 | 0 | 0 | 0 | 0 | 0 | 0 | 0 | 0 | 0 | 0 | 0 | 0 | 0 | 0 | 0 | 0 | 0 | 0
|  | Deferred tax liability / (asset) - P90 | 0 | USD 000s | 0 | 0 | 0 | 0 | 0 | 0 | 0 | 0 | 0 | 0 | 0 | 0 | 0 | 0 | 0 | 0 | 0 | 0 | 0 | 0 | 0 | 0 | 0 | 0 | 0 | 0 | 0 | 0 | 0 | 0 | 0 | 0 | 0 | 0 | 0 | 0 | 0 | 0 | 0 | 0 | 0 | 0 | 0 | 0 | 0 | 0 | 0 | 0 | 0 | 0 | 0 | 0 | 0 | 0 | 0 | 0 | 0 | 0 | 0 | 0 | 0 | 0 | 0 | 0 | 0 | 0 | 0 | 0 | 0 | 0 | 0 | 0 | 0 | 0 | 0 | 0 | 0 | 0 | 0 | 0 | 0 | 0 | 0 | 0 | 0 | 0 | 0 | 0
|  | Short term and other liabilities - P90 |  | USD 000s |  |  | 0 | 0 | 0 | -13542.047 | -4334.6829 | 360.2322 | 925.835 | 872.8187 | 815.9996 | 758.7589 | 815.9491 | 758.8296 | 827.4916 | 770.4946 | 826.3904 | 769.517 | 825.4584 | 768.7095 | 840.4704 | 783.8472 | 844.6956 | 788.1989 | 840.3883 | 784.0187 | 840.9719 | 784.7304 | 853.3082 | 797.1961 | 842.1027 | 786.1212 | 844.4683 | 788.6184 | 959.2937 | 903.5765 | 839.4506 | 783.8676 | 841.0017 | 785.5539 | 841.7747 | 786.4629 | 841.8455 | 786.6709 | 842.4067 | 787.37 | 843.4944 | 788.5963 | 858.9063 | 804.1481 | 849.7847 | 795.168 | 849.242 | 794.7677 | 848.2084 | 793.8772 | 856.2208 | 802.0334 | 850.6626 | 796.6191 | 850.7985 | 796.8988 | 850.9768 | 797.221 | 851.1983 | 797.5864 | 851.4638 | 797.9958 | 851.7744 | 0 | 0 | 0 | 0 | 0 | 0 | 0 | 0 | 0 | 0 | 0 | 0 | 0 | 0 | 0 | 0 | 0 | 0 | 0
|  | Total liabilities - P90 |  | USD 000s |  |  | 0 | 0 | 0 | 123497.0843 | 160575.1578 | 169634.2484 | 173728.2874 | 185618.6153 | 185294.7021 | 183967.8336 | 182383.533 | 180907.9652 | 179473.5686 | 178150.1913 | 176256.5751 | 142854.3487 | 140503.0873 | 138301.8848 | 135968.3143 | 133784.9518 | 131398.6856 | 129161.0786 | 126663.2846 | 124311.1854 | 121729.5968 | 119939.9543 | 118005.9378 | 116223.0783 | 114140.3695 | 112205.1126 | 110057.7362 | 108056.0903 | 106590.3467 | 105286.3804 | 102974.0333 | 100803.1077 | 98412.2044 | 96160.6351 | 93682.9763 | 91342.3529 | 88769.9004 | 86331.9941 | 83664.174 | 81128.373 | 78364.815 | 75730.7338 | 72926.5545 | 70250.6215 | 67277.8143 | 64428.9802 | 61337.2775 | 58366.4282 | 55147.489 | 52046.0648 | 48754.6208 | 45578.6521 | 42121.4227 | 38775.383 | 35279.2296 | 31892.9938 | 28262.2866 | 24737.942 | 20967.002 | 17298.7293 | 13381.6032 | 9563.3025 | 5528.8948 | 3.2796e-09 | 3.3606e-09 | 3.4424e-09 | 3.5243e-09 | 3.608e-09 | 3.6962e-09 | 3.7853e-09 | 3.8763e-09 | 3.9699e-09 | 4.0664e-09 | 4.1628e-09 | 4.2646e-09 | 4.3674e-09 | 4.472e-09 | 4.5784e-09 | 4.6875e-09 | 4.7976e-09 | 4.914e-09 | 5.0331e-09
BALANCE SHEET CHECK - P90
|  | Total assets - P90 | 0 | USD 000s | 0 | 0 | 0 | 0 | 0 | 123497.0843 | 160575.1578 | 169634.2484 | 173728.2874 | 185618.6153 | 185294.7021 | 183967.8336 | 182383.533 | 180907.9652 | 179473.5686 | 178150.1913 | 176256.5751 | 142854.3487 | 140503.0873 | 138301.8848 | 135968.3143 | 133784.9518 | 131398.6856 | 129161.0786 | 126663.2846 | 124311.1854 | 121729.5968 | 119939.9543 | 118005.9378 | 116223.0783 | 114140.3695 | 112205.1126 | 110057.7362 | 108056.0903 | 106590.3467 | 105286.3804 | 102974.0333 | 100803.1077 | 98412.2044 | 96160.6351 | 93682.9763 | 91342.3529 | 88769.9004 | 86331.9941 | 83664.174 | 81128.373 | 78364.815 | 75730.7338 | 72926.5545 | 70250.6215 | 67277.8143 | 64428.9802 | 61337.2775 | 58366.4282 | 55147.489 | 52046.0648 | 48754.6208 | 45578.6521 | 42121.4227 | 38775.383 | 35279.2296 | 31892.9938 | 28262.2866 | 24737.942 | 20967.002 | 17298.7293 | 13381.6032 | 9563.3025 | 5528.8948 | 3.3069e-09 | 3.3857e-09 | 3.4663e-09 | 3.5489e-09 | 3.6334e-09 | 3.72e-09 | 3.8086e-09 | 3.8993e-09 | 3.9922e-09 | 4.0873e-09 | 4.1846e-09 | 4.2843e-09 | 4.3864e-09 | 4.4908e-09 | 4.5978e-09 | 4.7073e-09 | 4.8195e-09 | 4.9343e-09 | 5.0518e-09
|  | Total liabilities - P90 | 0 | USD 000s | 0 | 0 | 0 | 0 | 0 | 123497.0843 | 160575.1578 | 169634.2484 | 173728.2874 | 185618.6153 | 185294.7021 | 183967.8336 | 182383.533 | 180907.9652 | 179473.5686 | 178150.1913 | 176256.5751 | 142854.3487 | 140503.0873 | 138301.8848 | 135968.3143 | 133784.9518 | 131398.6856 | 129161.0786 | 126663.2846 | 124311.1854 | 121729.5968 | 119939.9543 | 118005.9378 | 116223.0783 | 114140.3695 | 112205.1126 | 110057.7362 | 108056.0903 | 106590.3467 | 105286.3804 | 102974.0333 | 100803.1077 | 98412.2044 | 96160.6351 | 93682.9763 | 91342.3529 | 88769.9004 | 86331.9941 | 83664.174 | 81128.373 | 78364.815 | 75730.7338 | 72926.5545 | 70250.6215 | 67277.8143 | 64428.9802 | 61337.2775 | 58366.4282 | 55147.489 | 52046.0648 | 48754.6208 | 45578.6521 | 42121.4227 | 38775.383 | 35279.2296 | 31892.9938 | 28262.2866 | 24737.942 | 20967.002 | 17298.7293 | 13381.6032 | 9563.3025 | 5528.8948 | 3.2796e-09 | 3.3606e-09 | 3.4424e-09 | 3.5243e-09 | 3.608e-09 | 3.6962e-09 | 3.7853e-09 | 3.8763e-09 | 3.9699e-09 | 4.0664e-09 | 4.1628e-09 | 4.2646e-09 | 4.3674e-09 | 4.472e-09 | 4.5784e-09 | 4.6875e-09 | 4.7976e-09 | 4.914e-09 | 5.0331e-09
|  | Balance sheet difference - P90 |  | USD 000s | 6.8649e-10 |  | 0 | 0 | 0 | 0 | 0 | 0 | 0 | 0 | 0 | 0 | 0 | 0 | 0 | 0 | 0 | 0 | 0 | 0 | 0 | 0 | 0 | 0 | 0 | 0 | 0 | 0 | 0 | 0 | 0 | 0 | 0 | 0 | 0 | 0 | 0 | 0 | 0 | 0 | 0 | 0 | 0 | 0 | 0 | 0 | 0 | 0 | 0 | 0 | 0 | 5.8208e-11 | 0 | 0 | 0 | 0 | 0 | 0 | 0 | 0 | 0 | 0 | 3.2742e-11 | 3.2742e-11 | 2.9104e-11 | 2.9104e-11 | 2.9104e-11 | 2.9104e-11 | 2.7285e-11 | 2.7285e-11 | 2.5109e-11 | 2.39e-11 | 2.4612e-11 | 2.5472e-11 | 2.3798e-11 | 2.3276e-11 | 2.3045e-11 | 2.2247e-11 | 2.0932e-11 | 2.1883e-11 | 1.9696e-11 | 1.8973e-11 | 1.8863e-11 | 1.9422e-11 | 1.98e-11 | 2.1878e-11 | 2.026e-11 | 1.8648e-11
|  | Balance sheet difference check - P90 |  | check |  |  | 0 | 0 | 0 | 0 | 0 | 0 | 0 | 0 | 0 | 0 | 0 | 0 | 0 | 0 | 0 | 0 | 0 | 0 | 0 | 0 | 0 | 0 | 0 | 0 | 0 | 0 | 0 | 0 | 0 | 0 | 0 | 0 | 0 | 0 | 0 | 0 | 0 | 0 | 0 | 0 | 0 | 0 | 0 | 0 | 0 | 0 | 0 | 0 | 0 | 0 | 0 | 0 | 0 | 0 | 0 | 0 | 0 | 0 | 0 | 0 | 0 | 0 | 0 | 0 | 0 | 0 | 0 | 0 | 0 | 0 | 0 | 0 | 0 | 0 | 0 | 0 | 0 | 0 | 0 | 0 | 0 | 0 | 0 | 0 | 0 | 0
|  | Balance sheet difference check - P90 | 0 | check
BALANCE SHEET CLEAR DOWN CHECK - P90
|  | Sum of absolute balances |  |  |  |  | 0 | 0 | 0 | 123497.0843 | 160575.1578 | 169634.2484 | 173728.2874 | 185618.6153 | 185294.7021 | 183967.8336 | 182383.533 | 180907.9652 | 179473.5686 | 178150.1913 | 176256.5751 | 142854.3487 | 140503.0873 | 138301.8848 | 135968.3143 | 133784.9518 | 131398.6856 | 129161.0786 | 126663.2846 | 124311.1854 | 121729.5968 | 119939.9543 | 118005.9378 | 116223.0783 | 114140.3695 | 112205.1126 | 110057.7362 | 108056.0903 | 106590.3467 | 105286.3804 | 102974.0333 | 101057.5509 | 99012.9824 | 97144.8694 | 94978.3022 | 92982.3124 | 90680.8011 | 88543.6554 | 86099.5868 | 83811.904 | 81209.9894 | 78758.8996 | 75991.1275 | 73477.6391 | 70567.615 | 67883.2252 | 64844.352 | 62035.8785 | 58868.4638 | 55927.1314 | 52672.2658 | 49649.7228 | 46241.5098 | 43047.5717 | 39585.2585 | 36340.9105 | 32739.5125 | 29351.9889 | 25605.2147 | 25067.7133 | 25139.956 | 25211.2291 | 25274.7224 | 25336.8741 | 25336.8741 | 25336.8741 | 25336.8741 | 25336.8741 | 25336.8741 | 25336.8741 | 25336.8741 | 25336.8741 | 25336.8741 | 25336.8741 | 25336.8741 | 25336.8741 | 25336.8741 | 25336.8741 | 25336.8741 | 25336.8741 | 25336.8741 | 25336.8741
|  | Final balance sheet check flag | 0 | flag | 1 | 0 | 0 | 0 | 0 | 0 | 0 | 0 | 0 | 0 | 0 | 0 | 0 | 0 | 0 | 0 | 0 | 0 | 0 | 0 | 0 | 0 | 0 | 0 | 0 | 0 | 0 | 0 | 0 | 0 | 0 | 0 | 0 | 0 | 0 | 0 | 0 | 0 | 0 | 0 | 0 | 0 | 0 | 0 | 0 | 0 | 0 | 0 | 0 | 0 | 0 | 0 | 0 | 0 | 0 | 0 | 0 | 0 | 0 | 0 | 0 | 0 | 0 | 0 | 0 | 0 | 0 | 0 | 0 | 0 | 1 | 0 | 0 | 0 | 0 | 0 | 0 | 0 | 0 | 0 | 0 | 0 | 0 | 0 | 0 | 0 | 0 | 0
|  | Sum of absolute balances - post ops |  | USD 000s | 25336.8741 |  | 0 | 0 | 0 | 0 | 0 | 0 | 0 | 0 | 0 | 0 | 0 | 0 | 0 | 0 | 0 | 0 | 0 | 0 | 0 | 0 | 0 | 0 | 0 | 0 | 0 | 0 | 0 | 0 | 0 | 0 | 0 | 0 | 0 | 0 | 0 | 0 | 0 | 0 | 0 | 0 | 0 | 0 | 0 | 0 | 0 | 0 | 0 | 0 | 0 | 0 | 0 | 0 | 0 | 0 | 0 | 0 | 0 | 0 | 0 | 0 | 0 | 0 | 0 | 0 | 0 | 0 | 0 | 0 | 25336.8741 | 0 | 0 | 0 | 0 | 0 | 0 | 0 | 0 | 0 | 0 | 0 | 0 | 0 | 0 | 0 | 0 | 0
|  | Balance sheet post ops clear down check - P90 | 1 | check
FINAL BALANCE SHEET CHECK - P90
|  | Total assets - P90 | 0 | USD 000s | 0 | 0 | 0 | 0 | 0 | 123497.0843 | 160575.1578 | 169634.2484 | 173728.2874 | 185618.6153 | 185294.7021 | 183967.8336 | 182383.533 | 180907.9652 | 179473.5686 | 178150.1913 | 176256.5751 | 142854.3487 | 140503.0873 | 138301.8848 | 135968.3143 | 133784.9518 | 131398.6856 | 129161.0786 | 126663.2846 | 124311.1854 | 121729.5968 | 119939.9543 | 118005.9378 | 116223.0783 | 114140.3695 | 112205.1126 | 110057.7362 | 108056.0903 | 106590.3467 | 105286.3804 | 102974.0333 | 100803.1077 | 98412.2044 | 96160.6351 | 93682.9763 | 91342.3529 | 88769.9004 | 86331.9941 | 83664.174 | 81128.373 | 78364.815 | 75730.7338 | 72926.5545 | 70250.6215 | 67277.8143 | 64428.9802 | 61337.2775 | 58366.4282 | 55147.489 | 52046.0648 | 48754.6208 | 45578.6521 | 42121.4227 | 38775.383 | 35279.2296 | 31892.9938 | 28262.2866 | 24737.942 | 20967.002 | 17298.7293 | 13381.6032 | 9563.3025 | 5528.8948 | 3.3069e-09 | 3.3857e-09 | 3.4663e-09 | 3.5489e-09 | 3.6334e-09 | 3.72e-09 | 3.8086e-09 | 3.8993e-09 | 3.9922e-09 | 4.0873e-09 | 4.1846e-09 | 4.2843e-09 | 4.3864e-09 | 4.4908e-09 | 4.5978e-09 | 4.7073e-09 | 4.8195e-09 | 4.9343e-09 | 5.0518e-09
|  | Total liabilities - P90 | 0 | USD 000s | 0 | 0 | 0 | 0 | 0 | 123497.0843 | 160575.1578 | 169634.2484 | 173728.2874 | 185618.6153 | 185294.7021 | 183967.8336 | 182383.533 | 180907.9652 | 179473.5686 | 178150.1913 | 176256.5751 | 142854.3487 | 140503.0873 | 138301.8848 | 135968.3143 | 133784.9518 | 131398.6856 | 129161.0786 | 126663.2846 | 124311.1854 | 121729.5968 | 119939.9543 | 118005.9378 | 116223.0783 | 114140.3695 | 112205.1126 | 110057.7362 | 108056.0903 | 106590.3467 | 105286.3804 | 102974.0333 | 100803.1077 | 98412.2044 | 96160.6351 | 93682.9763 | 91342.3529 | 88769.9004 | 86331.9941 | 83664.174 | 81128.373 | 78364.815 | 75730.7338 | 72926.5545 | 70250.6215 | 67277.8143 | 64428.9802 | 61337.2775 | 58366.4282 | 55147.489 | 52046.0648 | 48754.6208 | 45578.6521 | 42121.4227 | 38775.383 | 35279.2296 | 31892.9938 | 28262.2866 | 24737.942 | 20967.002 | 17298.7293 | 13381.6032 | 9563.3025 | 5528.8948 | 3.2796e-09 | 3.3606e-09 | 3.4424e-09 | 3.5243e-09 | 3.608e-09 | 3.6962e-09 | 3.7853e-09 | 3.8763e-09 | 3.9699e-09 | 4.0664e-09 | 4.1628e-09 | 4.2646e-09 | 4.3674e-09 | 4.472e-09 | 4.5784e-09 | 4.6875e-09 | 4.7976e-09 | 4.914e-09 | 5.0331e-09
|  | Total - non-current assets - P90 | 0 | USD 000s | 0 | 0 | 0 | 0 | 0 | 119761.3299 | 160535.7759 | 162940.4142 | 160573.6216 | 158598.9457 | 156253.0184 | 154324.8866 | 151827.6492 | 149743.7875 | 147430.8849 | 145534.8929 | 143139.5843 | 141158.3524 | 138678.3899 | 136609.6015 | 134147.6589 | 132096.4172 | 129582.0979 | 127476.3165 | 124850.7838 | 122630.2136 | 119921.2151 | 118262.8027 | 116201.7169 | 114549.7856 | 112340.3479 | 110535.7145 | 108261.946 | 106390.6165 | 104798.8233 | 103624.8637 | 101186.8248 | 99145.5928 | 96629.3428 | 94507.1517 | 91904.4875 | 89692.925 | 86995.8228 | 84686.6572 | 81894.53 | 79487.148 | 76599.6304 | 74093.6446 | 71165.8645 | 68617.7008 | 65521.6737 | 62800.2786 | 59585.7182 | 56741.9756 | 53400.5303 | 50425.879 | 47012.2852 | 43962.7538 | 40383.7135 | 37163.7754 | 33546.1467 | 30285.6767 | 26533.83 | 23134.9155 | 19243.1717 | 15699.9935 | 11662.3992 | 7968.8573 | 3814.3172 | 3.3069e-09 | 3.3857e-09 | 3.4663e-09 | 3.5489e-09 | 3.6334e-09 | 3.72e-09 | 3.8086e-09 | 3.8993e-09 | 3.9922e-09 | 4.0873e-09 | 4.1846e-09 | 4.2843e-09 | 4.3864e-09 | 4.4908e-09 | 4.5978e-09 | 4.7073e-09 | 4.8195e-09 | 4.9343e-09 | 5.0518e-09
|  | Final balance sheet check flag | 0 | flag | 1 | 0 | 0 | 0 | 0 | 0 | 0 | 0 | 0 | 0 | 0 | 0 | 0 | 0 | 0 | 0 | 0 | 0 | 0 | 0 | 0 | 0 | 0 | 0 | 0 | 0 | 0 | 0 | 0 | 0 | 0 | 0 | 0 | 0 | 0 | 0 | 0 | 0 | 0 | 0 | 0 | 0 | 0 | 0 | 0 | 0 | 0 | 0 | 0 | 0 | 0 | 0 | 0 | 0 | 0 | 0 | 0 | 0 | 0 | 0 | 0 | 0 | 0 | 0 | 0 | 0 | 0 | 0 | 0 | 0 | 1 | 0 | 0 | 0 | 0 | 0 | 0 | 0 | 0 | 0 | 0 | 0 | 0 | 0 | 0 | 0 | 0 | 0
|  | Final balance sheet value - P90 |  | USD 000s | 0 |  | 0 | 0 | 0 | 0 | 0 | 0 | 0 | 0 | 0 | 0 | 0 | 0 | 0 | 0 | 0 | 0 | 0 | 0 | 0 | 0 | 0 | 0 | 0 | 0 | 0 | 0 | 0 | 0 | 0 | 0 | 0 | 0 | 0 | 0 | 0 | 0 | 0 | 0 | 0 | 0 | 0 | 0 | 0 | 0 | 0 | 0 | 0 | 0 | 0 | 0 | 0 | 0 | 0 | 0 | 0 | 0 | 0 | 0 | 0 | 0 | 0 | 0 | 0 | 0 | 0 | 0 | 0 | 0 | 0 | 0 | 0 | 0 | 0 | 0 | 0 | 0 | 0 | 0 | 0 | 0 | 0 | 0 | 0 | 0 | 0 | 0
|  | Total final balance sheet - P90 alert | 0 | alert
RETAINED CASH CHECK - P90
|  | Retained cash balance - P90 | 0 | USD 000s | 0 | 0 | 0 | 0 | 0 | 3735.7543 | 39.3819 | 3093.1923 | 12010.748 | 15368.1962 | 27201.1746 | 27935.9995 | 28719.2722 | 29460.8448 | 30210.0114 | 30915.619 | 31288.2899 | 0 | 0 | 0 | 0 | 0 | 0 | 0 | 0 | 0 | 0 | 0 | 0 | 0 | 0 | 0 | 0 | 0 | 0 | 0 | 0 | 0 | 0 | 0 | 0 | 0 | 0 | 0 | 0 | 0 | 0 | 0 | 0 | 0 | 0 | 0 | 0 | 0 | 0 | 0 | 0 | 0 | 0 | 0 | 0 | 0 | 0 | 0 | 0 | 0 | 0 | 0 | 0 | 0 | 0 | 0 | 0 | 0 | 0 | 0 | 0 | 0 | 0 | 0 | 0 | 0 | 0 | 0 | 0 | 0 | 0 | 0
|  | Operations period flag | 0 | flag | 60 | 0 | 0 | 0 | 0 | 0 | 0 | 0 | 0 | 0 | 1 | 1 | 1 | 1 | 1 | 1 | 1 | 1 | 1 | 1 | 1 | 1 | 1 | 1 | 1 | 1 | 1 | 1 | 1 | 1 | 1 | 1 | 1 | 1 | 1 | 1 | 1 | 1 | 1 | 1 | 1 | 1 | 1 | 1 | 1 | 1 | 1 | 1 | 1 | 1 | 1 | 1 | 1 | 1 | 1 | 1 | 1 | 1 | 1 | 1 | 1 | 1 | 1 | 1 | 1 | 1 | 1 | 1 | 1 | 1 | 0 | 0 | 0 | 0 | 0 | 0 | 0 | 0 | 0 | 0 | 0 | 0 | 0 | 0 | 0 | 0 | 0 | 0
|  | Trapped cash - P90 check |  | alert | 7 |  | 0 | 0 | 0 | 0 | 0 | 0 | 0 | 0 | 1 | 1 | 1 | 1 | 1 | 1 | 1 | 0 | 0 | 0 | 0 | 0 | 0 | 0 | 0 | 0 | 0 | 0 | 0 | 0 | 0 | 0 | 0 | 0 | 0 | 0 | 0 | 0 | 0 | 0 | 0 | 0 | 0 | 0 | 0 | 0 | 0 | 0 | 0 | 0 | 0 | 0 | 0 | 0 | 0 | 0 | 0 | 0 | 0 | 0 | 0 | 0 | 0 | 0 | 0 | 0 | 0 | 0 | 0 | 0 | 0 | 0 | 0 | 0 | 0 | 0 | 0 | 0 | 0 | 0 | 0 | 0 | 0 | 0 | 0 | 0 | 0 | 0
|  | Trapped cash - P90 check | 0 | alert | 7 | 0 | 0 | 0 | 0 | 0 | 0 | 0 | 0 | 0 | 1 | 1 | 1 | 1 | 1 | 1 | 1 | 0 | 0 | 0 | 0 | 0 | 0 | 0 | 0 | 0 | 0 | 0 | 0 | 0 | 0 | 0 | 0 | 0 | 0 | 0 | 0 | 0 | 0 | 0 | 0 | 0 | 0 | 0 | 0 | 0 | 0 | 0 | 0 | 0 | 0 | 0 | 0 | 0 | 0 | 0 | 0 | 0 | 0 | 0 | 0 | 0 | 0 | 0 | 0 | 0 | 0 | 0 | 0 | 0 | 0 | 0 | 0 | 0 | 0 | 0 | 0 | 0 | 0 | 0 | 0 | 0 | 0 | 0 | 0 | 0 | 0 | 0
|  | Trapped cash - P90 alert | 1 | alert
END

## FSAnn
FSAnn
|  | Model period start date - annual | 0 | Error chks | time axis 2021-07-01 to 2063-07-01
|  | Model period end date - annual | 0 | Track chgs | time axis 2022-06-30 to 2064-06-30
|  | Timeline label | 1 | Alerts |  |  | Dev | FC/Const. | Const | Const | Ops - PPA | Ops - PPA | Ops - PPA | Ops - PPA | Ops - PPA | Ops - PPA | Ops - PPA | Ops - PPA | Ops - PPA | Ops - PPA | Ops - PPA | Ops - PPA | Ops - PPA | Ops - PPA | Ops - PPA | Ops - PPA | Ops - PPA | Ops - PPA | Ops - PPA | Ops - PPA | Ops - PPA | Ops - PPA | Ops - PPA | Ops - PPA | Ops - PPA | Ops - PPA | Ops - PPA | Ops - PPA | Ops - PPA | Ops - PPA | Post-Ops | Post-Ops | Post-Ops | Post-Ops | Post-Ops | Post-Ops | Post-Ops | Post-Ops | Post-Ops
|  | Model column counter - annual | Constant | Unit | Total |  | 1 | 2 | 3 | 4 | 5 | 6 | 7 | 8 | 9 | 10 | 11 | 12 | 13 | 14 | 15 | 16 | 17 | 18 | 19 | 20 | 21 | 22 | 23 | 24 | 25 | 26 | 27 | 28 | 29 | 30 | 31 | 32 | 33 | 34 | 35 | 36 | 37 | 38 | 39 | 40 | 41 | 42 | 43
INCOME STATEMENT - ANN
|  | Operating revenue | 0 | USD 000s | 402203.6526 |  | 0 | 119761.3299 | 50047.2497 | 9454.8777 | 9070.3231 | 8730.3775 | 9068.336 | 8866.6143 | 8658.9166 | 8657.662 | 8513.1044 | 8248.1261 | 8686.0639 | 9301.9042 | 8962.376 | 8790.9716 | 10129.8741 | 8377.292 | 8172.9446 | 7950.2051 | 7709.1978 | 7464.9492 | 7217.7896 | 7079.9658 | 6680.7317 | 6379.0981 | 6057.7834 | 5844.3672 | 5439.407 | 5288.0358 | 4940.3991 | 4577.8295 | 4199.562 | 3875.9876 | -1.7976e-10 | -1.8914e-10 | -1.9901e-10 | -2.0939e-10 | -2.2031e-10 | -2.3181e-10 | -2.439e-10 | -2.5663e-10 | -2.7002e-10
|  | Construction costs under IFRIC 12 | 0 | USD 000s | -159043.4534 |  | 0 | -117413.0686 | -41510.1434 | -120.2415 | 0 | 0 | 0 | 0 | 0 | 0 | 0 | 0 | 0 | 0 | 0 | 0 | 0 | 0 | 0 | 0 | 0 | 0 | 0 | 0 | 0 | 0 | 0 | 0 | 0 | 0 | 0 | 0 | 0 | 0 | 0 | 0 | 0 | 0 | 0 | 0 | 0 | 0 | 0
|  | Lifecycle costs under IFRIC 12 | 0 | USD 000s | 0 |  | 0 | 0 | 0 | 0 | 0 | 0 | 0 | 0 | 0 | 0 | 0 | 0 | 0 | 0 | 0 | 0 | 0 | 0 | 0 | 0 | 0 | 0 | 0 | 0 | 0 | 0 | 0 | 0 | 0 | 0 | 0 | 0 | 0 | 0 | 0 | 0 | 0 | 0 | 0 | 0 | 0 | 0 | 0
|  | Early contract period cash outflow - funded under IFRIC | 0 | USD 000s | 0 |  | 0 | 0 | 0 | 0 | 0 | 0 | 0 | 0 | 0 | 0 | 0 | 0 | 0 | 0 | 0 | 0 | 0 | 0 | 0 | 0 | 0 | 0 | 0 | 0 | 0 | 0 | 0 | 0 | 0 | 0 | 0 | 0 | 0 | 0 | 0 | 0 | 0 | 0 | 0 | 0 | 0 | 0 | 0
|  | Operating costs accrued | 0 | USD 000s | -76841.7102 |  | 0 | 0 | -452.025 | -904.05 | -841.1293 | -722.2062 | -1247.029 | -1254.0591 | -1264.1451 | -1474.4848 | -1550.8551 | -1521.3816 | -2162.8742 | -2931.3048 | -2790.8894 | -2821.5037 | -4259.2487 | -2765.0653 | -2789.6264 | -2805.7236 | -2814.3511 | -2830.3096 | -2854.0474 | -2989.747 | -2888.4159 | -2895.4979 | -2897.5367 | -3013.7423 | -2961.2904 | -3162.0883 | -3186.8344 | -3213.1075 | -3240.9071 | -3336.2334 | 0 | 0 | 0 | 0 | 0 | 0 | 0 | 0 | 0
|  | EBITDA - ann |  | USD 000s | 166318.4889 |  | 0 | 2348.2614 | 8085.0813 | 8430.5862 | 8229.1938 | 8008.1713 | 7821.307 | 7612.5552 | 7394.7715 | 7183.1772 | 6962.2493 | 6726.7445 | 6523.1897 | 6370.5993 | 6171.4866 | 5969.4678 | 5870.6254 | 5612.2267 | 5383.3182 | 5144.4816 | 4894.8467 | 4634.6396 | 4363.7421 | 4090.2188 | 3792.3159 | 3483.6002 | 3160.2467 | 2830.6249 | 2478.1166 | 2125.9475 | 1753.5648 | 1364.722 | 958.655 | 539.7542 | -1.7976e-10 | -1.8914e-10 | -1.9901e-10 | -2.0939e-10 | -2.2031e-10 | -2.3181e-10 | -2.439e-10 | -2.5663e-10 | -2.7002e-10
|  | Non current assets depreciation | 0 | USD 000s | 0 |  | 0 | 0 | 0 | 0 | 0 | 0 | 0 | 0 | 0 | 0 | 0 | 0 | 0 | 0 | 0 | 0 | 0 | 0 | 0 | 0 | 0 | 0 | 0 | 0 | 0 | 0 | 0 | 0 | 0 | 0 | 0 | 0 | 0 | 0 | 0 | 0 | 0 | 0 | 0 | 0 | 0 | 0 | 0
|  | Capitalised finance costs amortisation | 0 | USD 000s | 0 |  | 0 | 0 | 0 | 0 | 0 | 0 | 0 | 0 | 0 | 0 | 0 | 0 | 0 | 0 | 0 | 0 | 0 | 0 | 0 | 0 | 0 | 0 | 0 | 0 | 0 | 0 | 0 | 0 | 0 | 0 | 0 | 0 | 0 | 0 | 0 | 0 | 0 | 0 | 0 | 0 | 0 | 0 | 0
|  | EBIT - ann |  | USD 000s | 166318.4889 |  | 0 | 2348.2614 | 8085.0813 | 8430.5862 | 8229.1938 | 8008.1713 | 7821.307 | 7612.5552 | 7394.7715 | 7183.1772 | 6962.2493 | 6726.7445 | 6523.1897 | 6370.5993 | 6171.4866 | 5969.4678 | 5870.6254 | 5612.2267 | 5383.3182 | 5144.4816 | 4894.8467 | 4634.6396 | 4363.7421 | 4090.2188 | 3792.3159 | 3483.6002 | 3160.2467 | 2830.6249 | 2478.1166 | 2125.9475 | 1753.5648 | 1364.722 | 958.655 | 539.7542 | -1.7976e-10 | -1.8914e-10 | -1.9901e-10 | -2.0939e-10 | -2.2031e-10 | -2.3181e-10 | -2.439e-10 | -2.5663e-10 | -2.7002e-10
|  | Effective interest on ADB Loan | 0 | USD 000s | -21990.1495 |  | 0 | 0 | -1072.6834 | -1568.336 | -1805.226 | -1762.3144 | -1694.871 | -1626.2169 | -1543.0908 | -1455.7019 | -1363.3934 | -1258.4984 | -1146.4093 | -1045.0889 | -944.6976 | -835.9512 | -725.9562 | -626.6585 | -525.2589 | -421.3917 | -310.5266 | -192.123 | -65.7556 | -2.2081e-12 | -2.3721e-12 | -2.5483e-12 | -2.7376e-12 | -2.9409e-12 | -3.1593e-12 | -3.394e-12 | -3.6461e-12 | -3.9169e-12 | -4.2078e-12 | -4.5203e-12 | -4.8561e-12 | -5.2168e-12 | -5.6042e-12 | -6.0205e-12 | -6.4677e-12 | -6.948e-12 | -7.4641e-12 | -8.0185e-12 | -8.614e-12
|  | Effective interest on EBRD | 0 | USD 000s | -27339.2614 |  | 0 | 0 | -1346.6559 | -1977.7401 | -2266.6675 | -2207.9552 | -2119.6057 | -2029.8029 | -1922.615 | -1810.4316 | -1692.4967 | -1559.642 | -1418.4617 | -1290.6575 | -1164.3145 | -1028.2904 | -891.233 | -767.5355 | -641.7726 | -513.5346 | -377.4293 | -232.8962 | -79.5237 | 6.9648e-09 | 7.4389e-09 | 7.9453e-09 | 8.4862e-09 | 9.0639e-09 | 9.6809e-09 | 1.034e-08 | 1.1044e-08 | 1.1796e-08 | 1.2599e-08 | 1.3456e-08 | 1.4372e-08 | 1.5351e-08 | 1.6396e-08 | 1.7512e-08 | 1.8704e-08 | 1.9977e-08 | 2.1337e-08 | 2.2789e-08 | 2.4341e-08
|  | Effective interest on AIIB | 0 | USD 000s | -16051.6733 |  | 0 | 0 | -790.6608 | -1161.1886 | -1330.8262 | -1296.3545 | -1244.482 | -1191.7561 | -1128.823 | -1062.9569 | -993.7139 | -915.7111 | -832.82 | -757.7824 | -683.6028 | -603.7391 | -523.2687 | -450.6424 | -376.8033 | -301.5111 | -221.5997 | -136.7401 | -46.6907 | 4.0862e-09 | 4.3643e-09 | 4.6614e-09 | 4.9787e-09 | 5.3177e-09 | 5.6797e-09 | 6.0663e-09 | 6.4793e-09 | 6.9203e-09 | 7.3914e-09 | 7.8946e-09 | 8.432e-09 | 9.006e-09 | 9.6191e-09 | 1.0274e-08 | 1.0973e-08 | 1.172e-08 | 1.2518e-08 | 1.337e-08 | 1.428e-08
|  | Effective interest on EIB | 0 | USD 000s | -14895.5044 |  | 0 | 0 | -736.0506 | -1081.3203 | -1237.6338 | -1204.5004 | -1156.6331 | -1107.5622 | -1048.7551 | -987.2557 | -922.5654 | -849.7569 | -772.4586 | -702.4778 | -633.2352 | -558.8457 | -483.8373 | -416.0423 | -347.3591 | -277.5452 | -203.6663 | -125.4002 | -42.6033 | 6.3241e-10 | 6.7241e-10 | 7.1495e-10 | 7.6017e-10 | 8.0826e-10 | 8.5939e-10 | 9.1376e-10 | 9.7156e-10 | 1.033e-09 | 1.0984e-09 | 1.1679e-09 | 1.2417e-09 | 1.3203e-09 | 1.4038e-09 | 1.4926e-09 | 1.587e-09 | 1.6874e-09 | 1.7942e-09 | 1.9077e-09 | 2.0283e-09
|  | GB Refi facility upfront fee paid | 0 | USD 000s | 0 |  | 0 | 0 | 0 | 0 | 0 | 0 | 0 | 0 | 0 | 0 | 0 | 0 | 0 | 0 | 0 | 0 | 0 | 0 | 0 | 0 | 0 | 0 | 0 | 0 | 0 | 0 | 0 | 0 | 0 | 0 | 0 | 0 | 0 | 0 | 0 | 0 | 0 | 0 | 0 | 0 | 0 | 0 | 0
|  | GB Refi debt interest | 0 | USD 000s | 0 |  | 0 | 0 | 0 | 0 | 0 | 0 | 0 | 0 | 0 | 0 | 0 | 0 | 0 | 0 | 0 | 0 | 0 | 0 | 0 | 0 | 0 | 0 | 0 | 0 | 0 | 0 | 0 | 0 | 0 | 0 | 0 | 0 | 0 | 0 | 0 | 0 | 0 | 0 | 0 | 0 | 0 | 0 | 0
|  | Effective interest on EBL incl. rolled-up | 0 | USD 000s | 0 |  | 0 | 0 | 0 | 0 | 0 | 0 | 0 | 0 | 0 | 0 | 0 | 0 | 0 | 0 | 0 | 0 | 0 | 0 | 0 | 0 | 0 | 0 | 0 | 0 | 0 | 0 | 0 | 0 | 0 | 0 | 0 | 0 | 0 | 0 | 0 | 0 | 0 | 0 | 0 | 0 | 0 | 0 | 0
|  | Withholding tax on equity bridge | 0 | USD 000s | 0 |  | 0 | 0 | 0 | 0 | 0 | 0 | 0 | 0 | 0 | 0 | 0 | 0 | 0 | 0 | 0 | 0 | 0 | 0 | 0 | 0 | 0 | 0 | 0 | 0 | 0 | 0 | 0 | 0 | 0 | 0 | 0 | 0 | 0 | 0 | 0 | 0 | 0 | 0 | 0 | 0 | 0 | 0 | 0
|  | Shareholder loan interest and fee | 0 | USD 000s | -60738.9838 |  | 0 | -576.6499 | -3003.7584 | -3157.4364 | -2599.069 | -1954.2516 | -1953.1768 | -1963.9792 | -2002.1974 | -2041.3034 | -2088.6143 | -2157.8356 | -2229.7564 | -2305.4545 | -2384.584 | -2466.7796 | -2552.5949 | -2634.1651 | -2653.6749 | -2660.4113 | -2667.8204 | -2675.8222 | -2684.0691 | -2510.2114 | -2147.2738 | -1764.0399 | -1362.9441 | -944.3233 | -509.8702 | -86.9164 | 0 | 0 | 0 | 0 | 0 | 0 | 0 | 0 | 0 | 0 | 0 | 0 | 0
|  | Total agent bank fee - operations | 0 | USD 000s | -1140 |  | 0 | 0 | 0 | 0 | -60 | -60 | -60 | -60 | -60 | -60 | -60 | -60 | -60 | -60 | -60 | -60 | -60 | -60 | -60 | -60 | -60 | -60 | -60 | 0 | 0 | 0 | 0 | 0 | 0 | 0 | 0 | 0 | 0 | 0 | 0 | 0 | 0 | 0 | 0 | 0 | 0 | 0 | 0
|  | DSRA LC fee | 0 | USD 000s | -461.3039 |  | 0 | 0 | 0 | 0 | -31.4767 | -30.477 | -30.0734 | -29.7786 | -29.1868 | -28.6344 | -28.3788 | -27.1288 | -24.0517 | -23.816 | -23.5865 | -20.6009 | -21.6368 | -22.7095 | -22.6443 | -22.4827 | -22.3713 | -19.5762 | -2.6935 | 0 | 0 | 0 | 0 | 0 | 0 | 0 | 0 | 0 | 0 | 0 | 0 | 0 | 0 | 0 | 0 | 0 | 0 | 0 | 0
|  | Profit before tax - ann |  | USD 000s | 23701.6126 |  | 0 | 1771.6114 | 1135.2722 | -515.4353 | -1101.7055 | -507.6818 | -437.5351 | -396.5407 | -339.8966 | -263.1065 | -186.9131 | -101.8284 | 39.232 | 185.3224 | 277.4661 | 395.261 | 612.0986 | 634.4734 | 755.8051 | 887.6049 | 1031.433 | 1192.0818 | 1382.4063 | 1580.0074 | 1645.0421 | 1719.5602 | 1797.3025 | 1886.3015 | 1968.2464 | 2039.0311 | 1753.5648 | 1364.722 | 958.655 | 539.7542 | 2.3861e-08 | 2.5482e-08 | 2.7214e-08 | 2.9063e-08 | 3.1037e-08 | 3.3146e-08 | 3.5398e-08 | 3.7803e-08 | 4.0371e-08
|  | Corporate tax expense | 0 | USD 000s | -5860.7638 |  | 0 | 0 | 0 | 0 | 0 | 0 | 0 | 0 | 0 | 0 | 0 | 0 | 0 | 0 | 0 | 0 | 0 | 0 | 0 | 0 | 0 | 0 | 0 | 0 | 0 | 0 | 0 | 0 | 0 | -356.7739 | -1391.4516 | -1382.9794 | -1374.2349 | -1355.3241 | 0 | 0 | 0 | 0 | 0 | 0 | 0 | 0 | 0
|  | Profit after tax - ann |  | USD 000s | 17840.8487 |  | 0 | 1771.6114 | 1135.2722 | -515.4353 | -1101.7055 | -507.6818 | -437.5351 | -396.5407 | -339.8966 | -263.1065 | -186.9131 | -101.8284 | 39.232 | 185.3224 | 277.4661 | 395.261 | 612.0986 | 634.4734 | 755.8051 | 887.6049 | 1031.433 | 1192.0818 | 1382.4063 | 1580.0074 | 1645.0421 | 1719.5602 | 1797.3025 | 1886.3015 | 1968.2464 | 1682.2572 | 362.1132 | -18.2574 | -415.5799 | -815.5698 | 2.3861e-08 | 2.5482e-08 | 2.7214e-08 | 2.9063e-08 | 3.1037e-08 | 3.3146e-08 | 3.5398e-08 | 3.7803e-08 | 4.0371e-08
CASHFLOW WATERFALL - ANN
|  | EBITDA - adj | 0 | USD 000s | 325361.9424 |  | 0 | 0 | 5867.1893 | 12228.8308 | 12291.7515 | 12387.3149 | 11838.8672 | 11807.8807 | 11773.6394 | 11538.9234 | 11437.779 | 11442.1469 | 10775.3498 | 9981.4158 | 10096.0626 | 10039.525 | 8575.5473 | 10043.2549 | 9991.9086 | 9948.8273 | 9912.9505 | 9869.4554 | 9817.8495 | 9654.0608 | 9727.0155 | 9691.2919 | 9660.3905 | 9515.0129 | 9538.0939 | 9307.8146 | 9253.2777 | 9196.9265 | 9138.7615 | 9012.8267 | 0 | 0 | 0 | 0 | 0 | 0 | 0 | 0 | 0
|  | Decrease / (increase) in working capital | 0 | USD 000s | 0 |  | 0 | 0 | 0 | 0 | -1537.288 | 5.341 | 23.515 | 3.8206 | 4.1304 | 29.0952 | 12.3059 | -0.97323 | 6.714 | 25.1297 | -11.5968 | 9.6482 | 185.4275 | -181.1805 | 8.5565 | 7.382 | 6.3425 | 7.1583 | 8.038 | 30.47 | -7.7926 | 5.6652 | 4.9378 | 19.1243 | -2.0535 | 6.8567 | 6.9602 | 7.0623 | 7.1657 | 1310.0373 | 0 | 0 | 0 | 0 | 0 | 0 | 0 | 0 | 0
|  | Working capital reserve releases | 0 | USD 000s | 0 |  | 0 | 0 | 0 | 0 | 0 | 0 | 0 | 0 | 0 | 0 | 0 | 0 | 0 | 0 | 0 | 0 | 0 | 0 | 0 | 0 | 0 | 0 | 0 | 0 | 0 | 0 | 0 | 0 | 0 | 0 | 0 | 0 | 0 | 0 | 0 | 0 | 0 | 0 | 0 | 0 | 0 | 0 | 0
|  | Net movement in working capital during construction | 0 | USD 000s | -3064.1839 |  | 0 | 0 | -3064.1839 | 4.5475e-13 | 0 | 0 | 0 | 0 | 0 | 0 | 0 | 0 | 0 | 0 | 0 | 0 | 0 | 0 | 0 | 0 | 0 | 0 | 0 | 0 | 0 | 0 | 0 | 0 | 0 | 0 | 0 | 0 | 0 | 0 | 0 | 0 | 0 | 0 | 0 | 0 | 0 | 0 | 0
|  | EGR cash received during operations | 0 | USD 000s | 3214.8589 |  | 0 | 0 | 0 | 0 | 3214.8589 | 0 | 0 | 0 | 0 | 0 | 0 | 0 | 0 | 0 | 0 | 0 | 0 | 0 | 0 | 0 | 0 | 0 | 0 | 0 | 0 | 0 | 0 | 0 | 0 | 0 | 0 | 0 | 0 | 0 | 0 | 0 | 0 | 0 | 0 | 0 | 0 | 0 | 0
|  | Cash paid for early generation costs during operations | 0 | USD 000s | -150.675 |  | 0 | 0 | 0 | 0 | -150.675 | 0 | 0 | 0 | 0 | 0 | 0 | 0 | 0 | 0 | 0 | 0 | 0 | 0 | 0 | 0 | 0 | 0 | 0 | 0 | 0 | 0 | 0 | 0 | 0 | 0 | 0 | 0 | 0 | 0 | 0 | 0 | 0 | 0 | 0 | 0 | 0 | 0 | 0
|  | Net VAT (paid) / received excl. financing cost | 0 | USD 000s | 25930.6307 |  | 0 | -13542.047 | -4510.9088 | 1461.1417 | 1718.3582 | 1530.5387 | 1510.0385 | 1503.8991 | 1499.862 | 1474.8162 | 1460.8758 | 1460.1032 | 1454.4659 | 1432.436 | 1439.0453 | 1432.2153 | 1275.1799 | 1405.0006 | 1419.4337 | 1412.0841 | 1405.7475 | 1398.849 | 1391.1122 | 1364.4259 | 1367.1871 | 1363.234 | 1358.276 | 1341.4872 | 1340.7846 | 1335.1381 | 1328.3342 | 1321.4308 | 1314.4269 | 1463.6586 | 0 | 0 | 0 | 0 | 0 | 0 | 0 | 0 | 0
|  | VAT facility drawdown during construction s.a. | 0 | USD 000s | 18343.1427 |  | 0 | 17277.8014 | 1065.3413 | 0 | 0 | 0 | 0 | 0 | 0 | 0 | 0 | 0 | 0 | 0 | 0 | 0 | 0 | 0 | 0 | 0 | 0 | 0 | 0 | 0 | 0 | 0 | 0 | 0 | 0 | 0 | 0 | 0 | 0 | 0 | 0 | 0 | 0 | 0 | 0 | 0 | 0 | 0 | 0
|  | VAT received / (paid to) government | 0 | USD 000s | -25930.6307 |  | 0 | 0 | 17876.7299 | -948.5551 | -1501.2952 | -1532.4615 | -1518.5039 | -1505.2745 | -1501.3489 | -1485.2905 | -1465.306 | -1459.7528 | -1456.8829 | -1441.4827 | -1434.8705 | -1435.6887 | -1341.9338 | -1339.7756 | -1422.5141 | -1414.7417 | -1408.0308 | -1401.426 | -1394.0058 | -1375.3951 | -1364.3818 | -1365.2735 | -1360.0536 | -1348.372 | -1340.0453 | -1337.6066 | -1330.8398 | -1323.9732 | -1317.0066 | -1935.2721 | 0 | 0 | 0 | 0 | 0 | 0 | 0 | 0 | 0
|  | VAT facility repayment | 0 | USD 000s | -18343.1427 |  | 0 | 0 | -17876.7299 | -466.4128 | 0 | 0 | 0 | 0 | 0 | 0 | 0 | 0 | 0 | 0 | 0 | 0 | 0 | 0 | 0 | 0 | 0 | 0 | 0 | 0 | 0 | 0 | 0 | 0 | 0 | 0 | 0 | 0 | 0 | 0 | 0 | 0 | 0 | 0 | 0 | 0 | 0 | 0 | 0
|  | Corporate tax paid | 0 | USD 000s | -5860.7638 |  | 0 | 0 | 0 | 0 | 0 | 0 | 0 | 0 | 0 | 0 | 0 | 0 | 0 | 0 | 0 | 0 | 0 | 0 | 0 | 0 | 0 | 0 | 0 | 0 | 0 | 0 | 0 | 0 | 0 | -356.7739 | -1391.4516 | -1382.9794 | -1374.2349 | -1355.3241 | 0 | 0 | 0 | 0 | 0 | 0 | 0 | 0 | 0
|  | Operating cash flow - ann |  | USD 000s | 319501.1785 |  | 0 | 3735.7543 | -642.5621 | 12275.0046 | 14035.7104 | 12390.7331 | 11853.9168 | 11810.3259 | 11776.2829 | 11557.5444 | 11445.6548 | 11441.524 | 10779.6468 | 9997.4988 | 10088.6407 | 10045.6998 | 8694.2209 | 9927.2994 | 9997.3848 | 9953.5519 | 9917.0097 | 9874.0367 | 9822.9938 | 9673.5616 | 9722.0282 | 9694.9177 | 9663.5507 | 9527.2525 | 9536.7797 | 8955.429 | 7866.2807 | 7818.467 | 7769.1127 | 8495.9265 | 0 | 0 | 0 | 0 | 0 | 0 | 0 | 0 | 0
|  | Project costs excluding VAT s.a. | 0 | USD 000s | -159043.4534 |  | 0 | -117413.0686 | -41510.1434 | -120.2415 | 0 | 0 | 0 | 0 | 0 | 0 | 0 | 0 | 0 | 0 | 0 | 0 | 0 | 0 | 0 | 0 | 0 | 0 | 0 | 0 | 0 | 0 | 0 | 0 | 0 | 0 | 0 | 0 | 0 | 0 | 0 | 0 | 0 | 0 | 0 | 0 | 0 | 0 | 0
|  | Financial expenses during construction s.a. | 0 | USD 000s | -12706.413 |  | 0 | -1385.5506 | -5426.4151 | -5894.4473 | 0 | 0 | 0 | 0 | 0 | 0 | 0 | 0 | 0 | 0 | 0 | 0 | 0 | 0 | 0 | 0 | 0 | 0 | 0 | 0 | 0 | 0 | 0 | 0 | 0 | 0 | 0 | 0 | 0 | 0 | 0 | 0 | 0 | 0 | 0 | 0 | 0 | 0 | 0
|  | Lifecycle costs - total indexed | 0 | USD 000s | 0 |  | 0 | 0 | 0 | 0 | 0 | 0 | 0 | 0 | 0 | 0 | 0 | 0 | 0 | 0 | 0 | 0 | 0 | 0 | 0 | 0 | 0 | 0 | 0 | 0 | 0 | 0 | 0 | 0 | 0 | 0 | 0 | 0 | 0 | 0 | 0 | 0 | 0 | 0 | 0 | 0 | 0 | 0 | 0
|  | Non refundable VAT during construction s.a. | 0 | USD 000s | 0 |  | 0 | 0 | 0 | 0 | 0 | 0 | 0 | 0 | 0 | 0 | 0 | 0 | 0 | 0 | 0 | 0 | 0 | 0 | 0 | 0 | 0 | 0 | 0 | 0 | 0 | 0 | 0 | 0 | 0 | 0 | 0 | 0 | 0 | 0 | 0 | 0 | 0 | 0 | 0 | 0 | 0 | 0 | 0
|  | MMRA pre-funding s.a. | 0 | USD 000s | 0 |  | 0 | 0 | 0 | 0 | 0 | 0 | 0 | 0 | 0 | 0 | 0 | 0 | 0 | 0 | 0 | 0 | 0 | 0 | 0 | 0 | 0 | 0 | 0 | 0 | 0 | 0 | 0 | 0 | 0 | 0 | 0 | 0 | 0 | 0 | 0 | 0 | 0 | 0 | 0 | 0 | 0 | 0 | 0
|  | DSRA pre-funding s.a. | 0 | USD 000s | -8050.8315 |  | 0 | 0 | 0 | -8050.8315 | 0 | 0 | 0 | 0 | 0 | 0 | 0 | 0 | 0 | 0 | 0 | 0 | 0 | 0 | 0 | 0 | 0 | 0 | 0 | 0 | 0 | 0 | 0 | 0 | 0 | 0 | 0 | 0 | 0 | 0 | 0 | 0 | 0 | 0 | 0 | 0 | 0 | 0 | 0
|  | Working capital pre-funding | 0 | USD 000s | 0 |  | 0 | 0 | 0 | 0 | 0 | 0 | 0 | 0 | 0 | 0 | 0 | 0 | 0 | 0 | 0 | 0 | 0 | 0 | 0 | 0 | 0 | 0 | 0 | 0 | 0 | 0 | 0 | 0 | 0 | 0 | 0 | 0 | 0 | 0 | 0 | 0 | 0 | 0 | 0 | 0 | 0 | 0 | 0
|  | Share capital drawdown s.a. | 0 | USD 000s | 19500.7935 |  | 0 | 19500.7935 | 0 | 0 | 0 | 0 | 0 | 0 | 0 | 0 | 0 | 0 | 0 | 0 | 0 | 0 | 0 | 0 | 0 | 0 | 0 | 0 | 0 | 0 | 0 | 0 | 0 | 0 | 0 | 0 | 0 | 0 | 0 | 0 | 0 | 0 | 0 | 0 | 0 | 0 | 0 | 0 | 0
|  | Standby equity drawdown s.a. | 0 | USD 000s | 0 |  | 0 | 0 | 0 | 0 | 0 | 0 | 0 | 0 | 0 | 0 | 0 | 0 | 0 | 0 | 0 | 0 | 0 | 0 | 0 | 0 | 0 | 0 | 0 | 0 | 0 | 0 | 0 | 0 | 0 | 0 | 0 | 0 | 0 | 0 | 0 | 0 | 0 | 0 | 0 | 0 | 0 | 0 | 0
|  | Equity bridge drawdown s.a. | 0 | USD 000s | 0 |  | 0 | 0 | 0 | 0 | 0 | 0 | 0 | 0 | 0 | 0 | 0 | 0 | 0 | 0 | 0 | 0 | 0 | 0 | 0 | 0 | 0 | 0 | 0 | 0 | 0 | 0 | 0 | 0 | 0 | 0 | 0 | 0 | 0 | 0 | 0 | 0 | 0 | 0 | 0 | 0 | 0 | 0 | 0
|  | Equity bridge interest and fees paid | 0 | USD 000s | 0 |  | 0 | 0 | 0 | 0 | 0 | 0 | 0 | 0 | 0 | 0 | 0 | 0 | 0 | 0 | 0 | 0 | 0 | 0 | 0 | 0 | 0 | 0 | 0 | 0 | 0 | 0 | 0 | 0 | 0 | 0 | 0 | 0 | 0 | 0 | 0 | 0 | 0 | 0 | 0 | 0 | 0 | 0 | 0
|  | Equity bridge repayment | 0 | USD 000s | 0 |  | 0 | 0 | 0 | 0 | 0 | 0 | 0 | 0 | 0 | 0 | 0 | 0 | 0 | 0 | 0 | 0 | 0 | 0 | 0 | 0 | 0 | 0 | 0 | 0 | 0 | 0 | 0 | 0 | 0 | 0 | 0 | 0 | 0 | 0 | 0 | 0 | 0 | 0 | 0 | 0 | 0 | 0 | 0
|  | Additions to shareholder loan during construction s.a. | 0 | USD 000s | 58134.1987 |  | 0 | 58134.1987 | 0 | 0 | 0 | 0 | 0 | 0 | 0 | 0 | 0 | 0 | 0 | 0 | 0 | 0 | 0 | 0 | 0 | 0 | 0 | 0 | 0 | 0 | 0 | 0 | 0 | 0 | 0 | 0 | 0 | 0 | 0 | 0 | 0 | 0 | 0 | 0 | 0 | 0 | 0 | 0 | 0
|  | Repayment of equity bridge from share capital | 0 | USD 000s | 0 |  | 0 | 0 | 0 | 0 | 0 | 0 | 0 | 0 | 0 | 0 | 0 | 0 | 0 | 0 | 0 | 0 | 0 | 0 | 0 | 0 | 0 | 0 | 0 | 0 | 0 | 0 | 0 | 0 | 0 | 0 | 0 | 0 | 0 | 0 | 0 | 0 | 0 | 0 | 0 | 0 | 0 | 0 | 0
|  | Repayment of equity bridge from shareholder loan | 0 | USD 000s | 0 |  | 0 | 0 | 0 | 0 | 0 | 0 | 0 | 0 | 0 | 0 | 0 | 0 | 0 | 0 | 0 | 0 | 0 | 0 | 0 | 0 | 0 | 0 | 0 | 0 | 0 | 0 | 0 | 0 | 0 | 0 | 0 | 0 | 0 | 0 | 0 | 0 | 0 | 0 | 0 | 0 | 0 | 0 | 0
|  | ADB Loan drawdown s.a. | 0 | USD 000s | 26505.2054 |  | 0 | 10679.2234 | 12176.9152 | 3649.0669 | 0 | 0 | 0 | 0 | 0 | 0 | 0 | 0 | 0 | 0 | 0 | 0 | 0 | 0 | 0 | 0 | 0 | 0 | 0 | 0 | 0 | 0 | 0 | 0 | 0 | 0 | 0 | 0 | 0 | 0 | 0 | 0 | 0 | 0 | 0 | 0 | 0 | 0 | 0
|  | EBRD drawdown s.a. | 0 | USD 000s | 34798.3079 |  | 0 | 14020.6008 | 15986.899 | 4790.8081 | 0 | 0 | 0 | 0 | 0 | 0 | 0 | 0 | 0 | 0 | 0 | 0 | 0 | 0 | 0 | 0 | 0 | 0 | 0 | 0 | 0 | 0 | 0 | 0 | 0 | 0 | 0 | 0 | 0 | 0 | 0 | 0 | 0 | 0 | 0 | 0 | 0 | 0 | 0
|  | AIIB drawdown s.a. | 0 | USD 000s | 20431.0959 |  | 0 | 8231.9014 | 9386.3721 | 2812.8224 | 0 | 0 | 0 | 0 | 0 | 0 | 0 | 0 | 0 | 0 | 0 | 0 | 0 | 0 | 0 | 0 | 0 | 0 | 0 | 0 | 0 | 0 | 0 | 0 | 0 | 0 | 0 | 0 | 0 | 0 | 0 | 0 | 0 | 0 | 0 | 0 | 0 | 0 | 0
|  | EIB drawdown s.a. | 0 | USD 000s | 20431.0959 |  | 0 | 8231.9014 | 9386.3721 | 2812.8224 | 0 | 0 | 0 | 0 | 0 | 0 | 0 | 0 | 0 | 0 | 0 | 0 | 0 | 0 | 0 | 0 | 0 | 0 | 0 | 0 | 0 | 0 | 0 | 0 | 0 | 0 | 0 | 0 | 0 | 0 | 0 | 0 | 0 | 0 | 0 | 0 | 0 | 0 | 0
|  | Cash flow available for MMRA - ann |  | USD 000s | 319501.1779 |  | 0 | 3735.7543 | -642.5621 | 12275.004 | 14035.7104 | 12390.7331 | 11853.9168 | 11810.3259 | 11776.2829 | 11557.5444 | 11445.6548 | 11441.524 | 10779.6468 | 9997.4988 | 10088.6407 | 10045.6998 | 8694.2209 | 9927.2994 | 9997.3848 | 9953.5519 | 9917.0097 | 9874.0367 | 9822.9938 | 9673.5616 | 9722.0282 | 9694.9177 | 9663.5507 | 9527.2525 | 9536.7797 | 8955.429 | 7866.2807 | 7818.467 | 7769.1127 | 8495.9265 | 0 | 0 | 0 | 0 | 0 | 0 | 0 | 0 | 0
|  | MMRA deposit | 0 | USD 000s | 0 |  | 0 | 0 | 0 | 0 | 0 | 0 | 0 | 0 | 0 | 0 | 0 | 0 | 0 | 0 | 0 | 0 | 0 | 0 | 0 | 0 | 0 | 0 | 0 | 0 | 0 | 0 | 0 | 0 | 0 | 0 | 0 | 0 | 0 | 0 | 0 | 0 | 0 | 0 | 0 | 0 | 0 | 0 | 0
|  | MMRA release | 0 | USD 000s | 0 |  | 0 | 0 | 0 | 0 | 0 | 0 | 0 | 0 | 0 | 0 | 0 | 0 | 0 | 0 | 0 | 0 | 0 | 0 | 0 | 0 | 0 | 0 | 0 | 0 | 0 | 0 | 0 | 0 | 0 | 0 | 0 | 0 | 0 | 0 | 0 | 0 | 0 | 0 | 0 | 0 | 0 | 0 | 0
|  | Cash flow available for debt service - ann |  | USD 000s | 319501.1779 |  | 0 | 3735.7543 | -642.5621 | 12275.004 | 14035.7104 | 12390.7331 | 11853.9168 | 11810.3259 | 11776.2829 | 11557.5444 | 11445.6548 | 11441.524 | 10779.6468 | 9997.4988 | 10088.6407 | 10045.6998 | 8694.2209 | 9927.2994 | 9997.3848 | 9953.5519 | 9917.0097 | 9874.0367 | 9822.9938 | 9673.5616 | 9722.0282 | 9694.9177 | 9663.5507 | 9527.2525 | 9536.7797 | 8955.429 | 7866.2807 | 7818.467 | 7769.1127 | 8495.9265 | 0 | 0 | 0 | 0 | 0 | 0 | 0 | 0 | 0
|  | Total agent bank fee - operations | 0 | USD 000s | -1140 |  | 0 | 0 | 0 | 0 | -60 | -60 | -60 | -60 | -60 | -60 | -60 | -60 | -60 | -60 | -60 | -60 | -60 | -60 | -60 | -60 | -60 | -60 | -60 | 0 | 0 | 0 | 0 | 0 | 0 | 0 | 0 | 0 | 0 | 0 | 0 | 0 | 0 | 0 | 0 | 0 | 0 | 0 | 0
|  | GB Refi facility drawdown | 0 | USD 000s | 0 |  | 0 | 0 | 0 | 0 | 0 | 0 | 0 | 0 | 0 | 0 | 0 | 0 | 0 | 0 | 0 | 0 | 0 | 0 | 0 | 0 | 0 | 0 | 0 | 0 | 0 | 0 | 0 | 0 | 0 | 0 | 0 | 0 | 0 | 0 | 0 | 0 | 0 | 0 | 0 | 0 | 0 | 0 | 0
|  | GB Refi facility upfront fee paid | 0 | USD 000s | 0 |  | 0 | 0 | 0 | 0 | 0 | 0 | 0 | 0 | 0 | 0 | 0 | 0 | 0 | 0 | 0 | 0 | 0 | 0 | 0 | 0 | 0 | 0 | 0 | 0 | 0 | 0 | 0 | 0 | 0 | 0 | 0 | 0 | 0 | 0 | 0 | 0 | 0 | 0 | 0 | 0 | 0 | 0 | 0
|  | ADB Loan interest | 0 | USD 000s | -17528.7721 |  | 0 | 0 | 0 | 0 | -1459.5317 | -1614.3571 | -1557.7685 | -1493.1368 | -1416.8538 | -1336.2441 | -1256.0247 | -1156.8923 | -1052.7875 | -958.0986 | -867.0361 | -763.9684 | -662.252 | -570.1062 | -477.5986 | -381.0316 | -279.9741 | -172.8723 | -52.2379 | 0 | 0 | 0 | 0 | 0 | 0 | 0 | 0 | 0 | 0 | 0 | 0 | 0 | 0 | 0 | 0 | 0 | 0 | 0 | 0
|  | EBRD Loan interest | 0 | USD 000s | -23013.276 |  | 0 | 0 | 0 | 0 | -1916.1984 | -2119.4665 | -2045.1722 | -1960.3181 | -1860.1672 | -1754.3359 | -1649.017 | -1518.8675 | -1382.1898 | -1257.874 | -1138.3193 | -1003.0032 | -869.4612 | -748.4843 | -627.0325 | -500.251 | -367.574 | -226.9615 | -68.5824 | 0 | 0 | 0 | 0 | 0 | 0 | 0 | 0 | 0 | 0 | 0 | 0 | 0 | 0 | 0 | 0 | 0 | 0 | 0 | 0
|  | AIIB loan interest | 0 | USD 000s | -13511.7618 |  | 0 | 0 | 0 | 0 | -1125.0557 | -1244.4002 | -1200.7799 | -1150.9596 | -1092.1581 | -1030.0215 | -968.1857 | -891.7712 | -811.5237 | -738.5343 | -668.3403 | -588.8923 | -510.4859 | -439.4568 | -368.1489 | -293.7119 | -215.8134 | -133.2557 | -40.2667 | 0 | 0 | 0 | 0 | 0 | 0 | 0 | 0 | 0 | 0 | 0 | 0 | 0 | 0 | 0 | 0 | 0 | 0 | 0 | 0
|  | EIB interest | 0 | USD 000s | -12507.6535 |  | 0 | 0 | 0 | 0 | -1042.5271 | -1152.6894 | -1112.902 | -1067.0499 | -1012.4852 | -954.8029 | -897.3837 | -826.3534 | -751.7113 | -683.7978 | -618.4118 | -544.5455 | -471.5682 | -405.3132 | -339.0517 | -270.1053 | -198.1576 | -122.0828 | -36.7145 | 0 | 0 | 0 | 0 | 0 | 0 | 0 | 0 | 0 | 0 | 0 | 0 | 0 | 0 | 0 | 0 | 0 | 0 | 0 | 0
|  | ADB Loan scheduled repayment | 0 | USD 000s | -23192.0545 |  | 0 | 0 | 0 | 0 | -625.4035 | -1086.4942 | -1017.5398 | -1067.0226 | -1122.3562 | -1139.5225 | -1178.0324 | -1252.1686 | -1181.9748 | -1075.4863 | -1161.4155 | -1228.7859 | -999.2621 | -1346.8542 | -1448.8366 | -1535.1623 | -1627.2427 | -1723.959 | -1374.5352 | 0 | 0 | 0 | 0 | 0 | 0 | 0 | 0 | 0 | 0 | 0 | 0 | 0 | 0 | 0 | 0 | 0 | 0 | 0 | 0
|  | ADB - repayment from Refi facility | 0 | USD 000s | 0 |  | 0 | 0 | 0 | 0 | 0 | 0 | 0 | 0 | 0 | 0 | 0 | 0 | 0 | 0 | 0 | 0 | 0 | 0 | 0 | 0 | 0 | 0 | 0 | 0 | 0 | 0 | 0 | 0 | 0 | 0 | 0 | 0 | 0 | 0 | 0 | 0 | 0 | 0 | 0 | 0 | 0 | 0 | 0
|  | EBRD Loan scheduled repayment | 0 | USD 000s | -30448.519 |  | 0 | 0 | 0 | 0 | -821.0834 | -1426.4428 | -1335.9136 | -1400.8788 | -1473.5256 | -1496.0629 | -1546.622 | -1643.9543 | -1551.798 | -1411.9908 | -1524.8059 | -1613.2555 | -1311.9171 | -1768.2658 | -1902.157 | -2015.4928 | -2136.3838 | -2263.3613 | -1804.6077 | 0 | 0 | 0 | 0 | 0 | 0 | 0 | 0 | 0 | 0 | 0 | 0 | 0 | 0 | 0 | 0 | 0 | 0 | 0 | 0
|  | EBRD - repayment from Refi facility | 0 | USD 000s | 0 |  | 0 | 0 | 0 | 0 | 0 | 0 | 0 | 0 | 0 | 0 | 0 | 0 | 0 | 0 | 0 | 0 | 0 | 0 | 0 | 0 | 0 | 0 | 0 | 0 | 0 | 0 | 0 | 0 | 0 | 0 | 0 | 0 | 0 | 0 | 0 | 0 | 0 | 0 | 0 | 0 | 0 | 0 | 0
|  | AIIB scheduled repayment | 0 | USD 000s | -17877.2086 |  | 0 | 0 | 0 | 0 | -482.0819 | -837.5059 | -784.3536 | -822.4966 | -865.1496 | -878.3819 | -908.0666 | -965.2133 | -911.1056 | -829.0207 | -895.2578 | -947.1891 | -770.2646 | -1038.2001 | -1116.8115 | -1183.3543 | -1254.3329 | -1328.885 | -1059.5375 | 0 | 0 | 0 | 0 | 0 | 0 | 0 | 0 | 0 | 0 | 0 | 0 | 0 | 0 | 0 | 0 | 0 | 0 | 0 | 0
|  | AIIB - repayment from Refi facility | 0 | USD 000s | 0 |  | 0 | 0 | 0 | 0 | 0 | 0 | 0 | 0 | 0 | 0 | 0 | 0 | 0 | 0 | 0 | 0 | 0 | 0 | 0 | 0 | 0 | 0 | 0 | 0 | 0 | 0 | 0 | 0 | 0 | 0 | 0 | 0 | 0 | 0 | 0 | 0 | 0 | 0 | 0 | 0 | 0 | 0 | 0
|  | EIB scheduled repayment | 0 | USD 000s | -17877.2089 |  | 0 | 0 | 0 | 0 | -518.9498 | -827.4594 | -784.5541 | -825.4163 | -868.3216 | -882.6233 | -911.2269 | -968.4339 | -913.27 | -831.5456 | -896.9251 | -948.0028 | -774.3385 | -1037.8997 | -1113.4947 | -1176.8311 | -1244.2537 | -1313.7195 | -1039.9428 | 0 | 0 | 0 | 0 | 0 | 0 | 0 | 0 | 0 | 0 | 0 | 0 | 0 | 0 | 0 | 0 | 0 | 0 | 0 | 0
|  | EIB - repayment from Refi facility | 0 | USD 000s | 0 |  | 0 | 0 | 0 | 0 | 0 | 0 | 0 | 0 | 0 | 0 | 0 | 0 | 0 | 0 | 0 | 0 | 0 | 0 | 0 | 0 | 0 | 0 | 0 | 0 | 0 | 0 | 0 | 0 | 0 | 0 | 0 | 0 | 0 | 0 | 0 | 0 | 0 | 0 | 0 | 0 | 0 | 0 | 0
|  | GB Refi debt interest | 0 | USD 000s | 0 |  | 0 | 0 | 0 | 0 | 0 | 0 | 0 | 0 | 0 | 0 | 0 | 0 | 0 | 0 | 0 | 0 | 0 | 0 | 0 | 0 | 0 | 0 | 0 | 0 | 0 | 0 | 0 | 0 | 0 | 0 | 0 | 0 | 0 | 0 | 0 | 0 | 0 | 0 | 0 | 0 | 0 | 0 | 0
|  | GB Refi debt sculpted repayment | 0 | USD 000s | 0 |  | 0 | 0 | 0 | 0 | 0 | 0 | 0 | 0 | 0 | 0 | 0 | 0 | 0 | 0 | 0 | 0 | 0 | 0 | 0 | 0 | 0 | 0 | 0 | 0 | 0 | 0 | 0 | 0 | 0 | 0 | 0 | 0 | 0 | 0 | 0 | 0 | 0 | 0 | 0 | 0 | 0 | 0 | 0
|  | Cash flow available for DSRA - ann |  | USD 000s | 162404.7235 |  | 0 | 3735.7543 | -642.5621 | 12275.004 | 5984.8789 | 2021.9177 | 1954.933 | 1963.0473 | 2005.2657 | 2025.5493 | 2071.0957 | 2157.8694 | 2163.286 | 2151.1505 | 2258.1289 | 2348.0572 | 2264.6713 | 2512.7192 | 2544.2533 | 2537.6115 | 2533.2774 | 2528.9397 | 4286.5691 | 9673.5616 | 9722.0282 | 9694.9177 | 9663.5507 | 9527.2525 | 9536.7797 | 8955.429 | 7866.2807 | 7818.467 | 7769.1127 | 8495.9265 | 0 | 0 | 0 | 0 | 0 | 0 | 0 | 0 | 0
|  | ADB Cashsweep repayment | 0 | USD 000s | -3313.1507 |  | 0 | 0 | 0 | 0 | 0 | 0 | 0 | -189.3597 | -194.4716 | -196.7276 | -343.8218 | -362.5616 | -363.7625 | -360.4478 | -383.3971 | -403.1808 | -383.8711 | -131.5489 | 0 | 0 | 0 | 0 | 0 | 0 | 0 | 0 | 0 | 0 | 0 | 0 | 0 | 0 | 0 | 0 | 0 | 0 | 0 | 0 | 0 | 0 | 0 | 0 | 0
|  | EBRD Cashsweep repayment | 0 | USD 000s | -4349.7885 |  | 0 | 0 | 0 | 0 | 0 | 0 | 0 | -248.6076 | -255.319 | -258.2809 | -451.3988 | -476.002 | -477.5786 | -473.2269 | -503.3566 | -529.3304 | -503.979 | -172.7087 | 0 | 0 | 0 | 0 | 0 | 0 | 0 | 0 | 0 | 0 | 0 | 0 | 0 | 0 | 0 | 0 | 0 | 0 | 0 | 0 | 0 | 0 | 0 | 0 | 0
|  | AIIB Cashsweep repayment | 0 | USD 000s | -2553.887 |  | 0 | 0 | 0 | 0 | 0 | 0 | 0 | -145.9647 | -149.9052 | -151.6442 | -265.0293 | -279.4746 | -280.4003 | -277.8452 | -295.5353 | -310.7852 | -295.9007 | -101.4023 | 0 | 0 | 0 | 0 | 0 | 0 | 0 | 0 | 0 | 0 | 0 | 0 | 0 | 0 | 0 | 0 | 0 | 0 | 0 | 0 | 0 | 0 | 0 | 0 | 0
|  | EIB Cashsweep repayment | 0 | USD 000s | -2553.887 |  | 0 | 0 | 0 | 0 | 0 | 0 | 0 | -145.9647 | -149.9052 | -151.6442 | -265.0293 | -279.4746 | -280.4003 | -277.8452 | -295.5353 | -310.7852 | -295.9007 | -101.4023 | 0 | 0 | 0 | 0 | 0 | 0 | 0 | 0 | 0 | 0 | 0 | 0 | 0 | 0 | 0 | 0 | 0 | 0 | 0 | 0 | 0 | 0 | 0 | 0 | 0
|  | DSRA deposit | 0 | USD 000s | 0 |  | 0 | 0 | 0 | 0 | 0 | 0 | 0 | 0 | 0 | 0 | 0 | 0 | 0 | 0 | 0 | 0 | 0 | 0 | 0 | 0 | 0 | 0 | 0 | 0 | 0 | 0 | 0 | 0 | 0 | 0 | 0 | 0 | 0 | 0 | 0 | 0 | 0 | 0 | 0 | 0 | 0 | 0 | 0
|  | DSRA release | 0 | USD 000s | 8050.8315 |  | 0 | 0 | 0 | 0 | 8050.8315 | 0 | 0 | 0 | 0 | 0 | 0 | 0 | 0 | 0 | 0 | 0 | 0 | 0 | 0 | 0 | 0 | 0 | 0 | 0 | 0 | 0 | 0 | 0 | 0 | 0 | 0 | 0 | 0 | 0 | 0 | 0 | 0 | 0 | 0 | 0 | 0 | 0 | 0
|  | Cash flow available for equity bridge loan - ann |  | USD 000s | 157684.842 |  | 0 | 3735.7543 | -642.5621 | 12275.004 | 14035.7104 | 2021.9177 | 1954.933 | 1233.1506 | 1255.6647 | 1267.2524 | 745.8164 | 760.3565 | 761.1443 | 761.7854 | 780.3046 | 793.9755 | 785.0199 | 2005.6571 | 2544.2533 | 2537.6115 | 2533.2774 | 2528.9397 | 4286.5691 | 9673.5616 | 9722.0282 | 9694.9177 | 9663.5507 | 9527.2525 | 9536.7797 | 8955.429 | 7866.2807 | 7818.467 | 7769.1127 | 8495.9265 | 0 | 0 | 0 | 0 | 0 | 0 | 0 | 0 | 0
|  | DSRA LC fee | 0 | USD 000s | -461.3039 |  | 0 | 0 | 0 | 0 | -31.4767 | -30.477 | -30.0734 | -29.7786 | -29.1868 | -28.6344 | -28.3788 | -27.1288 | -24.0517 | -23.816 | -23.5865 | -20.6009 | -21.6368 | -22.7095 | -22.6443 | -22.4827 | -22.3713 | -19.5762 | -2.6935 | 0 | 0 | 0 | 0 | 0 | 0 | 0 | 0 | 0 | 0 | 0 | 0 | 0 | 0 | 0 | 0 | 0 | 0 | 0 | 0
|  | Equity bridge interest paid | 0 | USD 000s | 0 |  | 0 | 0 | 0 | 0 | 0 | 0 | 0 | 0 | 0 | 0 | 0 | 0 | 0 | 0 | 0 | 0 | 0 | 0 | 0 | 0 | 0 | 0 | 0 | 0 | 0 | 0 | 0 | 0 | 0 | 0 | 0 | 0 | 0 | 0 | 0 | 0 | 0 | 0 | 0 | 0 | 0 | 0 | 0
|  | Withholding tax on equity bridge | 0 | USD 000s | 0 |  | 0 | 0 | 0 | 0 | 0 | 0 | 0 | 0 | 0 | 0 | 0 | 0 | 0 | 0 | 0 | 0 | 0 | 0 | 0 | 0 | 0 | 0 | 0 | 0 | 0 | 0 | 0 | 0 | 0 | 0 | 0 | 0 | 0 | 0 | 0 | 0 | 0 | 0 | 0 | 0 | 0 | 0 | 0
|  | Additional VAT facility repayment | 0 | USD 000s | -1008.7133 |  | 0 | 0 | 0 | 0 | -1008.7133 | 0 | 0 | 0 | 0 | 0 | 0 | 0 | 0 | 0 | 0 | 0 | 0 | 0 | 0 | 0 | 0 | 0 | 0 | 0 | 0 | 0 | 0 | 0 | 0 | 0 | 0 | 0 | 0 | 0 | 0 | 0 | 0 | 0 | 0 | 0 | 0 | 0 | 0
|  | Cash flow available for shareholder loan - ann |  | USD 000s | 156214.8248 |  | 0 | 3735.7543 | -642.5621 | 12275.004 | 12995.5204 | 1991.4407 | 1924.8596 | 1203.372 | 1226.4779 | 1238.6181 | 717.4376 | 733.2277 | 737.0927 | 737.9694 | 756.718 | 773.3746 | 763.3832 | 1982.9476 | 2521.609 | 2515.1288 | 2510.9061 | 2509.3635 | 4283.8756 | 9673.5616 | 9722.0282 | 9694.9177 | 9663.5507 | 9527.2525 | 9536.7797 | 8955.429 | 7866.2807 | 7818.467 | 7769.1127 | 8495.9265 | 0 | 0 | 0 | 0 | 0 | 0 | 0 | 0 | 0
|  | Shareholder loan drawdown to meet cash shortfall | 0 | USD 000s | 0 |  | 0 | 0 | 0 | 0 | 0 | 0 | 0 | 0 | 0 | 0 | 0 | 0 | 0 | 0 | 0 | 0 | 0 | 0 | 0 | 0 | 0 | 0 | 0 | 0 | 0 | 0 | 0 | 0 | 0 | 0 | 0 | 0 | 0 | 0 | 0 | 0 | 0 | 0 | 0 | 0 | 0 | 0 | 0
|  | Shareholder loan interest paid | 0 | USD 000s | -39326.9152 |  | 0 | 0 | 0 | 0 | -2582.3905 | -1946.7124 | -1911.5189 | -1203.372 | -1226.4779 | -1238.6181 | -717.4376 | -733.2277 | -737.0927 | -737.9694 | -756.718 | -773.3746 | -763.3832 | -1982.9476 | -2521.609 | -2515.1288 | -2510.9061 | -2509.3635 | -2633.0881 | -2510.2114 | -2147.2738 | -1764.0399 | -1362.9441 | -944.3233 | -509.8702 | -86.9164 | 0 | 0 | 0 | 0 | 0 | 0 | 0 | 0 | 0 | 0 | 0 | 0 | 0
|  | Shareholder loan principal repayment | 0 | USD 000s | -79546.2673 |  | 0 | 0 | 0 | 0 | -25781.3261 | -44.7283 | -13.3407 | 0 | 0 | 0 | 0 | 0 | 0 | 0 | 0 | 0 | 0 | 0 | 0 | 0 | 0 | 0 | -1650.7875 | -7163.3502 | -7574.7544 | -7930.8777 | -8300.6065 | -8582.9291 | -9026.9095 | -3476.6572 | 0 | 0 | 0 | 0 | 0 | 0 | 0 | 0 | 0 | 0 | 0 | 0 | 0
|  | Cash flow available for dividends - ann |  | USD 000s | 37341.6423 |  | 0 | 3735.7543 | -642.5621 | 12275.004 | -15368.1962 | -2.9559e-12 | 2.7285e-12 | 0 | -2.7285e-12 | 0 | 9.0949e-13 | 2.7285e-12 | -9.0949e-13 | 1.4779e-12 | -1.0232e-12 | 0 | 0 | 0 | 0 | 0 | 0 | 0 | 0 | 0 | 0 | 0 | 0 | 0 | 0 | 5391.8554 | 7866.2807 | 7818.467 | 7769.1127 | 8495.9265 | 0 | 0 | 0 | 0 | 0 | 0 | 0 | 0 | 0
|  | Dividend paid / declared | 0 | USD 000s | -30017.1677 |  | 0 | 0 | 0 | 0 | 0 | 0 | 0 | 0 | 0 | 0 | 0 | 0 | 0 | 0 | 0 | 0 | 0 | 0 | 0 | 0 | 0 | 0 | 0 | 0 | 0 | 0 | 0 | 0 | 0 | -5391.8554 | -7866.2807 | -7818.467 | -7769.1127 | -1171.4519 | 0 | 0 | 0 | 0 | 0 | 0 | 0 | 0 | 0
|  | Cash flow available for share capital redemption - ann |  | USD 000s | 7324.4746 |  | 0 | 3735.7543 | -642.5621 | 12275.004 | -15368.1962 | -2.9559e-12 | 2.7285e-12 | 0 | -2.7285e-12 | 0 | 9.0949e-13 | 2.7285e-12 | -9.0949e-13 | 1.4779e-12 | -1.0232e-12 | 0 | 0 | 0 | 0 | 0 | 0 | 0 | 0 | 0 | 0 | 0 | 0 | 0 | 0 | 0 | 0 | 0 | 0 | 7324.4746 | 0 | 0 | 0 | 0 | 0 | 0 | 0 | 0 | 0
|  | Sponsor share capital redemption | 0 | USD 000s | -7324.4746 |  | 0 | 0 | 0 | 0 | 0 | 0 | 0 | 0 | 0 | 0 | 0 | 0 | 0 | 0 | 0 | 0 | 0 | 0 | 0 | 0 | 0 | 0 | 0 | 0 | 0 | 0 | 0 | 0 | 0 | 0 | 0 | 0 | 0 | -7324.4746 | 0 | 0 | 0 | 0 | 0 | 0 | 0 | 0 | 0
|  | Standby equity redemption | 0 | USD 000s | 0 |  | 0 | 0 | 0 | 0 | 0 | 0 | 0 | 0 | 0 | 0 | 0 | 0 | 0 | 0 | 0 | 0 | 0 | 0 | 0 | 0 | 0 | 0 | 0 | 0 | 0 | 0 | 0 | 0 | 0 | 0 | 0 | 0 | 0 | 0 | 0 | 0 | 0 | 0 | 0 | 0 | 0 | 0 | 0
|  | Net cash flow - ann |  | USD 000s | 1.1141e-11 |  | 0 | 3735.7543 | -642.5621 | 12275.004 | -15368.1962 | -2.9559e-12 | 2.7285e-12 | 0 | -2.7285e-12 | 0 | 9.0949e-13 | 2.7285e-12 | -9.0949e-13 | 1.4779e-12 | -1.0232e-12 | 0 | 0 | 0 | 0 | 0 | 0 | 0 | 0 | 0 | 0 | 0 | 0 | 0 | 0 | 0 | 0 | 0 | 0 | 0 | 0 | 0 | 0 | 0 | 0 | 0 | 0 | 0 | 0
BALANCE SHEET - ANN
Assets - ann
|  | IFRIC 12 financial asset balance | 0 | USD 000s |  |  | 0 | 119761.3299 | 163489.3653 | 159811.3622 | 155748.8045 | 151369.6609 | 147352.1007 | 143156.7753 | 138777.9073 | 134422.1611 | 129946.6315 | 125231.2291 | 120979.069 | 117368.2525 | 113443.6765 | 109373.6194 | 106668.6975 | 102237.6693 | 97629.0789 | 92824.7331 | 87806.6293 | 82571.8135 | 77117.7062 | 71553.8642 | 65619.1645 | 59411.4728 | 52911.329 | 46226.941 | 39166.9636 | 31985.0965 | 24485.3836 | 16653.1791 | 8473.0725 | -3.4452e-09 | -3.6249e-09 | -3.8141e-09 | -4.0131e-09 | -4.2225e-09 | -4.4428e-09 | -4.6746e-09 | -4.9185e-09 | -5.1751e-09 | -5.4451e-09
|  | Non current assets balance for BS | 0 | USD 000s |  |  | 0 | 0 | 0 | 0 | 0 | 0 | 0 | 0 | 0 | 0 | 0 | 0 | 0 | 0 | 0 | 0 | 0 | 0 | 0 | 0 | 0 | 0 | 0 | 0 | 0 | 0 | 0 | 0 | 0 | 0 | 0 | 0 | 0 | 0 | 0 | 0 | 0 | 0 | 0 | 0 | 0 | 0 | 0
|  | Capitalised finance costs balance for BS | 0 | USD 000s |  |  | 0 | 0 | 0 | 0 | 0 | 0 | 0 | 0 | 0 | 0 | 0 | 0 | 0 | 0 | 0 | 0 | 0 | 0 | 0 | 0 | 0 | 0 | 0 | 0 | 0 | 0 | 0 | 0 | 0 | 0 | 0 | 0 | 0 | 0 | 0 | 0 | 0 | 0 | 0 | 0 | 0 | 0 | 0
|  | Total - non-current assets - ann |  | USD 000s |  |  | 0 | 119761.3299 | 163489.3653 | 159811.3622 | 155748.8045 | 151369.6609 | 147352.1007 | 143156.7753 | 138777.9073 | 134422.1611 | 129946.6315 | 125231.2291 | 120979.069 | 117368.2525 | 113443.6765 | 109373.6194 | 106668.6975 | 102237.6693 | 97629.0789 | 92824.7331 | 87806.6293 | 82571.8135 | 77117.7062 | 71553.8642 | 65619.1645 | 59411.4728 | 52911.329 | 46226.941 | 39166.9636 | 31985.0965 | 24485.3836 | 16653.1791 | 8473.0725 | -3.4452e-09 | -3.6249e-09 | -3.8141e-09 | -4.0131e-09 | -4.2225e-09 | -4.4428e-09 | -4.6746e-09 | -4.9185e-09 | -5.1751e-09 | -5.4451e-09
|  | MMRA balance | 0 | USD 000s |  |  | 0 | 0 | 0 | 0 | 0 | 0 | 0 | 0 | 0 | 0 | 0 | 0 | 0 | 0 | 0 | 0 | 0 | 0 | 0 | 0 | 0 | 0 | 0 | 0 | 0 | 0 | 0 | 0 | 0 | 0 | 0 | 0 | 0 | 0 | 0 | 0 | 0 | 0 | 0 | 0 | 0 | 0 | 0
|  | DSRA balance | 0 | USD 000s |  |  | 0 | 0 | 0 | 8050.8315 | 0 | 0 | 0 | 0 | 0 | 0 | 0 | 0 | 0 | 0 | 0 | 0 | 0 | 0 | 0 | 0 | 0 | 0 | 0 | 0 | 0 | 0 | 0 | 0 | 0 | 0 | 0 | 0 | 0 | 0 | 0 | 0 | 0 | 0 | 0 | 0 | 0 | 0 | 0
|  | WCRA balance | 0 | USD 000s |  |  | 0 | 0 | 0 | 0 | 0 | 0 | 0 | 0 | 0 | 0 | 0 | 0 | 0 | 0 | 0 | 0 | 0 | 0 | 0 | 0 | 0 | 0 | 0 | 0 | 0 | 0 | 0 | 0 | 0 | 0 | 0 | 0 | 0 | 0 | 0 | 0 | 0 | 0 | 0 | 0 | 0 | 0 | 0
|  | Accounts receivable balance | 0 | USD 000s |  |  | 0 | 0 | 0 | 0 | 1579.8036 | 1576.9935 | 1574.1516 | 1571.2698 | 1568.3641 | 1565.4318 | 1562.4516 | 1559.4315 | 1556.3876 | 1553.3197 | 1550.2199 | 1547.1015 | 1543.9458 | 1540.761 | 1537.5389 | 1534.2928 | 1531.0149 | 1527.7024 | 1524.3501 | 1520.9711 | 1517.5576 | 1514.1122 | 1510.6402 | 1507.131 | 1503.5979 | 1500.0515 | 1496.4678 | 1492.8496 | 1489.1968 | 0 | 0 | 0 | 0 | 0 | 0 | 0 | 0 | 0 | 0
|  | EGR receivable balance | 0 | USD 000s |  |  | 0 | 0 | 3214.8589 | 3214.8589 | 0 | 0 | 0 | 0 | 0 | 0 | 0 | 0 | 0 | 0 | 0 | 0 | 0 | 0 | 0 | 0 | 0 | 0 | 0 | 0 | 0 | 0 | 0 | 0 | 0 | 0 | 0 | 0 | 0 | 0 | 0 | 0 | 0 | 0 | 0 | 0 | 0 | 0 | 0
|  | Prepaid upfront fee asset balance - ADB Loan | 0 | USD 000s |  |  | 0 | 0 | 0 | 0 | 0 | 0 | 0 | 0 | 0 | 0 | 0 | 0 | 0 | 0 | 0 | 0 | 0 | 0 | 0 | 0 | 0 | 0 | 0 | 0 | 0 | 0 | 0 | 0 | 0 | 0 | 0 | 0 | 0 | 0 | 0 | 0 | 0 | 0 | 0 | 0 | 0 | 0 | 0
|  | Prepaid upfront fee asset balance - EBRD | 0 | USD 000s |  |  | 0 | 0 | 0 | 0 | 0 | 0 | 0 | 0 | 0 | 0 | 0 | 0 | 0 | 0 | 0 | 0 | 0 | 0 | 0 | 0 | 0 | 0 | 0 | 0 | 0 | 0 | 0 | 0 | 0 | 0 | 0 | 0 | 0 | 0 | 0 | 0 | 0 | 0 | 0 | 0 | 0 | 0 | 0
|  | Prepaid upfront fee asset balance - AIIB | 0 | USD 000s |  |  | 0 | 0 | 0 | 0 | 0 | 0 | 0 | 0 | 0 | 0 | 0 | 0 | 0 | 0 | 0 | 0 | 0 | 0 | 0 | 0 | 0 | 0 | 0 | 0 | 0 | 0 | 0 | 0 | 0 | 0 | 0 | 0 | 0 | 0 | 0 | 0 | 0 | 0 | 0 | 0 | 0 | 0 | 0
|  | Prepaid upfront fee asset balance - EIB | 0 | USD 000s |  |  | 0 | 0 | 0 | 0 | 0 | 0 | 0 | 0 | 0 | 0 | 0 | 0 | 0 | 0 | 0 | 0 | 0 | 0 | 0 | 0 | 0 | 0 | 0 | 0 | 0 | 0 | 0 | 0 | 0 | 0 | 0 | 0 | 0 | 0 | 0 | 0 | 0 | 0 | 0 | 0 | 0 | 0 | 0
|  | Retained cash balance | 0 | USD 000s |  |  | 0 | 3735.7543 | 3093.1923 | 15368.1962 | 0 | 0 | 0 | 0 | 0 | 0 | 0 | 0 | 0 | 0 | 0 | 0 | 0 | 0 | 0 | 0 | 0 | 0 | 0 | 0 | 0 | 0 | 0 | 0 | 0 | 0 | 0 | 0 | 0 | 0 | 0 | 0 | 0 | 0 | 0 | 0 | 0 | 0 | 0
|  | VAT debtor receivable balance | 0 | USD 000s |  |  | 0 | 0 | 385.7831 | 385.7831 | 189.5764 | 189.2392 | 188.8982 | 188.5524 | 188.2037 | 187.8518 | 187.4942 | 187.1318 | 186.7665 | 186.3984 | 186.0264 | 185.6522 | 185.2735 | 184.8913 | 184.5047 | 184.1151 | 183.7218 | 183.3243 | 182.922 | 182.5165 | 182.1069 | 181.6935 | 181.2768 | 180.8557 | 180.4317 | 180.0062 | 179.5761 | 179.142 | 178.7036 | 0 | 0 | 0 | 0 | 0 | 0 | 0 | 0 | 0 | 0
|  | Total - current assets - ann |  | USD 000s |  |  | 0 | 3735.7543 | 6693.8342 | 27019.6697 | 1769.38 | 1766.2328 | 1763.0498 | 1759.8222 | 1756.5678 | 1753.2836 | 1749.9458 | 1746.5633 | 1743.1541 | 1739.718 | 1736.2463 | 1732.7536 | 1729.2193 | 1725.6523 | 1722.0435 | 1718.408 | 1714.7367 | 1711.0267 | 1707.2721 | 1703.4877 | 1699.6646 | 1695.8057 | 1691.9171 | 1687.9868 | 1684.0296 | 1680.0576 | 1676.044 | 1671.9916 | 1667.9005 | 0 | 0 | 0 | 0 | 0 | 0 | 0 | 0 | 0 | 0
|  | Total assets - ann |  | USD 000s |  |  | 0 | 123497.0843 | 170183.1995 | 186831.0319 | 157518.1845 | 153135.8937 | 149115.1505 | 144916.5974 | 140534.4751 | 136175.4447 | 131696.5772 | 126977.7924 | 122722.223 | 119107.9705 | 115179.9228 | 111106.373 | 108397.9169 | 103963.3216 | 99351.1224 | 94543.1411 | 89521.366 | 84282.8402 | 78824.9783 | 73257.3518 | 67318.8291 | 61107.2785 | 54603.246 | 47914.9277 | 40850.9933 | 33665.1542 | 26161.4275 | 18325.1706 | 10140.973 | -3.4452e-09 | -3.6249e-09 | -3.8141e-09 | -4.0131e-09 | -4.2225e-09 | -4.4428e-09 | -4.6746e-09 | -4.9185e-09 | -5.1751e-09 | -5.4451e-09
Equity - ann
|  | Sponsor share capital balance | 0 | USD 000s |  |  | 0 | 19500.7935 | 19500.7935 | 19500.7935 | 19500.7935 | 19500.7935 | 19500.7935 | 19500.7935 | 19500.7935 | 19500.7935 | 19500.7935 | 19500.7935 | 19500.7935 | 19500.7935 | 19500.7935 | 19500.7935 | 19500.7935 | 19500.7935 | 19500.7935 | 19500.7935 | 19500.7935 | 19500.7935 | 19500.7935 | 19500.7935 | 19500.7935 | 19500.7935 | 19500.7935 | 19500.7935 | 19500.7935 | 19500.7935 | 19500.7935 | 19500.7935 | 19500.7935 | 12176.319 | 12176.319 | 12176.319 | 12176.319 | 12176.319 | 12176.319 | 12176.319 | 12176.319 | 12176.319 | 12176.319
|  | Standby equity balance | 0 | USD 000s |  |  | 0 | 0 | 0 | 0 | 0 | 0 | 0 | 0 | 0 | 0 | 0 | 0 | 0 | 0 | 0 | 0 | 0 | 0 | 0 | 0 | 0 | 0 | 0 | 0 | 0 | 0 | 0 | 0 | 0 | 0 | 0 | 0 | 0 | 0 | 0 | 0 | 0 | 0 | 0 | 0 | 0 | 0 | 0
|  | Legal reserves balance | 0 | USD 000s |  |  | 0 | 0 | 0 | 0 | 0 | 0 | 0 | 0 | 0 | 0 | 0 | 0 | 0 | 0 | 0 | 0 | 0 | 0 | 0 | 0 | 0 | 0 | 0 | 0 | 0 | 0 | 0 | 0 | 0 | 0 | 0 | 0 | 0 | 0 | 0 | 0 | 0 | 0 | 0 | 0 | 0 | 0 | 0
|  | Retained earnings balance | 0 | USD 000s |  |  | 0 | 1771.6114 | 2906.8836 | 2391.4484 | 1289.7429 | 782.0611 | 344.5261 | -52.0146 | -391.9112 | -655.0177 | -841.9309 | -943.7592 | -904.5272 | -719.2048 | -441.7387 | -46.4778 | 565.6208 | 1200.0942 | 1955.8993 | 2843.5042 | 3874.9372 | 5067.019 | 6449.4253 | 8029.4327 | 9674.4748 | 11394.035 | 13191.3376 | 15077.6391 | 17045.8855 | 13336.2873 | 5832.1198 | -2004.6045 | -10189.2972 | -12176.3189 | -12176.3189 | -12176.3189 | -12176.3189 | -12176.3189 | -12176.3189 | -12176.3189 | -12176.3189 | -12176.3189 | -12176.3189
|  | Total - shareholders' equity - ann |  | USD 000s |  |  | 0 | 21272.405 | 22407.6771 | 21892.2419 | 20790.5364 | 20282.8546 | 19845.3196 | 19448.7789 | 19108.8823 | 18845.7758 | 18658.8626 | 18557.0343 | 18596.2663 | 18781.5887 | 19059.0548 | 19454.3157 | 20066.4143 | 20700.8877 | 21456.6928 | 22344.2977 | 23375.7307 | 24567.8125 | 25950.2188 | 27530.2262 | 29175.2683 | 30894.8285 | 32692.1311 | 34578.4326 | 36546.679 | 32837.0808 | 25332.9133 | 17496.189 | 9311.4963 | 3.0933e-06 | 3.1172e-06 | 3.1427e-06 | 3.1699e-06 | 3.1989e-06 | 3.23e-06 | 3.2631e-06 | 3.2985e-06 | 3.3363e-06 | 3.3767e-06
Liabilities - ann
|  | Equity bridge IFRS balance | 0 | USD 000s |  |  | 0 | 0 | 0 | 0 | 0 | 0 | 0 | 0 | 0 | 0 | 0 | 0 | 0 | 0 | 0 | 0 | 0 | 0 | 0 | 0 | 0 | 0 | 0 | 0 | 0 | 0 | 0 | 0 | 0 | 0 | 0 | 0 | 0 | 0 | 0 | 0 | 0 | 0 | 0 | 0 | 0 | 0 | 0
|  | ADB Loan IFRS balance | 0 | USD 000s |  |  | 0 | 9949.5908 | 21150.4595 | 24684.847 | 24405.1378 | 23466.601 | 22586.1636 | 21462.8615 | 20272.2707 | 19055.4784 | 17640.9928 | 16127.8687 | 14675.7531 | 13326.8091 | 11859.658 | 10299.6742 | 8980.2452 | 7558.3944 | 6157.2181 | 4662.4159 | 3065.7257 | 1361.0175 | 2.9729e-11 | 3.1937e-11 | 3.4309e-11 | 3.6858e-11 | 3.9595e-11 | 4.2536e-11 | 4.5695e-11 | 4.9089e-11 | 5.2735e-11 | 5.6652e-11 | 6.086e-11 | 6.5381e-11 | 7.0237e-11 | 7.5453e-11 | 8.1058e-11 | 8.7078e-11 | 9.3546e-11 | 1.0049e-10 | 1.0796e-10 | 1.1598e-10 | 1.2459e-10
|  | EBRD IFRS balance | 0 | USD 000s |  |  | 0 | 13554.2743 | 29039.8681 | 33796.7181 | 33326.1038 | 31988.1498 | 30726.6697 | 29146.6681 | 27480.2713 | 25782.0232 | 23827.482 | 21748.3001 | 19755.1954 | 17902.7612 | 15900.5938 | 13783.295 | 11989.1708 | 10067.2476 | 8179.8308 | 6177.6216 | 4051.0931 | 1793.6664 | -1.0231e-07 | -1.0928e-07 | -1.1672e-07 | -1.2466e-07 | -1.3315e-07 | -1.4221e-07 | -1.5189e-07 | -1.6223e-07 | -1.7328e-07 | -1.8507e-07 | -1.9767e-07 | -2.1113e-07 | -2.255e-07 | -2.4085e-07 | -2.5724e-07 | -2.7476e-07 | -2.9346e-07 | -3.1344e-07 | -3.3477e-07 | -3.5756e-07 | -3.819e-07
|  | AIIB IFRS balance | 0 | USD 000s |  |  | 0 | 7958.1076 | 17050.1488 | 19843.0335 | 19566.7221 | 18781.1705 | 18040.519 | 17112.8542 | 16134.4643 | 15137.3736 | 13989.8058 | 12769.0578 | 11598.8482 | 10511.2304 | 9335.6998 | 8092.5723 | 7039.1899 | 5910.7731 | 4802.6159 | 3627.0608 | 2378.5142 | 1053.1136 | -6.0025e-08 | -6.4112e-08 | -6.8476e-08 | -7.3137e-08 | -7.8116e-08 | -8.3434e-08 | -8.9113e-08 | -9.518e-08 | -1.0166e-07 | -1.0858e-07 | -1.1597e-07 | -1.2387e-07 | -1.323e-07 | -1.413e-07 | -1.5092e-07 | -1.612e-07 | -1.7217e-07 | -1.8389e-07 | -1.9641e-07 | -2.0978e-07 | -2.2406e-07
|  | EIB IFRS balance | 0 | USD 000s |  |  | 0 | 7959.115 | 17065.8239 | 19860.6158 | 19536.7726 | 18761.1242 | 18020.3013 | 17089.4326 | 16107.4757 | 15105.661 | 13954.5865 | 12730.0815 | 11557.1585 | 10466.4476 | 9288.8106 | 8044.3227 | 6986.3526 | 5857.7798 | 4752.5924 | 3583.2012 | 2344.4561 | 1034.054 | -9.997e-09 | -1.0629e-08 | -1.1302e-08 | -1.2017e-08 | -1.2777e-08 | -1.3585e-08 | -1.4445e-08 | -1.5358e-08 | -1.633e-08 | -1.7363e-08 | -1.8461e-08 | -1.9629e-08 | -2.0871e-08 | -2.2191e-08 | -2.3595e-08 | -2.5088e-08 | -2.6675e-08 | -2.8362e-08 | -3.0156e-08 | -3.2064e-08 | -3.4092e-08
|  | GB Refi debt balance | 0 | USD 000s |  |  | 0 | 0 | 0 | 0 | 0 | 0 | 0 | 0 | 0 | 0 | 0 | 0 | 0 | 0 | 0 | 0 | 0 | 0 | 0 | 0 | 0 | 0 | 0 | 0 | 0 | 0 | 0 | 0 | 0 | 0 | 0 | 0 | 0 | 0 | 0 | 0 | 0 | 0 | 0 | 0 | 0 | 0 | 0
|  | VAT facility balance | 0 | USD 000s |  |  | 0 | 17634.79 | 1394.3828 | 1008.7133 | 0 | 0 | 0 | 0 | 0 | 0 | 0 | 0 | 0 | 0 | 0 | 0 | 0 | 0 | 0 | 0 | 0 | 0 | 0 | 0 | 0 | 0 | 0 | 0 | 0 | 0 | 0 | 0 | 0 | 0 | 0 | 0 | 0 | 0 | 0 | 0 | 0 | 0 | 0
|  | Shareholder loan balance | 0 | USD 000s |  |  | 0 | 58710.8486 | 61714.6071 | 64872.0435 | 39107.3959 | 39070.2068 | 39098.524 | 39859.1312 | 40634.8507 | 41437.5361 | 42808.7128 | 44233.3207 | 45725.9844 | 47293.4694 | 48921.3354 | 50614.7404 | 52403.9522 | 53055.1697 | 53187.2356 | 53332.5181 | 53489.4325 | 53655.8913 | 52056.0847 | 44892.7345 | 37317.9801 | 29387.1023 | 21086.4958 | 12503.5667 | 3476.6572 | 0 | 0 | 0 | 0 | 0 | 0 | 0 | 0 | 0 | 0 | 0 | 0 | 0 | 0
|  | Total - long-term debt - ann |  | USD 000s |  |  | 0 | 115766.7264 | 147415.2902 | 164065.9713 | 135942.1324 | 132067.2523 | 128472.1776 | 124670.9476 | 120629.3328 | 116518.0722 | 112221.5799 | 107608.6287 | 103312.9396 | 99500.7178 | 95306.0976 | 90834.6047 | 87398.9106 | 82449.3645 | 77079.4928 | 71382.8176 | 65329.2216 | 58897.7427 | 52056.0847 | 44892.7345 | 37317.9801 | 29387.1023 | 21086.4958 | 12503.5667 | 3476.6572 | -2.7272e-07 | -2.9121e-07 | -3.1096e-07 | -3.3204e-07 | -3.5456e-07 | -3.786e-07 | -4.0427e-07 | -4.3168e-07 | -4.6095e-07 | -4.9221e-07 | -5.2559e-07 | -5.6123e-07 | -5.9929e-07 | -6.3993e-07
|  | Accounts payable balance | 0 | USD 000s |  |  | 0 | 0 | 0 | 0 | 42.5156 | 45.0466 | 65.7197 | 66.6585 | 67.8832 | 94.0461 | 103.3718 | 99.3786 | 103.0486 | 125.1104 | 110.4138 | 116.9436 | 299.2155 | 114.8502 | 120.1846 | 124.3206 | 127.3852 | 131.2311 | 135.9167 | 163.0077 | 151.8016 | 154.0214 | 155.4873 | 171.1024 | 165.5158 | 168.8261 | 172.2026 | 175.6466 | 179.1596 | 0 | 0 | 0 | 0 | 0 | 0 | 0 | 0 | 0 | 0
|  | Pre-completion operating cost payable balance | 0 | USD 000s |  |  | 0 | 0 | 150.675 | 150.675 | 0 | 0 | 0 | 0 | 0 | 0 | 0 | 0 | 0 | 0 | 0 | 0 | 0 | 0 | 0 | 0 | 0 | 0 | 0 | 0 | 0 | 0 | 0 | 0 | 0 | 0 | 0 | 0 | 0 | 0 | 0 | 0 | 0 | 0 | 0 | 0 | 0 | 0 | 0
|  | Corporate tax payable balance | 0 | USD 000s |  |  | 0 | 0 | 0 | 0 | 0 | 0 | 0 | 0 | 0 | 0 | 0 | 0 | 0 | 0 | 0 | 0 | 0 | 0 | 0 | 0 | 0 | 0 | 0 | 0 | 0 | 0 | 0 | 0 | 0 | 0 | 0 | 0 | 0 | 0 | 0 | 0 | 0 | 0 | 0 | 0 | 0 | 0 | 0
|  | VAT reclaimable from / (owed to) govt. balance | 0 | USD 000s |  |  | 0 | -13542.047 | 191.4762 | 704.0627 | 737.8982 | 735.3345 | 724.0473 | 722.2134 | 720.2308 | 706.2651 | 700.3583 | 700.8254 | 697.6027 | 685.5405 | 691.1069 | 686.4758 | 597.4705 | 684.4372 | 680.33 | 676.7867 | 673.7423 | 670.3063 | 666.448 | 651.8224 | 655.5629 | 652.8436 | 650.4734 | 641.2937 | 642.2794 | 638.9882 | 635.6473 | 632.2574 | 628.8179 | 0 | 0 | 0 | 0 | 0 | 0 | 0 | 0 | 0 | 0
|  | VAT creditor payable balance | 0 | USD 000s |  |  | 0 | 0 | 18.081 | 18.081 | 5.1019 | 5.4056 | 7.8864 | 7.999 | 8.146 | 11.2855 | 12.4046 | 11.9254 | 12.3658 | 15.0132 | 13.2497 | 14.0332 | 35.9059 | 13.782 | 14.4222 | 14.9185 | 15.2862 | 15.7477 | 16.31 | 19.5609 | 18.2162 | 18.4826 | 18.6585 | 20.5323 | 19.8619 | 20.2591 | 20.6643 | 21.0776 | 21.4991 | 0 | 0 | 0 | 0 | 0 | 0 | 0 | 0 | 0 | 0
|  | Deferred tax liability / (asset) | 0 | USD 000s |  |  | 0 | 0 | 0 | 0 | 0 | 0 | 0 | 0 | 0 | 0 | 0 | 0 | 0 | 0 | 0 | 0 | 0 | 0 | 0 | 0 | 0 | 0 | 0 | 0 | 0 | 0 | 0 | 0 | 0 | 0 | 0 | 0 | 0 | 0 | 0 | 0 | 0 | 0 | 0 | 0 | 0 | 0 | 0
|  | Short term and other liabilities - ann |  | USD 000s |  |  | 0 | -13542.047 | 360.2322 | 872.8187 | 785.5157 | 785.7867 | 797.6534 | 796.8709 | 796.26 | 811.5967 | 816.1347 | 812.1294 | 813.0172 | 825.6641 | 814.7704 | 817.4526 | 932.5919 | 813.0694 | 814.9368 | 816.0258 | 816.4137 | 817.285 | 818.6747 | 834.3911 | 825.5807 | 825.3476 | 824.6192 | 832.9284 | 827.6571 | 828.0734 | 828.5142 | 828.9817 | 829.4766 | 0 | 0 | 0 | 0 | 0 | 0 | 0 | 0 | 0 | 0
|  | Total liabilities - ann |  | USD 000s |  |  | 0 | 123497.0843 | 170183.1995 | 186831.0319 | 157518.1845 | 153135.8937 | 149115.1505 | 144916.5974 | 140534.4751 | 136175.4447 | 131696.5772 | 126977.7924 | 122722.223 | 119107.9705 | 115179.9228 | 111106.373 | 108397.9169 | 103963.3216 | 99351.1224 | 94543.1411 | 89521.366 | 84282.8402 | 78824.9783 | 73257.3518 | 67318.8291 | 61107.2785 | 54603.246 | 47914.9277 | 40850.9933 | 33665.1542 | 26161.4275 | 18325.1706 | 10140.973 | 2.7388e-06 | 2.7386e-06 | 2.7384e-06 | 2.7382e-06 | 2.738e-06 | 2.7378e-06 | 2.7375e-06 | 2.7373e-06 | 2.737e-06 | 2.7368e-06
BALANCE SHEET - ANN CHECK
|  | Total assets - ann | 0 | USD 000s | 0 | 0 | 0 | 123497.0843 | 170183.1995 | 186831.0319 | 157518.1845 | 153135.8937 | 149115.1505 | 144916.5974 | 140534.4751 | 136175.4447 | 131696.5772 | 126977.7924 | 122722.223 | 119107.9705 | 115179.9228 | 111106.373 | 108397.9169 | 103963.3216 | 99351.1224 | 94543.1411 | 89521.366 | 84282.8402 | 78824.9783 | 73257.3518 | 67318.8291 | 61107.2785 | 54603.246 | 47914.9277 | 40850.9933 | 33665.1542 | 26161.4275 | 18325.1706 | 10140.973 | -3.4452e-09 | -3.6249e-09 | -3.8141e-09 | -4.0131e-09 | -4.2225e-09 | -4.4428e-09 | -4.6746e-09 | -4.9185e-09 | -5.1751e-09 | -5.4451e-09
|  | Total liabilities - ann | 0 | USD 000s | 0 | 0 | 0 | 123497.0843 | 170183.1995 | 186831.0319 | 157518.1845 | 153135.8937 | 149115.1505 | 144916.5974 | 140534.4751 | 136175.4447 | 131696.5772 | 126977.7924 | 122722.223 | 119107.9705 | 115179.9228 | 111106.373 | 108397.9169 | 103963.3216 | 99351.1224 | 94543.1411 | 89521.366 | 84282.8402 | 78824.9783 | 73257.3518 | 67318.8291 | 61107.2785 | 54603.246 | 47914.9277 | 40850.9933 | 33665.1542 | 26161.4275 | 18325.1706 | 10140.973 | 2.7388e-06 | 2.7386e-06 | 2.7384e-06 | 2.7382e-06 | 2.738e-06 | 2.7378e-06 | 2.7375e-06 | 2.7373e-06 | 2.737e-06 | 2.7368e-06
|  | Balance sheet annual - difference |  | USD 000s | -3.8388e-05 |  | 0 | 0 | 0 | 0 | 0 | 0 | 0 | 0 | 0 | 0 | 0 | 1.3097e-10 | 1.4552e-10 | 1.4552e-10 | 1.7462e-10 | 1.7462e-10 | 1.7462e-10 | 1.7462e-10 | 1.8917e-10 | 1.6007e-10 | 1.7462e-10 | 1.7462e-10 | 1.7462e-10 | 1.8917e-10 | 2.0373e-10 | 1.7462e-10 | 1.6735e-10 | 1.6735e-10 | 1.6735e-10 | -2.7422e-06 | -2.7422e-06 | -2.7422e-06 | -2.7422e-06 | -2.7422e-06 | -2.7422e-06 | -2.7422e-06 | -2.7422e-06 | -2.7422e-06 | -2.7422e-06 | -2.7422e-06 | -2.7422e-06 | -2.7422e-06 | -2.7422e-06
|  | Balance sheet annual - difference check |  | check | 0 |  | 0 | 0 | 0 | 0 | 0 | 0 | 0 | 0 | 0 | 0 | 0 | 0 | 0 | 0 | 0 | 0 | 0 | 0 | 0 | 0 | 0 | 0 | 0 | 0 | 0 | 0 | 0 | 0 | 0 | 0 | 0 | 0 | 0 | 0 | 0 | 0 | 0 | 0 | 0 | 0 | 0 | 0 | 0
|  | Balance sheet annual - difference check | 0 | check | 0 | 0 | 0 | 0 | 0 | 0 | 0 | 0 | 0 | 0 | 0 | 0 | 0 | 0 | 0 | 0 | 0 | 0 | 0 | 0 | 0 | 0 | 0 | 0 | 0 | 0 | 0 | 0 | 0 | 0 | 0 | 0 | 0 | 0 | 0 | 0 | 0 | 0 | 0 | 0 | 0 | 0 | 0 | 0 | 0
|  | Balance sheet annual - difference final check | 0 | check
PL - ANN CHECK
|  | Profit after tax - ann | 0 | USD 000s | 17840.8487 | 0 | 0 | 1771.6114 | 1135.2722 | -515.4353 | -1101.7055 | -507.6818 | -437.5351 | -396.5407 | -339.8966 | -263.1065 | -186.9131 | -101.8284 | 39.232 | 185.3224 | 277.4661 | 395.261 | 612.0986 | 634.4734 | 755.8051 | 887.6049 | 1031.433 | 1192.0818 | 1382.4063 | 1580.0074 | 1645.0421 | 1719.5602 | 1797.3025 | 1886.3015 | 1968.2464 | 1682.2572 | 362.1132 | -18.2574 | -415.5799 | -815.5698 | 2.3861e-08 | 2.5482e-08 | 2.7214e-08 | 2.9063e-08 | 3.1037e-08 | 3.3146e-08 | 3.5398e-08 | 3.7803e-08 | 4.0371e-08
|  | Profit after tax | 0 | USD 000s | 17840.8487 |  | 0 | 1771.6114 | 1135.2722 | -515.4353 | -1101.7055 | -507.6818 | -437.5351 | -396.5407 | -339.8966 | -263.1065 | -186.9131 | -101.8284 | 39.232 | 185.3224 | 277.4661 | 395.261 | 612.0986 | 634.4734 | 755.8051 | 887.6049 | 1031.433 | 1192.0818 | 1382.4063 | 1580.0074 | 1645.0421 | 1719.5602 | 1797.3025 | 1886.3015 | 1968.2464 | 1682.2572 | 362.1132 | -18.2574 | -415.5799 | -815.5698 | 2.3861e-08 | 2.5482e-08 | 2.7214e-08 | 2.9063e-08 | 3.1037e-08 | 3.3146e-08 | 3.5398e-08 | 3.7803e-08 | 4.0371e-08
|  | Pl difference - semi annual vs annual |  | USD 000s | 2.9559e-12 |  | 0 | 0 | 2.7285e-12 | -9.0949e-13 | 0 | 2.7285e-12 | -9.0949e-13 | -1.819e-12 | 0 | 1.819e-12 | 4.5475e-13 | -1.819e-12 | 9.0949e-13 | 4.5475e-13 | 9.0949e-13 | -9.0949e-13 | 0 | 0 | 0 | 0 | 0 | 0 | 0 | 0 | 0 | 0 | 0 | 0 | 0 | 0 | 0 | -6.8212e-13 | 0 | 0 | 0 | 0 | 0 | 0 | 0 | 0 | 0 | 0 | 0
|  | Pl difference - semi annual vs annual check |  | check | 0 |  | 0 | 0 | 0 | 0 | 0 | 0 | 0 | 0 | 0 | 0 | 0 | 0 | 0 | 0 | 0 | 0 | 0 | 0 | 0 | 0 | 0 | 0 | 0 | 0 | 0 | 0 | 0 | 0 | 0 | 0 | 0 | 0 | 0 | 0 | 0 | 0 | 0 | 0 | 0 | 0 | 0 | 0 | 0
|  | Pl difference - semi annual vs annual check | 0 | check | 0 | 0 | 0 | 0 | 0 | 0 | 0 | 0 | 0 | 0 | 0 | 0 | 0 | 0 | 0 | 0 | 0 | 0 | 0 | 0 | 0 | 0 | 0 | 0 | 0 | 0 | 0 | 0 | 0 | 0 | 0 | 0 | 0 | 0 | 0 | 0 | 0 | 0 | 0 | 0 | 0 | 0 | 0 | 0 | 0
|  | Pl difference - semi annual vs annual final check | 0 | check
END

## S&U
S&U
|  | Model period start date - monthly | 0 | Error chks | time axis 2021-07-01 to 2026-02-01
|  | Model period end date - monthly | 0 | Track chgs | time axis 2021-07-31 to 2026-02-28
|  | Timeline label | 1 | Alerts |  |  | Dev | Dev | Dev | Dev | Dev | Dev | Dev | Dev | Dev | Dev | Dev | Dev | Dev | Dev | Dev | Dev | Dev | Dev | Dev | Dev | Fin-close | Const | Const | Const | Const | Const | Const | Const | Const | Const | Const | Const | Const | Const | Const | Const | Const | Const | Const | Const | Const | Const | Const | Const | Const | Const | Const | Const | Ops | Ops | Ops | Ops | Ops | Ops | Ops | Ops
|  | Model column counter - monthly | Constant | Unit | Total |  | 1 | 2 | 3 | 4 | 5 | 6 | 7 | 8 | 9 | 10 | 11 | 12 | 13 | 14 | 15 | 16 | 17 | 18 | 19 | 20 | 21 | 22 | 23 | 24 | 25 | 26 | 27 | 28 | 29 | 30 | 31 | 32 | 33 | 34 | 35 | 36 | 37 | 38 | 39 | 40 | 41 | 42 | 43 | 44 | 45 | 46 | 47 | 48 | 49 | 50 | 51 | 52 | 53 | 54 | 55 | 56
SOURCES AND USES OF FUNDS
Sources of funds
|  | Share capital drawdown | 0 | USD 000s | 19500.7935 | 0 | 0 | 0 | 0 | 0 | 0 | 0 | 0 | 0 | 0 | 0 | 0 | 0 | 0 | 0 | 0 | 0 | 0 | 0 | 0 | 0 | 10472.3721 | 5900.5025 | 3127.9189 | 0 | 0 | 0 | 0 | 0 | 0 | 0 | 0 | 0 | 0 | 0 | 0 | 0 | 0 | 0 | 0 | 0 | 0 | 0 | 0 | 0 | 0 | 0 | 0 | 0 | 0 | 0 | 0 | 0 | 0 | 0 | 0 | 0
|  | Shareholder loan drawdown | 0 | USD 000s | 58134.1987 | 0 | 0 | 0 | 0 | 0 | 0 | 0 | 0 | 0 | 0 | 0 | 0 | 0 | 0 | 0 | 0 | 0 | 0 | 0 | 0 | 0 | 31048.9346 | 17701.5075 | 9383.7567 | 0 | 0 | 0 | 0 | 0 | 0 | 0 | 0 | 0 | 0 | 0 | 0 | 0 | 0 | 0 | 0 | 0 | 0 | 0 | 0 | 0 | 0 | 0 | 0 | 0 | 0 | 0 | 0 | 0 | 0 | 0 | 0 | 0
|  | Standby equity drawdown | 0 | USD 000s | 0 | 0 | 0 | 0 | 0 | 0 | 0 | 0 | 0 | 0 | 0 | 0 | 0 | 0 | 0 | 0 | 0 | 0 | 0 | 0 | 0 | 0 | 0 | 0 | 0 | 0 | 0 | 0 | 0 | 0 | 0 | 0 | 0 | 0 | 0 | 0 | 0 | 0 | 0 | 0 | 0 | 0 | 0 | 0 | 0 | 0 | 0 | 0 | 0 | 0 | 0 | 0 | 0 | 0 | 0 | 0 | 0 | 0
|  | Equity bridge drawdown - masdar | 0 | USD 000s | 0 | 0 | 0 | 0 | 0 | 0 | 0 | 0 | 0 | 0 | 0 | 0 | 0 | 0 | 0 | 0 | 0 | 0 | 0 | 0 | 0 | 0 | 0 | 0 | 0 | 0 | 0 | 0 | 0 | 0 | 0 | 0 | 0 | 0 | 0 | 0 | 0 | 0 | 0 | 0 | 0 | 0 | 0 | 0 | 0 | 0 | 0 | 0 | 0 | 0 | 0 | 0 | 0 | 0 | 0 | 0 | 0 | 0
|  | Equity bridge drawdown - [sponsor 2] | 0 | USD 000s | 0 | 0 | 0 | 0 | 0 | 0 | 0 | 0 | 0 | 0 | 0 | 0 | 0 | 0 | 0 | 0 | 0 | 0 | 0 | 0 | 0 | 0 | 0 | 0 | 0 | 0 | 0 | 0 | 0 | 0 | 0 | 0 | 0 | 0 | 0 | 0 | 0 | 0 | 0 | 0 | 0 | 0 | 0 | 0 | 0 | 0 | 0 | 0 | 0 | 0 | 0 | 0 | 0 | 0 | 0 | 0 | 0 | 0
|  | ADB drawdown | 0 | USD 000s | 26505.2054 | 0 | 0 | 0 | 0 | 0 | 0 | 0 | 0 | 0 | 0 | 0 | 0 | 0 | 0 | 0 | 0 | 0 | 0 | 0 | 0 | 0 | 0 | 0 | 3485.0941 | 7194.1293 | 5660.0852 | 2535.5754 | 1233.0109 | 75.2697 | 75.22 | 746.9074 | 38.5446 | 52.1765 | 1025.8823 | 10.6678 | 2.8396 | 720.7358 | 2.8396 | 2.8396 | 2.7898 | 2.8396 | 2.7898 | 769.359 | 2.8396 | 2.6903 | 2.8396 | 4.7593 | 2.8396 | 2849.6414 | 0 | 0 | 0 | 0 | 0 | 0 | 0 | 0
|  | EBRD drawdown | 0 | USD 000s | 34798.3079 | 0 | 0 | 0 | 0 | 0 | 0 | 0 | 0 | 0 | 0 | 0 | 0 | 0 | 0 | 0 | 0 | 0 | 0 | 0 | 0 | 0 | 0 | 0 | 4575.5306 | 9445.0702 | 7431.0455 | 3328.921 | 1618.8025 | 98.8205 | 98.7552 | 980.6041 | 50.6047 | 68.5018 | 1346.8664 | 14.0055 | 3.728 | 946.2438 | 3.728 | 3.728 | 3.6627 | 3.728 | 3.6627 | 1010.0805 | 3.728 | 3.532 | 3.728 | 6.2484 | 3.728 | 3741.2537 | 0 | 0 | 0 | 0 | 0 | 0 | 0 | 0
|  | AIIB drawdown | 0 | USD 000s | 20431.0959 | 0 | 0 | 0 | 0 | 0 | 0 | 0 | 0 | 0 | 0 | 0 | 0 | 0 | 0 | 0 | 0 | 0 | 0 | 0 | 0 | 0 | 0 | 0 | 2686.4267 | 5545.4746 | 4362.9823 | 1954.5061 | 950.4459 | 58.0204 | 57.9821 | 575.7411 | 29.7115 | 40.2194 | 790.7843 | 8.2231 | 2.1888 | 555.5672 | 2.1888 | 2.1888 | 2.1505 | 2.1888 | 2.1505 | 593.0476 | 2.1888 | 2.0738 | 2.1888 | 3.6686 | 2.1888 | 2196.5985 | 0 | 0 | 0 | 0 | 0 | 0 | 0 | 0
|  | EIB drawdown | 0 | USD 000s | 20431.0959 | 0 | 0 | 0 | 0 | 0 | 0 | 0 | 0 | 0 | 0 | 0 | 0 | 0 | 0 | 0 | 0 | 0 | 0 | 0 | 0 | 0 | 0 | 0 | 2686.4267 | 5545.4746 | 4362.9823 | 1954.5061 | 950.4459 | 58.0204 | 57.9821 | 575.7411 | 29.7115 | 40.2194 | 790.7843 | 8.2231 | 2.1888 | 555.5672 | 2.1888 | 2.1888 | 2.1505 | 2.1888 | 2.1505 | 593.0476 | 2.1888 | 2.0738 | 2.1888 | 3.6686 | 2.1888 | 2196.5985 | 0 | 0 | 0 | 0 | 0 | 0 | 0 | 0
|  | Surplus cash utilised during construction | 0 | USD 000s | 0 | 0 | 0 | 0 | 0 | 0 | 0 | 0 | 0 | 0 | 0 | 0 | 0 | 0 | 0 | 0 | 0 | 0 | 0 | 0 | 0 | 0 | 0 | 0 | 0 | 0 | 0 | 0 | 0 | 0 | 0 | 0 | 0 | 0 | 0 | 0 | 0 | 0 | 0 | 0 | 0 | 0 | 0 | 0 | 0 | 0 | 0 | 0 | 0 | 0 | 0 | 0 | 0 | 0 | 0 | 0 | 0 | 0
|  | Cash received for EGR | 0 | USD 000s | 16237.2362 | 0 | 0 | 0 | 0 | 0 | 0 | 0 | 0 | 0 | 0 | 0 | 0 | 0 | 0 | 0 | 0 | 0 | 0 | 0 | 0 | 0 | 0 | 0 | 0 | 0 | 0 | 0 | 0 | 0 | 0 | 0 | 0 | 0 | 460.119 | 595.5424 | 883.0844 | 1165.6096 | 1505.0499 | 1709.809 | 1783.963 | 1651.0817 | 1371.0584 | 986.2082 | 596.163 | 425.1922 | 460.119 | 595.5424 | 883.0844 | 1165.6096 | 0 | 0 | 0 | 0 | 0 | 0 | 0 | 0
|  | Sources of funds |  | USD 000s | 196037.9335 |  | 0 | 0 | 0 | 0 | 0 | 0 | 0 | 0 | 0 | 0 | 0 | 0 | 0 | 0 | 0 | 0 | 0 | 0 | 0 | 0 | 41521.3067 | 23602.0099 | 25945.1538 | 27730.1487 | 21817.0954 | 9773.5085 | 4752.7051 | 290.1311 | 289.9393 | 2878.9937 | 148.5722 | 201.1171 | 4414.4364 | 636.6618 | 894.0296 | 3943.7237 | 1515.9951 | 1720.7542 | 1794.7164 | 1662.0269 | 1381.8118 | 3951.743 | 607.1082 | 435.5621 | 471.0642 | 613.8873 | 894.0296 | 12149.7017 | 0 | 0 | 0 | 0 | 0 | 0 | 0 | 0
Uses of funds
|  | EPC costs exc VAT | 0 | USD 000s | 127767.595 | 0 | 0 | 0 | 0 | 0 | 0 | 0 | 0 | 0 | 0 | 0 | 0 | 0 | 0 | 0 | 0 | 0 | 0 | 0 | 0 | 0 | 25553.519 | 21362.7419 | 23509.2375 | 24838.0205 | 19727.3167 | 8688.1965 | 4088.563 | 0 | 0 | 0 | 0 | 0 | 0 | 0 | 0 | 0 | 0 | 0 | 0 | 0 | 0 | 0 | 0 | 0 | 0 | 0 | 0 | 0 | 0 | 0 | 0 | 0 | 0 | 0 | 0 | 0
|  | Contingency costs (EPC and Interconnection facility) | 0 | USD 000s | 693.838 | 0 | 0 | 0 | 0 | 0 | 0 | 0 | 0 | 0 | 0 | 0 | 0 | 0 | 0 | 0 | 0 | 0 | 0 | 0 | 0 | 0 | 138.7676 | 116.0097 | 127.6662 | 134.8821 | 107.1286 | 47.181 | 22.2028 | 0 | 0 | 0 | 0 | 0 | 0 | 0 | 0 | 0 | 0 | 0 | 0 | 0 | 0 | 0 | 0 | 0 | 0 | 0 | 0 | 0 | 0 | 0 | 0 | 0 | 0 | 0 | 0 | 0
|  | Interconnection facilty costs | 0 | USD 000s | 11000 | 0 | 0 | 0 | 0 | 0 | 0 | 0 | 0 | 0 | 0 | 0 | 0 | 0 | 0 | 0 | 0 | 0 | 0 | 0 | 0 | 0 | 2200 | 1839.2 | 2024 | 2138.4 | 1698.4 | 748 | 352 | 0 | 0 | 0 | 0 | 0 | 0 | 0 | 0 | 0 | 0 | 0 | 0 | 0 | 0 | 0 | 0 | 0 | 0 | 0 | 0 | 0 | 0 | 0 | 0 | 0 | 0 | 0 | 0 | 0
|  | Development and other construction period costs excl VAT and WHT | 0 | USD 000s | 6079.6751 | 0 | 0 | 0 | 0 | 0 | 0 | 0 | 0 | 0 | 0 | 0 | 0 | 0 | 0 | 0 | 0 | 0 | 0 | 0 | 0 | 0 | 540.351 | 131.7461 | 131.7461 | 131.7461 | 131.7461 | 137.627 | 137.627 | 137.627 | 137.627 | 137.627 | 137.627 | 190.5555 | 3943.3721 | 0 | 0 | 0 | 0 | 0 | 0 | 0 | 0 | 52.65 | 0 | 0 | 0 | 0 | 0 | 0 | 0 | 0 | 0 | 0 | 0 | 0 | 0 | 0
|  | Development fee | 0 | USD 000s | 8990.0349 | 0 | 0 | 0 | 0 | 0 | 0 | 0 | 0 | 0 | 0 | 0 | 0 | 0 | 0 | 0 | 0 | 0 | 0 | 0 | 0 | 0 | 8990.0349 | 0 | 0 | 0 | 0 | 0 | 0 | 0 | 0 | 0 | 0 | 0 | 0 | 0 | 0 | 0 | 0 | 0 | 0 | 0 | 0 | 0 | 0 | 0 | 0 | 0 | 0 | 0 | 0 | 0 | 0 | 0 | 0 | 0 | 0 | 0
|  | EPC premium | 0 | USD 000s | 0 | 0 | 0 | 0 | 0 | 0 | 0 | 0 | 0 | 0 | 0 | 0 | 0 | 0 | 0 | 0 | 0 | 0 | 0 | 0 | 0 | 0 | 0 | 0 | 0 | 0 | 0 | 0 | 0 | 0 | 0 | 0 | 0 | 0 | 0 | 0 | 0 | 0 | 0 | 0 | 0 | 0 | 0 | 0 | 0 | 0 | 0 | 0 | 0 | 0 | 0 | 0 | 0 | 0 | 0 | 0 | 0 | 0
|  | Performance bond / development security LC fee - M | 0 | USD 000s | 135 | 0 | 0 | 0 | 0 | 0 | 0 | 0 | 0 | 0 | 0 | 0 | 0 | 0 | 0 | 0 | 0 | 0 | 0 | 0 | 0 | 0 | 0 | 5 | 5 | 5 | 5 | 5 | 5 | 5 | 5 | 5 | 5 | 5 | 5 | 5 | 5 | 5 | 5 | 5 | 5 | 5 | 5 | 5 | 5 | 5 | 5 | 5 | 5 | 5 | 0 | 0 | 0 | 0 | 0 | 0 | 0 | 0
|  | Working capital pre-funding | 0 | USD 000s | 0 | 0 | 0 | 0 | 0 | 0 | 0 | 0 | 0 | 0 | 0 | 0 | 0 | 0 | 0 | 0 | 0 | 0 | 0 | 0 | 0 | 0 | 0 | 0 | 0 | 0 | 0 | 0 | 0 | 0 | 0 | 0 | 0 | 0 | 0 | 0 | 0 | 0 | 0 | 0 | 0 | 0 | 0 | 0 | 0 | 0 | 0 | 0 | 0 | 0 | 0 | 0 | 0 | 0 | 0 | 0 | 0 | 0
|  | Tax paid during construction | 0 | USD 000s | 0 | 0 | 0 | 0 | 0 | 0 | 0 | 0 | 0 | 0 | 0 | 0 | 0 | 0 | 0 | 0 | 0 | 0 | 0 | 0 | 0 | 0 | 0 | 0 | 0 | 0 | 0 | 0 | 0 | 0 | 0 | 0 | 0 | 0 | 0 | 0 | 0 | 0 | 0 | 0 | 0 | 0 | 0 | 0 | 0 | 0 | 0 | 0 | 0 | 0 | 0 | 0 | 0 | 0 | 0 | 0 | 0 | 0
|  | MMRA pre-funding POS | 0 | USD 000s | 0 | 0 | 0 | 0 | 0 | 0 | 0 | 0 | 0 | 0 | 0 | 0 | 0 | 0 | 0 | 0 | 0 | 0 | 0 | 0 | 0 | 0 | 0 | 0 | 0 | 0 | 0 | 0 | 0 | 0 | 0 | 0 | 0 | 0 | 0 | 0 | 0 | 0 | 0 | 0 | 0 | 0 | 0 | 0 | 0 | 0 | 0 | 0 | 0 | 0 | 0 | 0 | 0 | 0 | 0 | 0 | 0 | 0
|  | DSRA pre-funding | 0 | USD 000s | 8050.8315 | 0 | 0 | 0 | 0 | 0 | 0 | 0 | 0 | 0 | 0 | 0 | 0 | 0 | 0 | 0 | 0 | 0 | 0 | 0 | 0 | 0 | 0 | 0 | 0 | 0 | 0 | 0 | 0 | 0 | 0 | 0 | 0 | 0 | 0 | 0 | 0 | 0 | 0 | 0 | 0 | 0 | 0 | 0 | 0 | 0 | 0 | 0 | 0 | 8050.8315 | 0 | 0 | 0 | 0 | 0 | 0 | 0 | 0
|  | Cash paid for early generation costs | 0 | USD 000s | 1205.4 | 0 | 0 | 0 | 0 | 0 | 0 | 0 | 0 | 0 | 0 | 0 | 0 | 0 | 0 | 0 | 0 | 0 | 0 | 0 | 0 | 0 | 0 | 0 | 0 | 0 | 0 | 0 | 0 | 0 | 0 | 0 | 0 | 0 | 75.3375 | 75.3375 | 75.3375 | 75.3375 | 75.3375 | 75.3375 | 75.3375 | 75.3375 | 75.3375 | 75.3375 | 75.3375 | 75.3375 | 75.3375 | 75.3375 | 75.3375 | 75.3375 | 0 | 0 | 0 | 0 | 0 | 0 | 0 | 0
|  | Equity bridge interest and fees paid - masdar | 0 | USD 000s | 0 | 0 | 0 | 0 | 0 | 0 | 0 | 0 | 0 | 0 | 0 | 0 | 0 | 0 | 0 | 0 | 0 | 0 | 0 | 0 | 0 | 0 | 0 | 0 | 0 | 0 | 0 | 0 | 0 | 0 | 0 | 0 | 0 | 0 | 0 | 0 | 0 | 0 | 0 | 0 | 0 | 0 | 0 | 0 | 0 | 0 | 0 | 0 | 0 | 0 | 0 | 0 | 0 | 0 | 0 | 0 | 0 | 0
|  | Equity bridge interest and fees paid - [sponsor 2] | 0 | USD 000s | 0 | 0 | 0 | 0 | 0 | 0 | 0 | 0 | 0 | 0 | 0 | 0 | 0 | 0 | 0 | 0 | 0 | 0 | 0 | 0 | 0 | 0 | 0 | 0 | 0 | 0 | 0 | 0 | 0 | 0 | 0 | 0 | 0 | 0 | 0 | 0 | 0 | 0 | 0 | 0 | 0 | 0 | 0 | 0 | 0 | 0 | 0 | 0 | 0 | 0 | 0 | 0 | 0 | 0 | 0 | 0 | 0 | 0
|  | Repayment of equity bridge | 0 | USD 000s | 0 | 0 | 0 | 0 | 0 | 0 | 0 | 0 | 0 | 0 | 0 | 0 | 0 | 0 | 0 | 0 | 0 | 0 | 0 | 0 | 0 | 0 | 0 | 0 | 0 | 0 | 0 | 0 | 0 | 0 | 0 | 0 | 0 | 0 | 0 | 0 | 0 | 0 | 0 | 0 | 0 | 0 | 0 | 0 | 0 | 0 | 0 | 0 | 0 | 0 | 0 | 0 | 0 | 0 | 0 | 0 | 0 | 0
|  | ADB Loan debt interest - paid | 0 | USD 000s | 2860.1165 | 0 | 0 | 0 | 0 | 0 | 0 | 0 | 0 | 0 | 0 | 0 | 0 | 0 | 0 | 0 | 0 | 0 | 0 | 0 | 0 | 0 | 0 | 0 | 0 | 23.0215 | 0 | 0 | 0 | 0 | 0 | 634.8917 | 0 | 0 | 0 | 0 | 0 | 702.9152 | 0 | 0 | 0 | 0 | 0 | 744.7616 | 0 | 0 | 0 | 0 | 0 | 754.5266 | 0 | 0 | 0 | 0 | 0 | 0 | 0 | 0
|  | ADB Loan commitment fee - paid | 0 | USD 000s | 166.8287 | 0 | 0 | 0 | 0 | 0 | 0 | 0 | 0 | 0 | 0 | 0 | 0 | 0 | 0 | 0 | 0 | 0 | 0 | 0 | 0 | 0 | 0 | 0 | 0 | 64.095 | 0 | 0 | 0 | 0 | 0 | 44.8969 | 0 | 0 | 0 | 0 | 0 | 24.853 | 0 | 0 | 0 | 0 | 0 | 18.6148 | 0 | 0 | 0 | 0 | 0 | 14.3691 | 0 | 0 | 0 | 0 | 0 | 0 | 0 | 0
|  | ADB Loan upfront fee | 0 | USD 000s | 268.0754 | 0 | 0 | 0 | 0 | 0 | 0 | 0 | 0 | 0 | 0 | 0 | 0 | 0 | 0 | 0 | 0 | 0 | 0 | 0 | 0 | 0 | 268.0754 | 0 | 0 | 0 | 0 | 0 | 0 | 0 | 0 | 0 | 0 | 0 | 0 | 0 | 0 | 0 | 0 | 0 | 0 | 0 | 0 | 0 | 0 | 0 | 0 | 0 | 0 | 0 | 0 | 0 | 0 | 0 | 0 | 0 | 0 | 0
|  | Loan arranger fee | 0 | USD 000s | 0 | 0 | 0 | 0 | 0 | 0 | 0 | 0 | 0 | 0 | 0 | 0 | 0 | 0 | 0 | 0 | 0 | 0 | 0 | 0 | 0 | 0 | 0 | 0 | 0 | 0 | 0 | 0 | 0 | 0 | 0 | 0 | 0 | 0 | 0 | 0 | 0 | 0 | 0 | 0 | 0 | 0 | 0 | 0 | 0 | 0 | 0 | 0 | 0 | 0 | 0 | 0 | 0 | 0 | 0 | 0 | 0 | 0
|  | EBRD Loan debt interest - paid | 0 | USD 000s | 3755.0064 | 0 | 0 | 0 | 0 | 0 | 0 | 0 | 0 | 0 | 0 | 0 | 0 | 0 | 0 | 0 | 0 | 0 | 0 | 0 | 0 | 0 | 0 | 0 | 0 | 30.2246 | 0 | 0 | 0 | 0 | 0 | 833.5403 | 0 | 0 | 0 | 0 | 0 | 922.8473 | 0 | 0 | 0 | 0 | 0 | 977.7869 | 0 | 0 | 0 | 0 | 0 | 990.6073 | 0 | 0 | 0 | 0 | 0 | 0 | 0 | 0
|  | EBRD Loan commitment fee - paid | 0 | USD 000s | 219.027 | 0 | 0 | 0 | 0 | 0 | 0 | 0 | 0 | 0 | 0 | 0 | 0 | 0 | 0 | 0 | 0 | 0 | 0 | 0 | 0 | 0 | 0 | 0 | 0 | 84.1494 | 0 | 0 | 0 | 0 | 0 | 58.9445 | 0 | 0 | 0 | 0 | 0 | 32.6291 | 0 | 0 | 0 | 0 | 0 | 24.439 | 0 | 0 | 0 | 0 | 0 | 18.865 | 0 | 0 | 0 | 0 | 0 | 0 | 0 | 0
|  | EBRD upfront fee | 0 | USD 000s | 351.9524 | 0 | 0 | 0 | 0 | 0 | 0 | 0 | 0 | 0 | 0 | 0 | 0 | 0 | 0 | 0 | 0 | 0 | 0 | 0 | 0 | 0 | 351.9524 | 0 | 0 | 0 | 0 | 0 | 0 | 0 | 0 | 0 | 0 | 0 | 0 | 0 | 0 | 0 | 0 | 0 | 0 | 0 | 0 | 0 | 0 | 0 | 0 | 0 | 0 | 0 | 0 | 0 | 0 | 0 | 0 | 0 | 0 | 0
|  | AIIB Loan debt interest - paid | 0 | USD 000s | 2204.6732 | 0 | 0 | 0 | 0 | 0 | 0 | 0 | 0 | 0 | 0 | 0 | 0 | 0 | 0 | 0 | 0 | 0 | 0 | 0 | 0 | 0 | 0 | 0 | 0 | 17.7457 | 0 | 0 | 0 | 0 | 0 | 489.3957 | 0 | 0 | 0 | 0 | 0 | 541.8304 | 0 | 0 | 0 | 0 | 0 | 574.087 | 0 | 0 | 0 | 0 | 0 | 581.6143 | 0 | 0 | 0 | 0 | 0 | 0 | 0 | 0
|  | AIIB Loan commitment fee - paid | 0 | USD 000s | 128.5971 | 0 | 0 | 0 | 0 | 0 | 0 | 0 | 0 | 0 | 0 | 0 | 0 | 0 | 0 | 0 | 0 | 0 | 0 | 0 | 0 | 0 | 0 | 0 | 0 | 49.4066 | 0 | 0 | 0 | 0 | 0 | 34.608 | 0 | 0 | 0 | 0 | 0 | 19.1575 | 0 | 0 | 0 | 0 | 0 | 14.3489 | 0 | 0 | 0 | 0 | 0 | 11.0762 | 0 | 0 | 0 | 0 | 0 | 0 | 0 | 0
|  | AIIB upfront fee | 0 | USD 000s | 206.6415 | 0 | 0 | 0 | 0 | 0 | 0 | 0 | 0 | 0 | 0 | 0 | 0 | 0 | 0 | 0 | 0 | 0 | 0 | 0 | 0 | 0 | 206.6415 | 0 | 0 | 0 | 0 | 0 | 0 | 0 | 0 | 0 | 0 | 0 | 0 | 0 | 0 | 0 | 0 | 0 | 0 | 0 | 0 | 0 | 0 | 0 | 0 | 0 | 0 | 0 | 0 | 0 | 0 | 0 | 0 | 0 | 0 | 0
|  | EIB Loan debt interest - paid | 0 | USD 000s | 2052.6124 | 0 | 0 | 0 | 0 | 0 | 0 | 0 | 0 | 0 | 0 | 0 | 0 | 0 | 0 | 0 | 0 | 0 | 0 | 0 | 0 | 0 | 0 | 0 | 0 | 16.7383 | 0 | 0 | 0 | 0 | 0 | 457.9777 | 0 | 0 | 0 | 0 | 0 | 503.9706 | 0 | 0 | 0 | 0 | 0 | 533.5525 | 0 | 0 | 0 | 0 | 0 | 540.3732 | 0 | 0 | 0 | 0 | 0 | 0 | 0 | 0
|  | EIB Loan commitment fee - paid | 0 | USD 000s | 128.5971 | 0 | 0 | 0 | 0 | 0 | 0 | 0 | 0 | 0 | 0 | 0 | 0 | 0 | 0 | 0 | 0 | 0 | 0 | 0 | 0 | 0 | 0 | 0 | 0 | 49.4066 | 0 | 0 | 0 | 0 | 0 | 34.608 | 0 | 0 | 0 | 0 | 0 | 19.1575 | 0 | 0 | 0 | 0 | 0 | 14.3489 | 0 | 0 | 0 | 0 | 0 | 11.0762 | 0 | 0 | 0 | 0 | 0 | 0 | 0 | 0
|  | EIB upfront fee | 0 | USD 000s | 206.6415 | 0 | 0 | 0 | 0 | 0 | 0 | 0 | 0 | 0 | 0 | 0 | 0 | 0 | 0 | 0 | 0 | 0 | 0 | 0 | 0 | 0 | 206.6415 | 0 | 0 | 0 | 0 | 0 | 0 | 0 | 0 | 0 | 0 | 0 | 0 | 0 | 0 | 0 | 0 | 0 | 0 | 0 | 0 | 0 | 0 | 0 | 0 | 0 | 0 | 0 | 0 | 0 | 0 | 0 | 0 | 0 | 0 | 0
|  | Agent bank fee - m | 0 | USD 000s | 157.6438 | 0 | 0 | 0 | 0 | 0 | 0 | 0 | 0 | 0 | 0 | 0 | 0 | 0 | 0 | 0 | 0 | 0 | 0 | 0 | 0 | 0 | 0 | 5.7534 | 5.9452 | 5.7534 | 5.9452 | 5.9452 | 5.7534 | 5.9452 | 5.7534 | 5.9452 | 5.9452 | 5.5616 | 5.9452 | 5.7534 | 5.9452 | 5.7534 | 5.9452 | 5.9452 | 5.7534 | 5.9452 | 5.7534 | 5.9452 | 5.9452 | 5.3699 | 5.9452 | 5.7534 | 5.9452 | 5.7534 | 0 | 0 | 0 | 0 | 0 | 0 | 0 | 0
|  | Advisory fee - m | 0 | USD 000s | 2847 | 0 | 0 | 0 | 0 | 0 | 0 | 0 | 0 | 0 | 0 | 0 | 0 | 0 | 0 | 0 | 0 | 0 | 0 | 0 | 0 | 0 | 2847 | 0 | 0 | 0 | 0 | 0 | 0 | 0 | 0 | 0 | 0 | 0 | 0 | 0 | 0 | 0 | 0 | 0 | 0 | 0 | 0 | 0 | 0 | 0 | 0 | 0 | 0 | 0 | 0 | 0 | 0 | 0 | 0 | 0 | 0 | 0
|  | ADB drawdown transferred to waterfall | 0 | USD 000s | 0 | 0 | 0 | 0 | 0 | 0 | 0 | 0 | 0 | 0 | 0 | 0 | 0 | 0 | 0 | 0 | 0 | 0 | 0 | 0 | 0 | 0 | 0 | 0 | 0 | 0 | 0 | 0 | 0 | 0 | 0 | 0 | 0 | 0 | 0 | 0 | 0 | 0 | 0 | 0 | 0 | 0 | 0 | 0 | 0 | 0 | 0 | 0 | 0 | 0 | 0 | 0 | 0 | 0 | 0 | 0 | 0 | 0
|  | EBRD drawdown transferred to waterfall | 0 | USD 000s | 0 | 0 | 0 | 0 | 0 | 0 | 0 | 0 | 0 | 0 | 0 | 0 | 0 | 0 | 0 | 0 | 0 | 0 | 0 | 0 | 0 | 0 | 0 | 0 | 0 | 0 | 0 | 0 | 0 | 0 | 0 | 0 | 0 | 0 | 0 | 0 | 0 | 0 | 0 | 0 | 0 | 0 | 0 | 0 | 0 | 0 | 0 | 0 | 0 | 0 | 0 | 0 | 0 | 0 | 0 | 0 | 0 | 0
|  | AIIB drawdown transferred to waterfall | 0 | USD 000s | 0 | 0 | 0 | 0 | 0 | 0 | 0 | 0 | 0 | 0 | 0 | 0 | 0 | 0 | 0 | 0 | 0 | 0 | 0 | 0 | 0 | 0 | 0 | 0 | 0 | 0 | 0 | 0 | 0 | 0 | 0 | 0 | 0 | 0 | 0 | 0 | 0 | 0 | 0 | 0 | 0 | 0 | 0 | 0 | 0 | 0 | 0 | 0 | 0 | 0 | 0 | 0 | 0 | 0 | 0 | 0 | 0 | 0
|  | EIB drawdown transferred to waterfall | 0 | USD 000s | 0 | 0 | 0 | 0 | 0 | 0 | 0 | 0 | 0 | 0 | 0 | 0 | 0 | 0 | 0 | 0 | 0 | 0 | 0 | 0 | 0 | 0 | 0 | 0 | 0 | 0 | 0 | 0 | 0 | 0 | 0 | 0 | 0 | 0 | 0 | 0 | 0 | 0 | 0 | 0 | 0 | 0 | 0 | 0 | 0 | 0 | 0 | 0 | 0 | 0 | 0 | 0 | 0 | 0 | 0 | 0 | 0 | 0
|  | Net VAT during construction | 0 | USD 000s | 0 | 0 | 0 | 0 | 0 | 0 | 0 | 0 | 0 | 0 | 0 | 0 | 0 | 0 | 0 | 0 | 0 | 0 | 0 | 0 | 0 | 0 | 0 | 0 | 0 | 0 | 0 | 0 | 0 | 0 | 0 | 0 | 0 | 0 | 0 | 0 | 0 | 0 | 0 | 0 | 0 | 0 | 0 | 0 | 0 | 0 | 0 | 0 | 0 | 0 | 0 | 0 | 0 | 0 | 0 | 0 | 0 | 0
|  | VAT facility financing cost paid | 0 | USD 000s | 0 | 0 | 0 | 0 | 0 | 0 | 0 | 0 | 0 | 0 | 0 | 0 | 0 | 0 | 0 | 0 | 0 | 0 | 0 | 0 | 0 | 0 | 0 | 0 | 0 | 0 | 0 | 0 | 0 | 0 | 0 | 0 | 0 | 0 | 0 | 0 | 0 | 0 | 0 | 0 | 0 | 0 | 0 | 0 | 0 | 0 | 0 | 0 | 0 | 0 | 0 | 0 | 0 | 0 | 0 | 0 | 0 | 0
|  | Standby equity LC fee | 0 | USD 000s | 0 | 0 | 0 | 0 | 0 | 0 | 0 | 0 | 0 | 0 | 0 | 0 | 0 | 0 | 0 | 0 | 0 | 0 | 0 | 0 | 0 | 0 | 0 | 0 | 0 | 0 | 0 | 0 | 0 | 0 | 0 | 0 | 0 | 0 | 0 | 0 | 0 | 0 | 0 | 0 | 0 | 0 | 0 | 0 | 0 | 0 | 0 | 0 | 0 | 0 | 0 | 0 | 0 | 0 | 0 | 0 | 0 | 0
|  | Standby debt commitment fee | 0 | USD 000s | 0 | 0 | 0 | 0 | 0 | 0 | 0 | 0 | 0 | 0 | 0 | 0 | 0 | 0 | 0 | 0 | 0 | 0 | 0 | 0 | 0 | 0 | 0 | 0 | 0 | 0 | 0 | 0 | 0 | 0 | 0 | 0 | 0 | 0 | 0 | 0 | 0 | 0 | 0 | 0 | 0 | 0 | 0 | 0 | 0 | 0 | 0 | 0 | 0 | 0 | 0 | 0 | 0 | 0 | 0 | 0 | 0 | 0
|  | PCG upfront costs | 0 | USD 000s | 256.281 | 0 | 0 | 0 | 0 | 0 | 0 | 0 | 0 | 0 | 0 | 0 | 0 | 0 | 0 | 0 | 0 | 0 | 0 | 0 | 0 | 0 | 218.3235 | 0 | 0 | 0 | 0 | 0 | 0 | 0 | 0 | 0 | 0 | 0 | 0 | 30.366 | 0 | 0 | 0 | 0 | 0 | 0 | 0 | 0 | 0 | 0 | 0 | 7.5915 | 0 | 0 | 0 | 0 | 0 | 0 | 0 | 0 | 0 | 0
|  | Land tax charge - construction | 0 | USD 000s | 1274.0295 | 0 | 0 | 0 | 0 | 0 | 0 | 0 | 0 | 0 | 0 | 0 | 0 | 0 | 0 | 0 | 0 | 0 | 0 | 0 | 0 | 0 | 0 | 141.5588 | 141.5588 | 141.5588 | 141.5588 | 141.5588 | 141.5588 | 141.5588 | 141.5588 | 141.5588 | 0 | 0 | 0 | 0 | 0 | 0 | 0 | 0 | 0 | 0 | 0 | 0 | 0 | 0 | 0 | 0 | 0 | 0 | 0 | 0 | 0 | 0 | 0 | 0 | 0 | 0
|  | Standby debt upfront fee | 0 | USD 000s | 0 | 0 | 0 | 0 | 0 | 0 | 0 | 0 | 0 | 0 | 0 | 0 | 0 | 0 | 0 | 0 | 0 | 0 | 0 | 0 | 0 | 0 | 0 | 0 | 0 | 0 | 0 | 0 | 0 | 0 | 0 | 0 | 0 | 0 | 0 | 0 | 0 | 0 | 0 | 0 | 0 | 0 | 0 | 0 | 0 | 0 | 0 | 0 | 0 | 0 | 0 | 0 | 0 | 0 | 0 | 0 | 0 | 0
|  | Surplus cash transferred to cash balance | 0 | USD 000s | 0 | 0 | 0 | 0 | 0 | 0 | 0 | 0 | 0 | 0 | 0 | 0 | 0 | 0 | 0 | 0 | 0 | 0 | 0 | 0 | 0 | 0 | 0 | 0 | 0 | 0 | 0 | 0 | 0 | 0 | 0 | 0 | 0 | 0 | 0 | 0 | 0 | 0 | 0 | 0 | 0 | 0 | 0 | 0 | 0 | 0 | 0 | 0 | 0 | 0 | 0 | 0 | 0 | 0 | 0 | 0 | 0 | 0
|  | EGR cash transferred to cash waterfall | 0 | USD 000s | 15031.8362 | 0 | 0 | 0 | 0 | 0 | 0 | 0 | 0 | 0 | 0 | 0 | 0 | 0 | 0 | 0 | 0 | 0 | 0 | 0 | 0 | 0 | 0 | 0 | 0 | 0 | 0 | 0 | 0 | 0 | 0 | 0 | 0 | 0 | 384.7815 | 520.2049 | 807.7469 | 1090.2721 | 1429.7124 | 1634.4715 | 1708.6255 | 1575.7442 | 1295.7209 | 910.8707 | 520.8255 | 349.8547 | 384.7815 | 520.2049 | 807.7469 | 1090.2721 | 0 | 0 | 0 | 0 | 0 | 0 | 0 | 0
|  | Uses of funds |  | USD 000s | 196037.9342 |  | 0 | 0 | 0 | 0 | 0 | 0 | 0 | 0 | 0 | 0 | 0 | 0 | 0 | 0 | 0 | 0 | 0 | 0 | 0 | 0 | 41521.3067 | 23602.0099 | 25945.1538 | 27730.1487 | 21817.0954 | 9773.5085 | 4752.7051 | 290.1311 | 289.9393 | 2878.9937 | 148.5722 | 201.1171 | 4414.4364 | 636.6618 | 894.0296 | 3943.7237 | 1515.9951 | 1720.7542 | 1794.7164 | 1662.0269 | 1381.8118 | 3951.743 | 607.1082 | 435.5621 | 471.0642 | 613.8873 | 894.0296 | 12149.7024 | 0 | 0 | 0 | 0 | 0 | 0 | 0 | 0
|  | Sources of funds | 0 | USD 000s | 196037.9335 | 0 | 0 | 0 | 0 | 0 | 0 | 0 | 0 | 0 | 0 | 0 | 0 | 0 | 0 | 0 | 0 | 0 | 0 | 0 | 0 | 0 | 41521.3067 | 23602.0099 | 25945.1538 | 27730.1487 | 21817.0954 | 9773.5085 | 4752.7051 | 290.1311 | 289.9393 | 2878.9937 | 148.5722 | 201.1171 | 4414.4364 | 636.6618 | 894.0296 | 3943.7237 | 1515.9951 | 1720.7542 | 1794.7164 | 1662.0269 | 1381.8118 | 3951.743 | 607.1082 | 435.5621 | 471.0642 | 613.8873 | 894.0296 | 12149.7017 | 0 | 0 | 0 | 0 | 0 | 0 | 0 | 0
|  | Uses of funds | 0 | USD 000s | 196037.9342 | 0 | 0 | 0 | 0 | 0 | 0 | 0 | 0 | 0 | 0 | 0 | 0 | 0 | 0 | 0 | 0 | 0 | 0 | 0 | 0 | 0 | 41521.3067 | 23602.0099 | 25945.1538 | 27730.1487 | 21817.0954 | 9773.5085 | 4752.7051 | 290.1311 | 289.9393 | 2878.9937 | 148.5722 | 201.1171 | 4414.4364 | 636.6618 | 894.0296 | 3943.7237 | 1515.9951 | 1720.7542 | 1794.7164 | 1662.0269 | 1381.8118 | 3951.743 | 607.1082 | 435.5621 | 471.0642 | 613.8873 | 894.0296 | 12149.7024 | 0 | 0 | 0 | 0 | 0 | 0 | 0 | 0
|  | Construction period flag incl. FC - monthly | 0 | flag | 28 | 0 | 0 | 0 | 0 | 0 | 0 | 0 | 0 | 0 | 0 | 0 | 0 | 0 | 0 | 0 | 0 | 0 | 0 | 0 | 0 | 0 | 1 | 1 | 1 | 1 | 1 | 1 | 1 | 1 | 1 | 1 | 1 | 1 | 1 | 1 | 1 | 1 | 1 | 1 | 1 | 1 | 1 | 1 | 1 | 1 | 1 | 1 | 1 | 1 | 0 | 0 | 0 | 0 | 0 | 0 | 0 | 0
|  | Sources and uses of funds difference |  | USD 000s | -0.00063303 |  | 0 | 0 | 0 | 0 | 0 | 0 | 0 | 0 | 0 | 0 | 0 | 0 | 0 | 0 | 0 | 0 | 0 | 0 | 0 | 0 | 0 | 0 | 0 | 3.638e-12 | 0 | 0 | 0 | 0 | -5.6843e-14 | -4.5475e-13 | 0 | 0 | 0 | 0 | 0 | 0 | 2.2737e-13 | 0 | 0 | 2.2737e-13 | 0 | 4.5475e-13 | 0 | 5.6843e-14 | 0 | -1.1369e-13 | 0 | -0.00063303 | 0 | 0 | 0 | 0 | 0 | 0 | 0 | 0
|  | Sources and uses of funds check |  | check | 0 |  | 0 | 0 | 0 | 0 | 0 | 0 | 0 | 0 | 0 | 0 | 0 | 0 | 0 | 0 | 0 | 0 | 0 | 0 | 0 | 0 | 0 | 0 | 0 | 0 | 0 | 0 | 0 | 0 | 0 | 0 | 0 | 0 | 0 | 0 | 0 | 0 | 0 | 0 | 0 | 0 | 0 | 0 | 0 | 0 | 0 | 0 | 0 | 0 | 0 | 0 | 0 | 0 | 0 | 0 | 0 | 0
|  | Sources and uses of funds check | 0 | check | 0 | 0 | 0 | 0 | 0 | 0 | 0 | 0 | 0 | 0 | 0 | 0 | 0 | 0 | 0 | 0 | 0 | 0 | 0 | 0 | 0 | 0 | 0 | 0 | 0 | 0 | 0 | 0 | 0 | 0 | 0 | 0 | 0 | 0 | 0 | 0 | 0 | 0 | 0 | 0 | 0 | 0 | 0 | 0 | 0 | 0 | 0 | 0 | 0 | 0 | 0 | 0 | 0 | 0 | 0 | 0 | 0 | 0
|  | Sources and uses of funds check | 0 | check
|  | Uses of funds | 0 | USD 000s | 196037.9342 | 0 | 0 | 0 | 0 | 0 | 0 | 0 | 0 | 0 | 0 | 0 | 0 | 0 | 0 | 0 | 0 | 0 | 0 | 0 | 0 | 0 | 41521.3067 | 23602.0099 | 25945.1538 | 27730.1487 | 21817.0954 | 9773.5085 | 4752.7051 | 290.1311 | 289.9393 | 2878.9937 | 148.5722 | 201.1171 | 4414.4364 | 636.6618 | 894.0296 | 3943.7237 | 1515.9951 | 1720.7542 | 1794.7164 | 1662.0269 | 1381.8118 | 3951.743 | 607.1082 | 435.5621 | 471.0642 | 613.8873 | 894.0296 | 12149.7024 | 0 | 0 | 0 | 0 | 0 | 0 | 0 | 0
|  | Repayment of equity bridge | 0 | USD 000s | 0 | 0 | 0 | 0 | 0 | 0 | 0 | 0 | 0 | 0 | 0 | 0 | 0 | 0 | 0 | 0 | 0 | 0 | 0 | 0 | 0 | 0 | 0 | 0 | 0 | 0 | 0 | 0 | 0 | 0 | 0 | 0 | 0 | 0 | 0 | 0 | 0 | 0 | 0 | 0 | 0 | 0 | 0 | 0 | 0 | 0 | 0 | 0 | 0 | 0 | 0 | 0 | 0 | 0 | 0 | 0 | 0 | 0
|  | Project costs |  | USD 000s | 196037.9342 |  | 0 | 0 | 0 | 0 | 0 | 0 | 0 | 0 | 0 | 0 | 0 | 0 | 0 | 0 | 0 | 0 | 0 | 0 | 0 | 0 | 41521.3067 | 23602.0099 | 25945.1538 | 27730.1487 | 21817.0954 | 9773.5085 | 4752.7051 | 290.1311 | 289.9393 | 2878.9937 | 148.5722 | 201.1171 | 4414.4364 | 636.6618 | 894.0296 | 3943.7237 | 1515.9951 | 1720.7542 | 1794.7164 | 1662.0269 | 1381.8118 | 3951.743 | 607.1082 | 435.5621 | 471.0642 | 613.8873 | 894.0296 | 12149.7024 | 0 | 0 | 0 | 0 | 0 | 0 | 0 | 0
|  | Total project costs for debt | 196037.9342 | USD 000s
|  | Sources of funds | 0 | USD 000s | 196037.9335 | 0 | 0 | 0 | 0 | 0 | 0 | 0 | 0 | 0 | 0 | 0 | 0 | 0 | 0 | 0 | 0 | 0 | 0 | 0 | 0 | 0 | 41521.3067 | 23602.0099 | 25945.1538 | 27730.1487 | 21817.0954 | 9773.5085 | 4752.7051 | 290.1311 | 289.9393 | 2878.9937 | 148.5722 | 201.1171 | 4414.4364 | 636.6618 | 894.0296 | 3943.7237 | 1515.9951 | 1720.7542 | 1794.7164 | 1662.0269 | 1381.8118 | 3951.743 | 607.1082 | 435.5621 | 471.0642 | 613.8873 | 894.0296 | 12149.7017 | 0 | 0 | 0 | 0 | 0 | 0 | 0 | 0
|  | Total sources of funds | 196037.9335 | USD 000s
END

## Output
Output
|  |  |  | 0 | Error checks |  | 0
[6 empty] | 4 |  |  |  | 1
|  |  | Date of model run |  |  | 2026-07-16 |  |  |  | 2023-05-18
|  |  | Time of model run |  |  | 46219.553 |  |  |  | 45064.7697
|  |  | Comparison column label |  | Unit | Jizzakh CS | 2 | Difference | Diff Pct | Jizzakh CS
[Do not delete row]
KEY METRICS
|  |  | IRR / tariff to be optimised on |  | scenario | P50 | vw | 0 |  | P50
Tariff
|  |  | Power Plant Energy Charge |  | UScts / kWh | 1.9649 | vw | 0% | 0% | 1.9649
|  |  | Interconnection Facilty Energy Charge |  | UScts / kWh | 0.24509 | vw | 0% | 0% | 0.24509
|  |  | Energy Charge |  | UScts / kWh | 2.21 | vw | 0% | 0% | 2.21
PPA Duration
|  |  | Length of PPA |  | years | 30 | vw | 0 | 0% | 30
Debt amortisation duration
|  |  | ADB - door-to-door maturity |  | years | 21 | vw | 0 | 0% | 21
|  |  | EBRD amortization period - door-to-door maturity |  | years | 21 | vw | 0 | 0% | 21
|  |  | AIIB amortization period - door-to-door maturity |  | years | 21 | vw | 0 | 0% | 21
Equity returns
|  |  | Project IRR |  | % p.a. | 5.276% | vw | 0% | 0% | 5.276%
|  |  | Project IRR - real |  | % p.a. | 3.455% | vw | 0% | 0% | 3.455%
Financing
|  |  | Average DSCR - P90 |  | ratio | 1.2062 | vw | 0 | 0 | 1.2062
6m historic ratios
|  |  | Min 6m historic DSCR - P50 |  | ratio | 1.1949 | vw | 0 | 0 | 1.1949
|  |  | Min 6m historic DSCR - P90 |  | ratio | 1.15 | vw | 0 | 0 | 1.15
12m historic ratios
|  |  | Min 12m historic DSCR - P50 |  | ratio | 1.195 | vw | 0 | 0 | 1.195
|  |  | Min 12m historic DSCR - P90 |  | ratio | 1.15 | vw | 0 | 0 | 1.15
LLCR
|  |  | LLCR - at first calculation period - P50 |  | ratio | 1.3303 | vw | 0 | 0 | 1.3303
|  |  | Min LLCR - P50 |  | ratio | 1.3303 | vw | 0 | 0 | 1.3303
|  |  | Average LLCR - P50 |  | ratio | 1.565 | vw | 0 | 0 | 1.565
|  |  | Leverage at end construction |  | % | 56.82% | vw | 0 | 0% | 56.82%
|  |  | Debt sizing scenario |  | scenario | P90 | vw | 0 |  | P90
|  |  | Debt sizing method |  | method | DSCR | vw | 0 |  | DSCR
SOURCES AND USES OF FUNDS
Sources of funds
|  |  | Share capital drawdown |  | USD 000s | 19500.7935 | vw | 0 | 0% | 19500.7935
|  |  | Shareholder loan drawdown |  | USD 000s | 58134.1987 | vw | 0 | 0% | 58134.1987
|  |  | Standby equity drawdown |  | USD 000s | 0 | vw | 0 | 0% | 0
|  |  | Equity bridge drawdown - masdar |  | USD 000s | 0 | vw | 0 | 0% | 0
|  |  | Equity bridge drawdown - [sponsor 2] |  | USD 000s | 0 | vw | 0 | 0% | 0
|  |  | ADB drawdown |  | USD 000s | 26505.2054 | vw | 0 | 0% | 26505.2054
|  |  | EBRD drawdown |  | USD 000s | 34798.3079 | vw | 0 | 0% | 34798.3079
|  |  | AIIB drawdown |  | USD 000s | 20431.0959 | vw | 0 | 0% | 20431.0959
|  |  | EIB drawdown |  | USD 000s | 20431.0959 | vw | 0 | 0% | 20431.0959
|  |  | Surplus cash utilised during construction |  | USD 000s | 0 | vw | 0 | 0% | 0
|  |  | Cash received for EGR |  | USD 000s | 16237.2362 | vw | 0 | 0% | 16237.2362
|  |  | Sources of funds |  | USD 000s | 196037.9335 | vw | 0 | 0% | 196037.9335
Uses of funds
|  |  | EPC costs exc VAT |  | USD 000s | 127767.595 | vw | 0 | 0% | 127767.595
|  |  | Contingency costs (EPC and Interconnection facility) |  | USD 000s | 693.838 | vw | 0 | 0% | 693.838
|  |  | Interconnection facilty costs |  | USD 000s | 11000 | vw | 0 | 0% | 11000
|  |  | Development and other construction period costs excl VAT and WHT |  | USD 000s | 6079.6751 | vw | 0 | 0% | 6079.6751
|  |  | Development fee |  | USD 000s | 8990.0349 | vw | 0 | 0% | 8990.0349
|  |  | EPC premium |  | USD 000s | 0 | vw | 0 | 0% | 0
|  |  | Performance bond / development security LC fee - M |  | USD 000s | 135 | vw | 0 | 0% | 135
|  |  | Working capital pre-funding |  | USD 000s | 0 | vw | 0 | 0% | 0
|  |  | Tax paid during construction |  | USD 000s | 0 | vw | 0 | 0% | 0
|  |  | MMRA pre-funding POS |  | USD 000s | 0 | vw | 0 | 0% | 0
|  |  | DSRA pre-funding |  | USD 000s | 8050.8315 | vw | 0 | 0% | 8050.8315
|  |  | Cash paid for early generation costs |  | USD 000s | 1205.4 | vw | 0 | 0% | 1205.4
|  |  | Equity bridge interest and fees paid - masdar |  | USD 000s | 0 | vw | 0 | 0% | 0
|  |  | Equity bridge interest and fees paid - [sponsor 2] |  | USD 000s | 0 | vw | 0 | 0% | 0
|  |  | Repayment of equity bridge |  | USD 000s | 0 | vw | 0 | 0% | 0
|  |  | ADB Loan debt interest - paid |  | USD 000s | 2860.1165 | vw | 0 | 0% | 2860.1165
|  |  | ADB Loan commitment fee - paid |  | USD 000s | 166.8287 | vw | 0 | 0% | 166.8287
|  |  | ADB Loan upfront fee |  | USD 000s | 268.0754 | vw | 0 | 0% | 268.0754
|  |  | Loan arranger fee |  | USD 000s | 0 | vw | 0 | 0% | 0
|  |  | EBRD Loan debt interest - paid |  | USD 000s | 3755.0064 | vw | 0 | 0% | 3755.0064
|  |  | EBRD Loan commitment fee - paid |  | USD 000s | 219.027 | vw | 0 | 0% | 219.027
|  |  | EBRD upfront fee |  | USD 000s | 351.9524 | vw | 0 | 0% | 351.9524
|  |  | AIIB Loan debt interest - paid |  | USD 000s | 2204.6732 | vw | 0 | 0% | 2204.6732
|  |  | AIIB Loan commitment fee - paid |  | USD 000s | 128.5971 | vw | 0 | 0% | 128.5971
|  |  | AIIB upfront fee |  | USD 000s | 206.6415 | vw | 0 | 0% | 206.6415
|  |  | EIB Loan debt interest - paid |  | USD 000s | 2052.6124 | vw | 0 | 0% | 2052.6124
|  |  | EIB Loan commitment fee - paid |  | USD 000s | 128.5971 | vw | 0 | 0% | 128.5971
|  |  | EIB upfront fee |  | USD 000s | 206.6415 | vw | 0 | 0% | 206.6415
|  |  | Agent bank fee - m |  | USD 000s | 157.6438 | vw | 0 | 0% | 157.6438
|  |  | Advisory fee - m |  | USD 000s | 2847 | vw | 0 | 0% | 2847
|  |  | ADB drawdown transferred to waterfall |  | USD 000s | 0 | vw | 0 | 0% | 0
|  |  | EBRD drawdown transferred to waterfall |  | USD 000s | 0 | vw | 0 | 0% | 0
|  |  | AIIB drawdown transferred to waterfall |  | USD 000s | 0 | vw | 0 | 0% | 0
|  |  | EIB drawdown transferred to waterfall |  | USD 000s | 0 | vw | 0 | 0% | 0
|  |  | Net VAT during construction |  | USD 000s | 0 | vw | 0 | 0% | 0
|  |  | VAT facility financing cost paid |  | USD 000s | 0 | vw | 0 | 0% | 0
|  |  | Standby debt commitment fee |  | USD 000s | 0 | vw | 0 | 0% | 0
|  |  | PCG upfront costs |  | USD 000s | 256.281 | vw | 0 | 0% | 256.281
|  |  | Standby debt upfront fee |  | USD 000s | 0 | vw | 0 | 0% | 0
|  |  | Surplus cash transferred to cash balance |  | USD 000s | 0 | vw | 0 | 0% | 0
|  |  | EGR cash transferred to cash waterfall |  | USD 000s | 15031.8362 | vw | 0 | 0% | 15031.8362
|  |  | Uses of funds |  | USD 000s | 196037.9342 | vw | 0 | 0% | 196037.9342
OTHER KEY RESULTS
Average cost of debt
|  |  | Average cost of debt |  | % p.a. | 5.799% | vw | 0% | 0% | 5.799%
|  |  | Average cost of debt during operations |  | % p.a. | 4.365% | vw | 0% | 0 | 4.365%
|  |  | Average cost of ADB Loan |  | % p.a. | 5.268% | vw | 0% | 0% | 5.268%
|  |  | Average cost of EBRD Loan |  | % p.a. | 4.864% | vw | 0% | 0% | 4.864%
|  |  | Average cost of AIIB |  | % p.a. | 4.864% | vw | 0% | 0% | 4.864%
|  |  | Average cost of EIB |  | % p.a. | 4.36% | vw | 0% | 0% | 4.36%
|  |  | Average cost of holdco EBL |  | % p.a. | 0% | vw | 0% | 0% | 0%
Weighted average life of loan
|  |  | ADB - WAL (actual repayments including cashsweep) |  | years | 11.9267 | vw | 0 | 0% | 11.9267
|  |  | EBRD - WAL (actual repayments including cashsweep) |  | years | 11.9267 | vw | 0 | 0% | 11.9267
|  |  | AIIB - WAL (actual repayments including cashsweep) |  | years | 11.9267 | vw | 0 | 0% | 11.9267
|  |  | EIB - WAL (actual repayments including cashsweep) |  | years | 11.8916 | vw | 0 | 0% | 11.8916
Weighted average hedge ratio
|  |  | Weighted average hedge ratio - ADB |  | % | 84.88% | vw | 0% | 0% | 84.88%
|  |  | Weighted average hedge ratio - EBRD |  | % | 84.88% | vw | 0% | 0% | 84.88%
|  |  | Weighted average hedge ratio - AIIB |  | % | 84.88% | vw | 0% | 0% | 84.88%
|  |  | Weighted average hedge ratio - EIB |  | % | 85.02% | vw | 0% | 0% | 85.02%
Electricity Production
|  |  | Plant capacity |  | MW | 220 | vw | 0 | 0% | 220
|  |  | P50 Annual Generation - Year 1 |  | GWh | 594.248 | vw | 0 | 0% | 594.248
|  |  | P90 Annual Generation - Year 1 |  | GWh | 573.28 | vw | 0 | 0% | 573.28
|  |  | Year 1 plant capacity factor |  | % | 30.83% | vw | 0 | 0% | 30.83%
EPC costs
|  |  | EPC costs exc VAT |  | USD 000s | 127767.595 | vw | 0 | 0% | 127767.595
|  |  | Contingency costs (EPC and Interconnection facility) |  | USD 000s | 693.838 | vw | 0 | 0% | 693.838
|  |  | Development and other construction period costs excl VAT and WHT |  | USD 000s | 6079.6751 | vw | 0 | 0% | 6079.6751
|  |  | Development fee |  | USD 000s | 8990.0349 | vw | 0 | 0% | 8990.0349
|  |  | EPC premium |  | USD 000s | 0 | vw | 0 | 0% | 0
|  |  | Interconnection facilty costs |  | USD 000s | 11000 | vw | 0 | 0% | 11000
Working capital pre-funding
|  |  | Working capital pre-funding |  | USD 000s | 0 | vw | 0 | 0% | 0
Capex
|  |  | Total capex including financing costs |  | USD 000s | 196037.9342 | vw | 0 | 0% | 196037.9342
EGR during construction
|  |  | Total pre-operations energy charge - calc |  | USD 000s | 19452.0951 | vw | 0 | 0% | 19452.0951
|  |  | Total cash received for EGR during construction |  | USD 000s | 16237.2362 | vw | 0 | 0% | 16237.2362
HoldCo EBL
|  |  | Total Holdco EBL shareholder drawdown - Masdar |  | USD 000s | 0 | vw | 0 | 0% | 0
|  |  | Total Holdco EBL shareholder drawdown - [sponsor 2] |  | USD 000s | 0 | vw | 0 | 0% | 0
SWITCH BASED ASSUMPTIONS
|  |  | Debt size - calculated vs hardcoded - sensitized |  | 1 = calculated , 0 = hold debt size unchanged | 0 | vw | 0 | 0% | 0
|  |  | Debt repayment profiles - calculated vs hardcoded - sensitized |  | 1 = calculated , 0 = hold rpmt profiles unchanged | 0 | vw | 0 | 0% | 0
|  |  | Cash pre-funding of DSRA |  | 1 = yes, 0 = no | 1 | vw | 0 | 0% | 1
|  |  | DSRA cash or LC funded |  | 1 = cash, 2 = LC | 2 | vw | 0 | 0% | 2
|  |  | DSRA target balance - % of 12 month debt service |  | % | 100% | vw | 0% | 0% | 100%
|  |  | Use calculated uncertainty for p90? |  | 1 = yes, 0 = no | 0 | vw | 0 | 0% | 0
|  |  | Distribution of EGRs |  | 1 = distributed, 2 = equity | 1 | vw | 0 | 0% | 1
|  |  | Accounting treatment of EGRs (and O&M costs during cons.) |  | 1 = revenue, 2 = WIP | 1 | vw | 0 | 0% | 1
INCOME STATEMENT | [6 empty] | vw
|  |  | Operating revenue |  | USD 000s | 402203.6526 | vw | 0 | 0% | 402203.6526
|  |  | Construction costs under IFRIC 12 |  | USD 000s | -159043.4534 | vw | 0 | 0% | -159043.4534
|  |  | Lifecycle costs under IFRIC 12 |  | USD 000s | 0 | vw | 0 | 0% | 0
|  |  | Early contract period cash outflow - funded under IFRIC |  | USD 000s | 0 | vw | 0 | 0% | 0
|  |  | Operating costs accrued |  | USD 000s | -76841.7102 | vw | 0 | 0% | -76841.7102
|  |  | EBITDA |  | USD 000s | 166318.4889 | vw | 0 | 0% | 166318.4889
|  |  | Non current assets depreciation |  | USD 000s | 0 | vw | 0 | 0% | 0
|  |  | Capitalised finance costs amortisation |  | USD 000s | 0 | vw | 0 | 0% | 0
|  |  | EBIT |  | USD 000s | 166318.4889 | vw | 0 | 0% | 166318.4889
|  |  | Effective interest on ADB Loan |  | USD 000s | -21990.1495 | vw | 0 | 0% | -21990.1495
|  |  | Effective interest on EBRD |  | USD 000s | -27339.2614 | vw | 0 | 0% | -27339.2614
|  |  | Effective interest on AIIB |  | USD 000s | -16051.6733 | vw | 0 | 0% | -16051.6733
|  |  | Effective interest on EIB |  | USD 000s | -14895.5044 | vw | 0 | 0% | -14895.5044
|  |  | GB Refi facility upfront fee paid |  | USD 000s | 0 | vw | 0 | 0% | 0
|  |  | GB Refi debt interest |  | USD 000s | 0 | vw | 0 | 0% | 0
|  |  | Effective interest on EBL incl. rolled-up |  | USD 000s | 0 | vw | 0 | 0% | 0
|  |  | Withholding tax on equity bridge |  | USD 000s | 0 | vw | 0 | 0% | 0
|  |  | Shareholder loan interest and fee |  | USD 000s | -60738.9838 | vw | 0 | 0% | -60738.9838
|  |  | Total agent bank fee - operations |  | USD 000s | -1140 | vw | 0 | 0% | -1140
|  |  | DSRA LC fee |  | USD 000s | -461.3039 | vw | 0 | 0% | -461.3039
|  |  | Profit before tax |  | USD 000s | 23701.6126 | vw | 0 | 0% | 23701.6126
|  |  | Corporate tax expense |  | USD 000s | -5860.7638 | vw | 0 | 0% | -5860.7638
|  |  | Profit after tax |  | USD 000s | 17840.8487 | vw | 0 | 0% | 17840.8487
CASH FLOW
|  |  | EBITDA - adj |  | USD 000s | 325361.9424 | vw | 0 | 0% | 325361.9424
|  |  | Decrease / (increase) in working capital |  | USD 000s | 0 | vw | 0 | 0% | 0
|  |  | Working capital reserve releases |  | USD 000s | 0 | vw | 0 | 0% | 0
|  |  | Net movement in working capital during construction |  | USD 000s | -3064.1839 | vw | 0 | 0% | -3064.1839
|  |  | EGR cash received during operations |  | USD 000s | 3214.8589 | vw | 0 | 0% | 3214.8589
|  |  | Cash paid for early generation costs during operations |  | USD 000s | -150.675 | vw | 0 | 0% | -150.675
|  |  | Net VAT (paid) / received excl. financing cost |  | USD 000s | 25930.6307 | vw | 0 | 0% | 25930.6307
|  |  | VAT facility drawdown during construction s.a. |  | USD 000s | 18343.1427 | vw | 0 | 0% | 18343.1427
|  |  | VAT received / (paid to) government |  | USD 000s | -25930.6307 | vw | 0 | 0% | -25930.6307
|  |  | VAT facility repayment |  | USD 000s | -18343.1427 | vw | 0 | 0% | -18343.1427
|  |  | Corporate tax paid |  | USD 000s | -5860.7638 | vw | 0 | 0% | -5860.7638
|  |  | Operating cash flow |  | USD 000s | 319501.1785 | vw | 0 | 0% | 319501.1785
|  |  | Project costs excluding VAT s.a. |  | USD 000s | -159043.4534 | vw | 0 | 0% | -159043.4534
|  |  | Financial expenses during construction s.a. |  | USD 000s | -12706.413 | vw | 0 | 0% | -12706.413
|  |  | Lifecycle costs - total indexed |  | USD 000s | 0 | vw | 0 | 0% | 0
|  |  | MMRA pre-funding s.a. |  | USD 000s | 0 | vw | 0 | 0% | 0
|  |  | DSRA pre-funding s.a. |  | USD 000s | -8050.8315 | vw | 0 | 0% | -8050.8315
|  |  | Working capital pre-funding |  | USD 000s | 0 | vw | 0 | 0% | 0
|  |  | Share capital drawdown s.a. |  | USD 000s | 19500.7935 | vw | 0 | 0% | 19500.7935
|  |  | Standby equity drawdown s.a. |  | USD 000s | 0 | vw | 0 | 0% | 0
|  |  | Equity bridge drawdown s.a. |  | USD 000s | 0 | vw | 0 | 0% | 0
|  |  | Equity bridge interest and fees paid |  | USD 000s | 0 | vw | 0 | 0% | 0
|  |  | Equity bridge repayment |  | USD 000s | 0 | vw | 0 | 0% | 0
|  |  | Additions to shareholder loan during construction s.a. |  | USD 000s | 58134.1987 | vw | 0 | 0% | 58134.1987
|  |  | Repayment of equity bridge from share capital |  | USD 000s | 0 | vw | 0 | 0% | 0
|  |  | Repayment of equity bridge from shareholder loan |  | USD 000s | 0 | vw | 0 | 0% | 0
|  |  | ADB Loan drawdown s.a. |  | USD 000s | 26505.2054 | vw | 0 | 0% | 26505.2054
|  |  | EBRD drawdown s.a. |  | USD 000s | 34798.3079 | vw | 0 | 0% | 34798.3079
|  |  | AIIB drawdown s.a. |  | USD 000s | 20431.0959 | vw | 0 | 0% | 20431.0959
|  |  | EIB drawdown s.a. |  | USD 000s | 20431.0959 | vw | 0 | 0% | 20431.0959
|  |  | Cash flow available for MMRA |  | USD 000s | 319501.1779 | vw | 0 | 0% | 319501.1779
|  |  | MMRA deposit |  | USD 000s | 0 | vw | 0 | 0% | 0
|  |  | MMRA release |  | USD 000s | 0 | vw | 0 | 0% | 0
|  |  | Cash flow available for debt service |  | USD 000s | 319501.1779 | vw | 0 | 0% | 319501.1779
|  |  | Total agent bank fee - operations |  | USD 000s | -1140 | vw | 0 | 0% | -1140
|  |  | GB Refi facility drawdown |  | USD 000s | 0 | vw | 0 | 0% | 0
|  |  | GB Refi facility upfront fee paid |  | USD 000s | 0 | vw | 0 | 0% | 0
|  |  | ADB Loan interest |  | USD 000s | -17528.7721 | vw | 0 | 0% | -17528.7721
|  |  | EBRD Loan interest |  | USD 000s | -23013.276 | vw | 0 | 0% | -23013.276
|  |  | AIIB loan interest |  | USD 000s | -13511.7618 | vw | 0 | 0% | -13511.7618
|  |  | EIB interest |  | USD 000s | -12507.6535 | vw | 0 | 0% | -12507.6535
|  |  | ADB Loan scheduled repayment |  | USD 000s | -23192.0545 | vw | 0 | 0% | -23192.0545
|  |  | ADB - repayment from Refi facility |  | USD 000s | 0 | vw | 0 | 0% | 0
|  |  | EBRD Loan scheduled repayment |  | USD 000s | -30448.519 | vw | 0 | 0% | -30448.519
|  |  | EBRD - repayment from Refi facility |  | USD 000s | 0 | vw | 0 | 0% | 0
|  |  | AIIB scheduled repayment |  | USD 000s | -17877.2086 | vw | 0 | 0% | -17877.2086
|  |  | AIIB - repayment from Refi facility |  | USD 000s | 0 | vw | 0 | 0% | 0
|  |  | EIB scheduled repayment |  | USD 000s | -17877.2089 | vw | 0 | 0% | -17877.2089
|  |  | EIB - repayment from Refi facility |  | USD 000s | 0 | vw | 0 | 0% | 0
|  |  | Cash flow available for DSRA |  | USD 000s | 162404.7235 | vw | 0 | 0% | 162404.7235
|  |  | DSRA deposit |  | USD 000s | 0 | vw | 0 | 0% | 0
|  |  | DSRA release |  | USD 000s | 8050.8315 | vw | 0 | 0% | 8050.8315
|  |  | Cash flow available for equity bridge loan |  | USD 000s | 157684.842 | vw | 0 | 0% | 157684.842
|  |  | DSRA LC fee |  | USD 000s | -461.3039 | vw | 0 | 0% | -461.3039
|  |  | Equity bridge interest paid |  | USD 000s | 0 | vw | 0 | 0% | 0
|  |  | Withholding tax on equity bridge |  | USD 000s | 0 | vw | 0 | 0% | 0
|  |  | Cash flow available for shareholder loan |  | USD 000s | 156214.8248 | vw | 0 | 0% | 156214.8248
|  |  | Shareholder loan drawdown to meet cash shortfall |  | USD 000s | 0 | vw | 0 | 0% | 0
|  |  | Shareholder loan interest paid |  | USD 000s | -39326.9152 | vw | 0 | 0% | -39326.9152
|  |  | Shareholder loan principal repayment |  | USD 000s | -79546.2673 | vw | 0 | 0% | -79546.2673
|  |  | Cash flow available for dividends |  | USD 000s | 37341.6423 | vw | 0 | 0% | 37341.6423
|  |  | Dividend paid / declared |  | USD 000s | -30017.1677 | vw | 0 | 0% | -30017.1677
|  |  | Cash flow available for share capital redemption |  | USD 000s | 7324.4746 | vw | 0 | 0% | 7324.4746
|  |  | Sponsor share capital redemption |  | USD 000s | -7324.4746 | vw | 0 | 0% | -7324.4746
|  |  | Standby equity redemption |  | USD 000s | 0 | vw | 0 | 0% | 0
|  |  | Net cash flow |  | USD 000s | 0 | vw | 0 | 0% | 0
INFO ONLY
|  |  | IFRIC 12 accounting used? |  | 1 = yes, 0 = no (/OL or FL) | 1 |  |  |  | 1
|  |  | IFRIC 12 construction margin |  | % | 2% |  |  |  | 2%
|  |  | IFRIC 12 operating margin |  | % | 6.5% |  |  |  | 6.5%
|  |  | EPC cost per MW |  | USD 000s / MW | 580.7618 |  |  |  | 580.7618
|  |  | Project cost per MW |  | USD 000s / MW | 891.0815 |  |  |  | 891.0815
|  |  | O&M per MW pa - Real |  | USD 000s p.a. / MW | 5.7965 |  |  |  | 5.7965
|  |  | Date |  |  | 2026-07-16 |  |  |  | 2023-05-18
|  |  | Time |  |  | 46219.553 |  |  |  | 45064.7697
|  |  | File |  |  | Solar Model Example.xlsx |  |  |  | Masdar Jizzakh Model Final.xlsb
[do not delete row]
Store Track

## InpC
InpC | [7 empty] | 6
|  |  |  | # | No model errors
|  |  |  | Output changes | Model solved |  |  |  | Base Case | Case 2 | Case 3 |  | Cashsweep Active - Jizzakh | P99 Sensitivity - Jizzakh
[5 empty] | 0 | output changes |  | 6 | 1 | 2 | 3 |  | 4 | 5
|  |  |  | Active scenario | 4 | scenario |  | 2
|  |  |  | Comparison scenario | 1 | scenario |  | 2 | 1 | 2 | 3 |  | 1 | 1
|  |  |  | Base case | 1 | #
|  |  |  | Input changes | 8 | input changes | Source / comments
MODEL RUN SCENARIOS
|  |  |  | Store results when solved? | 0 | 1 = yes, 0 = no
|  |  |  | Debt sizing method | DSCR | method |  | vw | DSCR
|  |  |  | Target leverage | 75% | % |  | vw | 75%
|  |  |  | Debt sizing to be done on | P90 | # |  | vw | P90
|  |  |  | IRR / tariff to be optimised on | P50 | # |  | vw | P50
|  |  |  | Case to solve debt on | 1 | # |  | vw | 1 |  |  |  | 1 | 1
|  |  |  | Sensitivity switch | 0 | 0= Off, 1=On
|  |  |  | Solve for tariff vs IRR (hold tariff constant) - input switch | 0 | 1 = Solve tariff for target IRR, 0 = Solve IRR (for a given tariff) |  | vw | 0 |  |  |  | 0 | 0
|  |  |  | Debt size - calculated vs hardcoded - input switch | 0 | 1 = calculated , 0 = hold debt size unchanged |  | tu | 1 |  |  |  | 0 | 0
|  |  |  | Debt repayment profiles - calculated vs hardcoded - input switch | 0 | 1 = calculated , 0 = hold rpmt profiles unchanged |  | tu | 1 |  |  |  | 0 | 0
|  |  |  | Equity size - calculated vs hardcoded - input switch | 0 | 1 = calculated , 0 = constant |  | tu | 1 |  |  |  | 0 | 0
|  |  |  | Solve for tariff vs IRR (hold tariff constant) - sensitized | 0 | 1 = Solve tariff for target IRR, 0 = Solve IRR (for a given tariff) |  | 0
|  |  |  | Debt size - calculated vs hardcoded - sensitized | 0 | 1 = calculated , 0 = hold debt size unchanged |  | 0
|  |  |  | Debt repayment profiles - calculated vs hardcoded - sensitized | 0 | 1 = calculated , 0 = hold rpmt profiles unchanged |  | 0
|  |  |  | Compounding rate for IRR purposes | 12% | % p.a. |  | vw | 12%
|  |  |  | IRR type | 1 | 0=normal, 1=discounting, 2=compounding
|  |  |  | Yearfrac type | 3 | 1=act/act, 2= act/360, 3=act/365
|  |  |  | Discount rate for termination calculation (Schedule 17) | 15% | % p.a. |  | vw | 15%
|  |  |  | Use input target DSCR for debt sculpting under leverage debt sizing? | 0 | 1 = yes, 0 = no |  | vw | 0
|  |  |  | Tranche 1 name | ADB |  |  | vw | ADB
|  |  |  | Tranche 2 name | EBRD |  |  | vw | EBRD
|  |  |  | Tranche 3 name | AIIB |  |  | vw | AIIB
|  |  |  | Tranche 4 name | EIB |  |  | vw | EIB
|  |  |  | Profile selection switch | 1 | 1= Jizzakh, 2= Case 2, 3= Case 3 |  | vw | 1
MODEL TIME LINE
|  |  |  | Financial close date | 2023-03-31 | date |  | vw | 2023-03-31
|  |  |  | Delay in FC and COD | 1.5 | months |  | vw | 1.5
|  |  |  | Length of construction period | 27 | months |  | vw | 27
|  |  |  | First operational date | 2025-07-01 | date |  |  | 2025-07-01
|  |  |  | PPA / model year end month number | 6 | month # |  |  | 6
|  |  |  | First date of annual time line | 2021-07-01 | date
|  |  |  | First date of semi annual time line | 2021-07-01 | date
|  |  |  | First date of monthly time line | 2021-07-01 | date
|  |  |  | Number of Development months in construction | 11 | months |  | vw | 11
|  |  |  | Number of months in modelling period | 6 | months |  | vw | 6
|  |  |  | Length of PPA | 30 | years |  | vw | 30
|  |  |  | Additional operation years post PPA | 0 | years |  | vw | 0
|  |  |  | % reduction in tariff during extension period | 0% | % |  | 0
|  |  |  | End of first semi annual period | 12 | month # |  |  | 12
|  |  |  | End of second semi annual period | 6 | month # |  |  | 6
EXCHANGE RATE & ESCALATION
Exchange rate forecasts - Inputs
|  |  |  | Exchange rate forecast from FC - Y01 | 11000 | Som / USD |  | vw | 11000
|  |  |  | Exchange rate forecast from FC - Y02 | 0 | Som / USD |  | vw | 0
|  |  |  | Exchange rate forecast from FC - Y03 | 0 | Som / USD |  | vw | 0
|  |  |  | Exchange rate forecast from FC - Y04 | 0 | Som / USD |  | vw | 0
|  |  |  | Exchange rate forecast from FC - Y05 | 0 | Som / USD |  | vw | 0
|  |  |  | Exchange rate forecast from FC - Y06 | 0 | Som / USD |  | vw | 0
|  |  |  | Exchange rate forecast from FC - Y07 | 0 | Som / USD |  | vw | 0
|  |  |  | Exchange rate forecast from FC - Y08 | 0 | Som / USD |  | vw | 0
|  |  |  | Exchange rate forecast from FC - Y09 | 0 | Som / USD |  | vw | 0
|  |  |  | Exchange rate forecast from FC - Y10 | 0 | Som / USD |  | vw | 0
Exchange rate
|  |  |  | Base Exchange rate - sensitivity | 0% | %
|  |  |  | USD to Som exchange rate | 11000 | Som / USD |  | vw | 11000
|  |  |  | USD to Som exchange rate - sensitised | 11000 | Som / USD |  |  | 11000
|  |  |  | Exchange rate calculation basis switch | 3 | 1= inflation based, 2= profile based, 3= hybrid |  |  | 3
|  |  |  | Annual exchange rate movement profile selection | 3 | 1= profile 1, 2= profile 2, 3= profile 3 |  |  | 3
Escalation
|  |  |  | Escalation applicable during construction | 0 | 1= yes, 0 = no |  | vw | 0
|  |  |  | Escalation applicable - Power Plant Energy Charge | 0 | 1= yes, 0 = no |  | vw | 0
|  |  |  | Escalation applicable - Interconnection Facilty Energy Charge | 0 | 1= yes, 0 = no |  | vw | 0
|  |  |  | First inflation adjustment date | 2025-07-01 | date |  | vw | 2025-07-01
|  |  |  | Reference inflation index step up date | 2024-01-01 | date |  | vw | 2024-01-01
PROJECT COSTS
EPC costs - local currency
|  |  |  | PV EPC costs | 0 | Som 000s |  | vw | 0
|  |  |  | [spare 2] | 0 | Som 000s |  | vw | 0
|  |  |  | [spare 3] | 0 | Som 000s |  | vw | 0
|  |  |  | [spare 4] | 0 | Som 000s |  | vw | 0
|  |  |  | [spare 5] | 0 | Som 000s |  | vw | 0
EPC costs - USD
|  |  |  | PV EPC costs | 127767.595 | USD 000s | As per the EPC contract | vw | 127767.595 | [5 empty] | 127767.595 | EPC Cost
|  |  |  | [spare 2] | 0 | USD 000s |  | vw | 0 | [5 empty] | 220 | MW Ac
|  |  |  | [spare 3] | 0 | USD 000s |  | vw | 0 | [5 empty] | 594.248 | GWH
|  |  |  | [spare 4] | 0 | USD 000s |  | vw | 0 | [5 empty] | 275 | MW p
|  |  |  | [spare 5] | 0 | USD 000s |  | vw | 0 | [5 empty] | 464.6094 | Cost/kWp
[15 empty] | 24.67% | DC CF
EPC contingency costs
|  |  |  | EPC spent contingency - % | 0.5% | % | Please note that in addition to spent contingency, the development fee paid to the sponsors (up to 5%), in an event of cost over-run will be contributed by the Sponsors as the amount back as equity to the project. Thus, spent contingency (0.5%) together with unspent contingency (5% in form of development fee repaid back in case of cost overrun) should provide adequate coverage for cost overruns in total. | vw | 0.5%
|  |  |  | EPC premium for IRR | 0 | USD 000s |  | vw | 0
|  |  |  | [Spare] | 0 | USD 000s |  | vw | 0
|  |  |  | [Spare] | 0 | USD 000s |  | vw | 0
Interconnection facilty costs
|  |  |  | Interconnection facilty costs | 11000 | USD 000s | Inclusive in the EPC lumpsum price | vw | 11000
Development and other construction period costs - local currency
|  |  |  | [spare 1] | 0 | Som 000s |  | vw | 0
|  |  |  | [spare 2] | 0 | Som 000s |  | vw | 0
|  |  |  | [spare 3] | 0 | Som 000s |  | vw | 0
|  |  |  | [spare 4] | 0 | Som 000s |  | vw | 0
|  |  |  | [spare 5] | 0 | Som 000s |  | vw | 0
|  |  |  | [spare 6] | 0 | Som 000s |  | vw | 0
|  |  |  | [spare 7] | 0 | Som 000s |  | vw | 0
Development and other construction period costs - USD
|  |  |  | Development cost | 3611.6741 | USD 000s | Backup excel provided | vw | 3611.6741
|  |  |  | Insurance | 525.351 | USD 000s | Backup excel provided | vw | 525.351
|  |  |  | SPV overhead | 1580.9531 | USD 000s | Based on Sponsor's estimates | vw | 1580.9531
|  |  |  | SPV employees | 294.0469 | USD 000s | Based on Sponsor's estimates | vw | 294.0469
|  |  |  | Upfront agency role fees | 15 | USD 000s | Agency proposals | vw | 15
|  |  |  | O&M mobilisation fees | 52.65 | USD 000s | SSA agreements | vw | 52.65
|  |  |  | [spare 7] | 0 | USD 000s |  | 0
Development fee - USD
|  |  |  | Development fee | 8990.0349 | USD 000s | 5% of the project cost as per the mandate letter | vw | 8990.0349
LNTP
|  |  |  | LNTP amount | 0 | USD 000s |  | 0
WORKING CAPITAL PRE-FUNDING
|  |  |  | Pre-fund working capital reserve | 0 | 1 = yes, 0 = no |  | vw | 0
|  |  |  | Working capital pre-funding amount - input | 0 | USD 000s |  | vw | 0
|  |  |  | Working capital pre-funding method | 1 | 1 = input, 2 = calculated |  | vw | 1
FINANCING
Scenario controls
|  |  |  | Use calculated or fixed funding amounts? | 2 | 1 = calculated, 2 = fixed
|  |  |  | Use calculated of fixed repayment profiles? | 2 | 1 = calculated, 2 = fixed
|  |  |  | Minimum equity requirement - Som | 1350000 | Som 000s |  | vw | 1350000
|  |  |  | Share capital early redemption switch | 1 | 1 = allow early redemption; 0 = last pd redemption |  | vw | 1
|  |  |  | Senior debt hedging switch | 0 | 1 = input, 0 = notional based |  | vw | 0
|  |  |  | EBL hedging based on calculated debt | 1 | 1 = input, 0 = notional based |  | vw | 1
|  |  |  | Stub period | 3 | months |  | vw | 3
|  |  |  | Senior debt interest payment frequency - construction | 6 | months |  | vw | 6
Equity bridge loan
|  |  |  | Projectco EBL active | 0 | 1 = active, 0 = inactive |  | vw | 0
|  |  |  | Holdco EBL active | 0 | 1 = active, 0 = inactive |  | vw | 0
|  |  |  | EBL at project or holdco level | 0 | check
|  |  |  | Project Co EBL interest & fee pre-pcod paid vs rolled-up switch | 0 | 0 = paid, 1 = rolled-up |  | vw | 0
|  |  |  | Holdco EBL interest & fee paid vs rolled-up switch - construction | 1 | 0 = paid, 1 = rolled-up |  | vw | 1
|  |  |  | Holdco EBL interest & fee paid vs rolled-up switch - operations | 0 | 0 = paid, 1 = rolled-up |  | vw | 0
|  |  |  | Holdco EBL interest as a project cost | 0 | 1 =yes, 0=no |  | vw | 0
|  |  |  | Masdar share of EBL | 100% | % |  | vw | 100%
|  |  |  | [sponsor 2] share of EBL | 0% | % |  | vw | 0%
|  |  |  | Term of equity bridge beyond PCOD - Masdar | 3.75 | years |  | vw | 3.75
|  |  |  | Term of equity bridge beyond PCOD - [sponsor 2] | 0 | years |  | vw | 0
Project co EBL terms
|  |  |  | % of Project Co EBL hedged | 0% | % |  | vw | 0%
|  |  |  | Equity bridge SOFR based swap rate - construction - Masdar | 0% | % p.a. |  | vw | 0%
|  |  |  | Equity bridge SOFR based swap rate - operations - Masdar | 0% | % p.a. |  | vw | 0%
|  |  |  | Equity bridge swap rate margin - construction - Masdar | 0% | % p.a. |  | vw | 0%
|  |  |  | Equity bridge swap rate margin - operations - Masdar | 0% | % p.a. |  | vw | 0%
|  |  |  | Equity bridge SOFR based swap rate - construction - [sponsor 2] | 0% | % p.a. |  | vw | 0%
|  |  |  | Equity bridge SOFR based swap rate - operations - [sponsor 2] | 0% | % p.a. |  | vw | 0%
|  |  |  | Equity bridge swap rate margin - construction - [sponsor 2] | 0% | % p.a. |  | vw | 0%
|  |  |  | Equity bridge swap rate margin - operations - [sponsor 2] | 0% | % p.a. |  | vw | 0%
|  |  |  | Equity bridge upfront fee - Masdar | 0% | % |  | vw | 0%
|  |  |  | Equity bridge margin - Masdar | 0% | % p.a. |  | vw | 0%
|  |  |  | Equity bridge commitment fee - Masdar | 0% | % of margin |  | vw | 0%
|  |  |  | Equity bridge upfront fee - [sponsor 2] | 0% | % |  | vw | 0%
|  |  |  | Equity bridge margin - [sponsor 2] | 0% | % p.a. |  | vw | 0%
|  |  |  | Equity bridge commitment fee - [sponsor 2] | 0% | % of margin |  | vw | 0%
|  |  |  | Equity bridge day count convention | 360 | days |  | vw | 360
Holdco EBL terms
|  |  |  | Holdco EBL % hedged | 0% | % |  | vw | 0%
|  |  |  | Holdco EBL day count convention | 360 | days |  | vw | 360
|  |  |  | % of equity bridge repaid at end construction? | 0% | % |  | vw | 0%
|  |  |  | Holdco EBL swap rate - construction - Masdar | 0% | % p.a. |  | vw | 0%
|  |  |  | Holdco EBL swap rate - operations - Masdar | 0% | % p.a. |  | vw | 0%
|  |  |  | Holdco EBL swap rate margin - Masdar | 0% | % p.a. |  | vw | 0%
|  |  |  | Holdco EBL swap rate - construction - [Sponsor 2] | 0% | % p.a. |  | vw | 0%
|  |  |  | Holdco EBL swap rate - operations - [Sponsor 2] | 0% | % p.a. |  | vw | 0%
|  |  |  | Holdco EBL swap rate margin - [Sponsor 2] | 0% | % p.a. |  | vw | 0%
|  |  |  | Equity bridge upfront fee - Masdar | 0% | % |  | vw | 0%
|  |  |  | Holdco EBL margin - Masdar | 0% | % p.a. |  | vw | 0%
|  |  |  | Holdco EBL commitment fee - Masdar | 0% | % p.a. |  | vw | 0%
|  |  |  | Equity bridge upfront fee - [sponsor 2] | 0% | % |  | vw | 0%
|  |  |  | Holdco EBL margin - [sponsor 2] | 0% | % p.a. |  | vw | 0%
|  |  |  | Holdco EBL commitment fee - [sponsor 2] | 0% | % p.a. |  | vw | 0%
Senior debt - common terms
Day count convention
|  |  |  | Senior debt day count convention | 360 | days |  | vw | 360
Debt commitment - Upfront fee calc
|  |  |  | ADB debt commitment | 26807.541 | USD 000s |  | vw | 26807.541
|  |  |  | EBRD debt commitment | 35195.24 | USD 000s |  | vw | 35195.24
|  |  |  | AIIB debt commitment | 20664.146 | USD 000s |  | vw | 20664.146
|  |  |  | EIB debt commitment | 20664.146 | USD 000s |  | vw | 20664.146
|  |  |  | Total debt commitment - All tranches | 103331.073 | USD 000s
|  |  |  | Senior debt amount - Base Case - Historic | 102165.7051 | USD 000s
|  |  |  | Debt commitment amount check | 0 | check
Maximum debt size
|  |  |  | ADB maximum debt size | 150000 | USD 000s |  | vw | 150000
|  |  |  | EBRD maximum debt size | 150000 | USD 000s |  | vw | 150000
|  |  |  | AIIB maximum debt size | 150000 | USD 000s |  | vw | 150000
|  |  |  | EIB maximum debt size | 150000 | USD 000s |  | vw | 150000
Maximum debt size as a % of project costs
|  |  |  | ADB maximum % of project costs | 100% | % |  | vw | 100%
|  |  |  | EBRD maximum % of project costs | 100% | % |  | vw | 100%
|  |  |  | AIIB maximum % of project costs | 100% | % |  | vw | 100%
|  |  |  | EIB maximum % of project costs | 100% | % |  | vw | 100%
Debt tranche split
|  |  |  | Debt size - calculated vs hardcoded - sensitized | 0 | 1 = calculated , 0 = hold debt size unchanged
|  |  |  | ADB as % of total senior debt (upto Project costs % cap) | 25.94% | % |  | vw | 25.94%
|  |  |  | EBRD as % of total senior debt (upto Project costs % cap) | 34.06% | % |  | vw | 34.06%
|  |  |  | AIIB as % of total senior debt (upto Project costs % cap) | 20% | % |  | vw | 20%
|  |  |  | EIB as % of total senior debt (upto Project costs % cap) | 20% | % |  | vw | 20%
|  |  |  | ADB as % of total senior debt (upto Project costs % cap) - fixed | 25.94% | %
|  |  |  | EBRD as % of total senior debt (upto Project costs % cap) - fixed | 34.06% | %
|  |  |  | AIIB as % of total senior debt (upto Project costs % cap) - fixed | 20% | %
|  |  |  | EIB as % of total senior debt (upto Project costs % cap) - fixed | 20% | %
|  |  |  | ADB as % of total senior debt (upto Project costs % cap) - active | 25.94% | %
|  |  |  | EBRD as % of total senior debt (upto Project costs % cap) - active | 34.06% | %
|  |  |  | AIIB as % of total senior debt (upto Project costs % cap) - active | 20% | %
|  |  |  | EIB as % of total senior debt (upto Project costs % cap) - active | 20% | %
|  |  |  | Debt size based on tranche split or % of project costs | 0 | 1 = project costs, 0 = tranche split |  | vw | 0
|  |  |  | EIB repayment profile fixed | 1 | 1 = yes, 0 = no |  | vw | 1
Debt drawdown profile
|  |  |  | Debt drawdown based on input leverage | 0 | 1 = yes, 0 = no |  |  | 0
|  |  |  | Leverage used for debt drawdown | 75% | % |  |  | 75%
|  | Required DSCR |  |  |  |  | Target terms
|  |  |  | Required DSCR - Y01 | 1.15 | ratio |  | vw | 1.15
|  |  |  | Required DSCR - Y02 | 1.15 | ratio |  | vw | 1.15
|  |  |  | Required DSCR - Y03 | 1.15 | ratio |  | vw | 1.15
|  |  |  | Required DSCR - Y04 | 1.15 | ratio |  | vw | 1.15
|  |  |  | Required DSCR - Y05 | 1.15 | ratio |  | vw | 1.15
|  |  |  | Required DSCR - Y06 | 1.15 | ratio |  | vw | 1.15
|  |  |  | Required DSCR - Y07 | 1.15 | ratio |  | vw | 1.15
|  |  |  | Required DSCR - Y08 | 1.15 | ratio |  | vw | 1.15
|  |  |  | Required DSCR - Y09 | 1.15 | ratio |  | vw | 1.15
|  |  |  | Required DSCR - Y10 | 1.15 | ratio |  | vw | 1.15
|  |  |  | Required DSCR - Y11 | 1.15 | ratio |  | vw | 1.15
|  |  |  | Required DSCR - Y12 | 1.15 | ratio |  | vw | 1.15
|  |  |  | Required DSCR - Y13 | 1.15 | ratio |  | vw | 1.15
|  |  |  | Required DSCR - Y14 | 1.15 | ratio |  | vw | 1.15
|  |  |  | Required DSCR - Y15 | 1.15 | ratio |  | vw | 1.15
|  |  |  | Required DSCR - Y16 | 1.15 | ratio |  | vw | 1.15
|  |  |  | Required DSCR - Y17 | 1.15 | ratio |  | vw | 1.15
|  |  |  | Required DSCR - Y18 | 1.15 | ratio |  | vw | 1.15
|  |  |  | Required DSCR - Y19 | 1.15 | ratio |  | vw | 1.15
|  |  |  | Required DSCR - Y20 | 1.15 | ratio |  | vw | 1.15
|  |  |  | Required DSCR - Y21 | 1.15 | ratio |  | vw | 1.15
|  |  |  | Required DSCR - Y22 | 1.15 | ratio |  | vw | 1.15
|  |  |  | Required DSCR - Y23 | 1.15 | ratio |  | vw | 1.15
|  |  |  | Required DSCR - Y24 | 1.15 | ratio |  | vw | 1.15
|  |  |  | Required DSCR - Y25 | 1.15 | ratio |  | vw | 1.15
|  |  |  | Required DSCR - Y26 | 0 | ratio |  | vw | 0
|  |  |  | Required DSCR - Y27 | 0 | ratio |  | vw | 0
|  |  |  | Required DSCR - Y28 | 0 | ratio |  | vw | 0
|  |  |  | Required DSCR - Y29 | 0 | ratio |  | vw | 0
|  |  |  | Required DSCR - Y30 | 0 | ratio |  | vw | 0
|  |  |  | Required DSCR - Y31 | 0 | ratio |  | vw | 0
|  |  |  | Required DSCR - Y32 | 0 | ratio |  | vw | 0
|  |  |  | Loan arranger fee | 0% | % |  | vw | 0%
|  |  |  | Include in arranger fee: ADB | 0 | 1 = yes, 0 = no |  | vw | 0
|  |  |  | Include in arranger fee: EBRD | 0 | 1 = yes, 0 = no |  | vw | 0
|  |  |  | Include in arranger fee: AIIB | 0 | 1 = yes, 0 = no |  | vw | 0
|  |  |  | Include in arranger fee: EIB | 0 | 1 = yes, 0 = no |  | vw | 0
|  |  |  | Transaction advisory fee | 2640 | USD 000s | As per the PPA | vw | 2640
|  |  |  | Post-Signing Advisory Fees Amount | 207 | USD 000s | As per PPA amendment letter | vw | 207
ADB
Repayment period
|  |  |  | ADB - door-to-door maturity | 21 | years | ADB termsheet | vw | 21
|  |  |  | End of ADB Loan amortization period | 2044-03-31 | date
|  |  |  | Include SOFR on ADB | 1 | 1 = yes, 0 = no |  | vw | 1
|  |  |  | ADB repayment period - grace period | 6 | months |  | vw | 6
|  |  |  | ADB Loan first repayment date | 2025-12-31 | date
|  |  |  | ADB repayment method | 1 | 1-sculpted; 2-bullet; 3-linear; 4-mortgage |  | vw | 1
Availability period
|  |  |  | ADB margin during availability period | 2.9% | % p.a. | ADB termsheet | vw | 2.9%
|  |  |  | ADB commitment fee | 1% | % p.a. | ADB termsheet | vw | 1%
|  |  |  | ADB upfront fee | 1% | % | ADB termsheet | vw | 1%
ADB margin
Senior debt step up - repayment year
|  |  |  | ADB margin - Year 1 | 2.9% | % p.a. | ADB termsheet | vw | 2.9%
|  |  |  | ADB margin - Year 2 | 2.9% | % p.a. |  | vw | 2.9%
|  |  |  | ADB margin - Year 3 | 2.9% | % p.a. |  | vw | 2.9%
|  |  |  | ADB margin - Year 4 | 2.9% | % p.a. |  | vw | 2.9%
|  |  |  | ADB margin - Year 5 | 2.9% | % p.a. |  | vw | 2.9%
|  |  |  | ADB margin - Year 6 | 2.9% | % p.a. |  | vw | 2.9%
|  |  |  | ADB margin - Year 7 | 2.9% | % p.a. |  | vw | 2.9%
|  |  |  | ADB margin - Year 8 | 2.9% | % p.a. |  | vw | 2.9%
|  |  |  | ADB margin - Year 9 | 2.9% | % p.a. |  | vw | 2.9%
|  |  |  | ADB margin - Year 10 | 2.9% | % p.a. |  | vw | 2.9%
|  |  |  | ADB margin - Year 11 | 2.9% | % p.a. |  | vw | 2.9%
|  |  |  | ADB margin - Year 12 | 2.9% | % p.a. |  | vw | 2.9%
|  |  |  | ADB margin - Year 13 | 2.9% | % p.a. |  | vw | 2.9%
|  |  |  | ADB margin - Year 14 | 2.9% | % p.a. |  | vw | 2.9%
|  |  |  | ADB margin - Year 15 | 2.9% | % p.a. |  | vw | 2.9%
|  |  |  | ADB margin - Year 16 | 2.9% | % p.a. |  | vw | 2.9%
|  |  |  | ADB margin - Year 17 | 2.9% | % p.a. |  | vw | 2.9%
|  |  |  | ADB margin - Year 18 | 2.9% | % p.a. |  | vw | 2.9%
|  |  |  | ADB margin - Year 19 | 2.9% | % p.a. |  | vw | 2.9%
|  |  |  | ADB margin - Year 20 | 2.9% | % p.a. |  | vw | 2.9%
|  |  |  | ADB margin - Year 21 | 2.9% | % p.a. |  | vw | 2.9%
|  |  |  | ADB margin - Year 22 | 2.9% | % p.a. |  | vw | 2.9%
|  |  |  | ADB margin - Year 23 | 2.9% | % p.a. |  | vw | 2.9%
|  |  |  | ADB margin - Year 24 | 2.9% | % p.a. |  | vw | 2.9%
|  |  |  | ADB margin - Year 25 | 2.9% | % p.a. |  | vw | 2.9%
|  |  |  | ADB margin - Year 26 | 0% | % p.a. |  | vw | 0%
|  |  |  | ADB margin - Year 27 | 0% | % p.a. |  | vw | 0%
|  |  |  | ADB margin - Year 28 | 0% | % p.a. |  | vw | 0%
|  |  |  | ADB margin - Year 29 | 0% | % p.a. |  | vw | 0%
|  |  |  | ADB margin - Year 30 | 0% | % p.a. |  | vw | 0%
|  |  |  | ADB margin - Year 31 | 0% | % p.a. |  | vw | 0%
|  |  |  | ADB margin - Year 32 | 0% | % p.a. |  | vw | 0%
|  | ADB hedging |  |  |  |  | ADB termsheet
|  |  |  | % of ADB hedged during availability period | 92% | % |  | vw | 92%
|  |  |  | % of ADB hedged during operations duration 1 | 77% | % |  | vw | 77%
|  |  |  | % of ADB hedged during operations duration 2 | 77% | % |  | vw | 77%
|  |  |  | % of ADB hedged during operations duration 3 | 77% | % |  | vw | 77%
|  |  |  | % of ADB hedged during operations duration 4 | 77% | % |  | vw | 77%
|  |  |  | % of ADB hedged during operations duration 5 | 77% | % |  | vw | 77%
|  |  |  | ADB Loan amortisation duration | 18.75 | years |  |  | 18.75
|  |  |  | ADB hedged % during operations duration 1 | 0 | years |  | vw | 0
|  |  |  | ADB hedged % during operations duration 2 | 0 | years |  | vw | 0
|  |  |  | ADB hedged % during operations duration 3 | 0 | years |  | vw | 0
|  |  |  | ADB hedged % during operations duration 4 | 0 | years |  | vw | 0
|  |  |  | ADB hedged % during operations duration 5 | 18.75 | years |  |  | 18.75
|  |  |  | ADB Swap rate - construction period | 3.228% | % p.a. |  | vw | 3.228%
|  |  |  | ADB Swap rate - operations period | 3.228% | % p.a. |  | vw | 3.228%
|  |  |  | ADB Swap rate credit margin | 0.27% | % p.a. | Lender terms | vw | 0.27%
EBRD
Repayment period
|  |  |  | EBRD amortization period - door-to-door maturity | 21 | years |  | vw | 21
|  |  |  | End of EBRD amortization period | 2044-03-31 | date
|  |  |  | Include SOFR on EBRD | 1 | 1 = yes, 0 = no |  | vw | 1
|  |  |  | EBRD repayment period - grace period | 6 | months |  | vw | 6
|  |  |  | EBRD first repayment date | 2025-12-31 | date
|  |  |  | EBRD repayment method | 1 | 1-sculpted; 2-bullet; 3-linear; 4-mortgage |  | vw | 1
Availability period
|  |  |  | EBRD margin during availability period | 2.9% | % p.a. |  | vw | 2.9%
|  |  |  | EBRD commitment fee | 1% | % p.a. |  | vw | 1%
|  |  |  | EBRD upfront fee | 1% | % |  | vw | 1%
EBRD margin
Senior debt step up - repayment year
|  |  |  | EBRD margin - Year 1 | 2.9% | % p.a. |  | vw | 2.9%
|  |  |  | EBRD margin - Year 2 | 2.9% | % p.a. |  | vw | 2.9%
|  |  |  | EBRD margin - Year 3 | 2.9% | % p.a. |  | vw | 2.9%
|  |  |  | EBRD margin - Year 4 | 2.9% | % p.a. |  | vw | 2.9%
|  |  |  | EBRD margin - Year 5 | 2.9% | % p.a. |  | vw | 2.9%
|  |  |  | EBRD margin - Year 6 | 2.9% | % p.a. |  | vw | 2.9%
|  |  |  | EBRD margin - Year 7 | 2.9% | % p.a. |  | vw | 2.9%
|  |  |  | EBRD margin - Year 8 | 2.9% | % p.a. |  | vw | 2.9%
|  |  |  | EBRD margin - Year 9 | 2.9% | % p.a. |  | vw | 2.9%
|  |  |  | EBRD margin - Year 10 | 2.9% | % p.a. |  | vw | 2.9%
|  |  |  | EBRD margin - Year 11 | 2.9% | % p.a. |  | vw | 2.9%
|  |  |  | EBRD margin - Year 12 | 2.9% | % p.a. |  | vw | 2.9%
|  |  |  | EBRD margin - Year 13 | 2.9% | % p.a. |  | vw | 2.9%
|  |  |  | EBRD margin - Year 14 | 2.9% | % p.a. |  | vw | 2.9%
|  |  |  | EBRD margin - Year 15 | 2.9% | % p.a. |  | vw | 2.9%
|  |  |  | EBRD margin - Year 16 | 2.9% | % p.a. |  | vw | 2.9%
|  |  |  | EBRD margin - Year 17 | 2.9% | % p.a. |  | vw | 2.9%
|  |  |  | EBRD margin - Year 18 | 2.9% | % p.a. |  | vw | 2.9%
|  |  |  | EBRD margin - Year 19 | 2.9% | % p.a. |  | vw | 2.9%
|  |  |  | EBRD margin - Year 20 | 2.9% | % p.a. |  | vw | 2.9%
|  |  |  | EBRD margin - Year 21 | 2.9% | % p.a. |  | vw | 2.9%
|  |  |  | EBRD margin - Year 22 | 2.9% | % p.a. |  | vw | 2.9%
|  |  |  | EBRD margin - Year 23 | 2.9% | % p.a. |  | vw | 2.9%
|  |  |  | EBRD margin - Year 24 | 2.9% | % p.a. |  | vw | 2.9%
|  |  |  | EBRD margin - Year 25 | 2.9% | % p.a. |  | vw | 2.9%
|  |  |  | EBRD margin - Year 26 | 0% | % p.a. |  | vw | 0%
|  |  |  | EBRD margin - Year 27 | 0% | % p.a. |  | vw | 0%
|  |  |  | EBRD margin - Year 28 | 0% | % p.a. |  | vw | 0%
|  |  |  | EBRD margin - Year 29 | 0% | % p.a. |  | vw | 0%
|  |  |  | EBRD margin - Year 30 | 0% | % p.a. |  | vw | 0%
|  |  |  | EBRD margin - Year 31 | 0% | % p.a. |  | vw | 0%
|  |  |  | EBRD margin - Year 32 | 0% | % p.a. |  | vw | 0%
EBRD hedging
|  |  |  | % of EBRD hedged during availability period | 92% | % |  | vw | 92%
|  |  |  | % of EBRD hedged during operations duration 1 | 77% | % |  | vw | 77%
|  |  |  | % of EBRD hedged during operations duration 2 | 77% | % |  | vw | 77%
|  |  |  | % of EBRD hedged during operations duration 3 | 77% | % |  | vw | 77%
|  |  |  | % of EBRD hedged during operations duration 4 | 77% | % |  | vw | 77%
|  |  |  | % of EBRD hedged during operations duration 5 | 77% | % |  | vw | 77%
|  |  |  | EBRD amortisation duration | 18.75 | years |  |  | 18.75
|  |  |  | EBRD hedged % during operations duration 1 | 0 | years |  | vw | 0
|  |  |  | EBRD hedged % during operations duration 2 | 0 | years |  | vw | 0
|  |  |  | EBRD hedged % during operations duration 3 | 0 | years |  | vw | 0
|  |  |  | EBRD hedged % during operations duration 4 | 0 | years |  | vw | 0
|  |  |  | EBRD hedged % during operations duration 5 | 18.75 | years |  |  | 18.75
|  |  |  | EBRD Swap rate - construction period | 3.228% | % p.a. |  | vw | 3.228%
|  |  |  | EBRD Swap rate - operations period | 3.228% | % p.a. |  | vw | 3.228%
|  |  |  | EBRD Swap rate credit margin | 0.27% | % p.a. | Lender terms | vw | 0.27%
AIIB
Repayment period
|  |  |  | AIIB amortization period - door-to-door maturity | 21 | years |  | vw | 21
|  |  |  | End of AIIB amortization period | 2044-03-31 | date
|  |  |  | Include SOFR on AIIB | 1 | 1 = yes, 0 = no |  | vw | 1
|  |  |  | AIIB repayment period - grace period | 6 | months |  | vw | 6
|  |  |  | AIIB first repayment date | 2025-12-31 | date
|  |  |  | AIIB repayment method | 1 | 1-sculpted; 2-bullet; 3-linear; 4-mortgage |  | vw | 1
Availability period
|  |  |  | AIIB margin during availability period | 2.9% | % p.a. |  | vw | 2.9%
|  |  |  | AIIB commitment fee | 1% | % p.a. |  | vw | 1%
|  |  |  | AIIB upfront fee | 1% | % |  | vw | 1%
AIIB margin
Senior debt step up - repayment year
|  |  |  | AIIB margin - Year 1 | 2.9% | % p.a. |  | vw | 2.9%
|  |  |  | AIIB margin - Year 2 | 2.9% | % p.a. |  | vw | 2.9%
|  |  |  | AIIB margin - Year 3 | 2.9% | % p.a. |  | vw | 2.9%
|  |  |  | AIIB margin - Year 4 | 2.9% | % p.a. |  | vw | 2.9%
|  |  |  | AIIB margin - Year 5 | 2.9% | % p.a. |  | vw | 2.9%
|  |  |  | AIIB margin - Year 6 | 2.9% | % p.a. |  | vw | 2.9%
|  |  |  | AIIB margin - Year 7 | 2.9% | % p.a. |  | vw | 2.9%
|  |  |  | AIIB margin - Year 8 | 2.9% | % p.a. |  | vw | 2.9%
|  |  |  | AIIB margin - Year 9 | 2.9% | % p.a. |  | vw | 2.9%
|  |  |  | AIIB margin - Year 10 | 2.9% | % p.a. |  | vw | 2.9%
|  |  |  | AIIB margin - Year 11 | 2.9% | % p.a. |  | vw | 2.9%
|  |  |  | AIIB margin - Year 12 | 2.9% | % p.a. |  | vw | 2.9%
|  |  |  | AIIB margin - Year 13 | 2.9% | % p.a. |  | vw | 2.9%
|  |  |  | AIIB margin - Year 14 | 2.9% | % p.a. |  | vw | 2.9%
|  |  |  | AIIB margin - Year 15 | 2.9% | % p.a. |  | vw | 2.9%
|  |  |  | AIIB margin - Year 16 | 2.9% | % p.a. |  | vw | 2.9%
|  |  |  | AIIB margin - Year 17 | 2.9% | % p.a. |  | vw | 2.9%
|  |  |  | AIIB margin - Year 18 | 2.9% | % p.a. |  | vw | 2.9%
|  |  |  | AIIB margin - Year 19 | 2.9% | % p.a. |  | vw | 2.9%
|  |  |  | AIIB margin - Year 20 | 2.9% | % p.a. |  | vw | 2.9%
|  |  |  | AIIB margin - Year 21 | 2.9% | % p.a. |  | vw | 2.9%
|  |  |  | AIIB margin - Year 22 | 2.9% | % p.a. |  | vw | 2.9%
|  |  |  | AIIB margin - Year 23 | 2.9% | % p.a. |  | vw | 2.9%
|  |  |  | AIIB margin - Year 24 | 2.9% | % p.a. |  | vw | 2.9%
|  |  |  | AIIB margin - Year 25 | 2.9% | % p.a. |  | vw | 2.9%
|  |  |  | AIIB margin - Year 26 | 0% | % p.a. |  | vw | 0%
|  |  |  | AIIB margin - Year 27 | 0% | % p.a. |  | vw | 0%
|  |  |  | AIIB margin - Year 28 | 0% | % p.a. |  | vw | 0%
|  |  |  | AIIB margin - Year 29 | 0% | % p.a. |  | vw | 0%
|  |  |  | AIIB margin - Year 30 | 0% | % p.a. |  | vw | 0%
|  |  |  | AIIB margin - Year 31 | 0% | % p.a. |  | vw | 0%
|  |  |  | AIIB margin - Year 32 | 0% | % p.a. |  | vw | 0%
AIIB hedging
|  |  |  | % of AIIB hedged during availability period | 92% | % |  | vw | 92%
|  |  |  | % of AIIB hedged during operations duration 1 | 77% | % |  | vw | 77%
|  |  |  | % of AIIB hedged during operations duration 2 | 77% | % |  | vw | 77%
|  |  |  | % of AIIB hedged during operations duration 3 | 77% | % |  | vw | 77%
|  |  |  | % of AIIB hedged during operations duration 4 | 77% | % |  | vw | 77%
|  |  |  | % of AIIB hedged during operations duration 5 | 77% | % |  | vw | 77%
|  |  |  | AIIB amortisation duration | 18.75 | years |  |  | 18.75
|  |  |  | AIIB hedged % during operations duration 1 | 0 | years |  | vw | 0
|  |  |  | AIIB hedged % during operations duration 2 | 0 | years |  | vw | 0
|  |  |  | AIIB hedged % during operations duration 3 | 0 | years |  | vw | 0
|  |  |  | AIIB hedged % during operations duration 4 | 0 | years |  | vw | 0
|  |  |  | AIIB hedged % during operations duration 5 | 18.75 | years |  | vw | 18.75
|  |  |  | AIIB Swap rate - construction period | 3.228% | % p.a. |  | vw | 3.228%
|  |  |  | AIIB Swap rate - operations period | 3.228% | % p.a. |  | vw | 3.228%
|  |  |  | AIIB Swap rate credit margin | 0.27% | % p.a. | Lender terms | vw | 0.27%
EIB
Repayment period
|  |  |  | EIB amortization period - door-to-door maturity | 21 | years |  | vw | 21
|  |  |  | End of EIB amortization period | 2044-03-31 | date
|  |  |  | Include SOFR on EIB | 1 | 1 = yes, 0 = no |  | vw | 1
|  |  |  | EIB repayment period - grace period | 6 | months |  | vw | 6
|  |  |  | EIB first repayment date | 2025-12-31 | date
|  |  |  | EIB repayment method | 1 | 1-sculpted; 2-bullet; 3-linear; 4-mortgage |  | vw | 1
Availability period
|  |  |  | EIB margin during availability period | 2.45% | % p.a. |  | vw | 2.45%
|  |  |  | EIB commitment fee | 1% | % p.a. |  | vw | 1%
|  |  |  | EIB upfront fee | 1% | % |  | vw | 1%
EIB margin
Senior debt step up - repayment year
|  |  |  | EIB margin - Year 1 | 2.45% | % p.a. |  | vw | 2.45%
|  |  |  | EIB margin - Year 2 | 2.45% | % p.a. |  | vw | 2.45%
|  |  |  | EIB margin - Year 3 | 2.45% | % p.a. |  | vw | 2.45%
|  |  |  | EIB margin - Year 4 | 2.45% | % p.a. |  | vw | 2.45%
|  |  |  | EIB margin - Year 5 | 2.45% | % p.a. |  | vw | 2.45%
|  |  |  | EIB margin - Year 6 | 2.45% | % p.a. |  | vw | 2.45%
|  |  |  | EIB margin - Year 7 | 2.45% | % p.a. |  | vw | 2.45%
|  |  |  | EIB margin - Year 8 | 2.45% | % p.a. |  | vw | 2.45%
|  |  |  | EIB margin - Year 9 | 2.45% | % p.a. |  | vw | 2.45%
|  |  |  | EIB margin - Year 10 | 2.45% | % p.a. |  | vw | 2.45%
|  |  |  | EIB margin - Year 11 | 2.45% | % p.a. |  | vw | 2.45%
|  |  |  | EIB margin - Year 12 | 2.45% | % p.a. |  | vw | 2.45%
|  |  |  | EIB margin - Year 13 | 2.45% | % p.a. |  | vw | 2.45%
|  |  |  | EIB margin - Year 14 | 2.45% | % p.a. |  | vw | 2.45%
|  |  |  | EIB margin - Year 15 | 2.45% | % p.a. |  | vw | 2.45%
|  |  |  | EIB margin - Year 16 | 2.45% | % p.a. |  | vw | 2.45%
|  |  |  | EIB margin - Year 17 | 2.45% | % p.a. |  | vw | 2.45%
|  |  |  | EIB margin - Year 18 | 2.45% | % p.a. |  | vw | 2.45%
|  |  |  | EIB margin - Year 19 | 2.45% | % p.a. |  | vw | 2.45%
|  |  |  | EIB margin - Year 20 | 2.45% | % p.a. |  | vw | 2.45%
|  |  |  | EIB margin - Year 21 | 2.45% | % p.a. |  | vw | 2.45%
|  |  |  | EIB margin - Year 22 | 2.45% | % p.a. |  | vw | 2.45%
|  |  |  | EIB margin - Year 23 | 2.45% | % p.a. |  | vw | 2.45%
|  |  |  | EIB margin - Year 24 | 2.45% | % p.a. |  | vw | 2.45%
|  |  |  | EIB margin - Year 25 | 2.45% | % p.a. |  | vw | 2.45%
|  |  |  | EIB margin - Year 26 | 0% | % p.a. |  | vw | 0%
|  |  |  | EIB margin - Year 27 | 0% | % p.a. |  | vw | 0%
|  |  |  | EIB margin - Year 28 | 0% | % p.a. |  | vw | 0%
|  |  |  | EIB margin - Year 29 | 0% | % p.a. |  | vw | 0%
|  |  |  | EIB margin - Year 30 | 0% | % p.a. |  | vw | 0%
|  |  |  | EIB margin - Year 31 | 0% | % p.a. |  | vw | 0%
|  |  |  | EIB margin - Year 32 | 0% | % p.a. |  | vw | 0%
EIB hedging
|  |  |  | % of EIBhedged during availability period | 92% | % |  | vw | 92%
|  |  |  | % of EIBhedged during operations duration 1 | 77% | % |  | vw | 77%
|  |  |  | % of EIBhedged during operations duration 2 | 77% | % |  | vw | 77%
|  |  |  | % of EIBhedged during operations duration 3 | 77% | % |  | vw | 77%
|  |  |  | % of EIBhedged during operations duration 4 | 77% | % |  | vw | 77%
|  |  |  | % of EIBhedged during operations duration 5 | 77% | % |  | vw | 77%
|  |  |  | EIB amortisation duration | 18.75 | years |  |  | 18.75
|  |  |  | EIB hedged % during operations duration 1 | 0 | years |  | vw | 0
|  |  |  | EIB hedged % during operations duration 2 | 0 | years |  | vw | 0
|  |  |  | EIB hedged % during operations duration 3 | 0 | years |  | vw | 0
|  |  |  | EIB hedged % during operations duration 4 | 0 | years |  | vw | 0
|  |  |  | EIB hedged % during operations duration 5 | 18.75 | years |  | vw | 18.75
|  |  |  | EIB Swap rate - construction period | 3.228% | % p.a. |  | vw | 3.228%
|  |  |  | EIB Swap rate - operations period | 3.228% | % p.a. |  | vw | 3.228%
|  |  |  | EIB Swap rate credit margin | 0.27% | % p.a. | Lender terms | vw | 0.27%
GB Refi Tranche
|  |  |  | Refinancing active | 0 | 1 = yes, 0 = no |  | vw | 0
|  |  |  | GB Refi drawdown date | 0 | date |  | vw | 0
|  |  |  | GB Refi debt service start date | 0 | date
Repayment period
|  |  |  | GB Refi tranche amortization period - door-to-door maturity | 0 | years |  | vw | 0
|  |  |  | GB Refi debt repayment period - grace period | 0 | months |  | vw | 0
|  |  |  | GB Refi tranche upfront fee | 0% | % |  | vw | 0%
|  |  |  | Agent bank fee - GB Refi debt | 0 | USD 000s p.a. |  | vw | 0%
GB Refi tranche margin
Senior debt step up - repayment year
|  |  |  | GB Refi tranche margin - Refi Year 1 | 0% | % p.a. |  | vw | 0%
|  |  |  | GB Refi tranche margin - Refi Year 2 | 0% | % p.a. |  | vw | 0%
|  |  |  | GB Refi tranche margin - Refi Year 3 | 0% | % p.a. |  | vw | 0%
|  |  |  | GB Refi tranche margin - Refi Year 4 | 0% | % p.a. |  | vw | 0%
|  |  |  | GB Refi tranche margin - Refi Year 5 | 0% | % p.a. |  | vw | 0%
|  |  |  | GB Refi tranche margin - Refi Year 6 | 0% | % p.a. |  | vw | 0%
|  |  |  | GB Refi tranche margin - Refi Year 7 | 0% | % p.a. |  | vw | 0%
|  |  |  | GB Refi tranche margin - Refi Year 8 | 0% | % p.a. |  | vw | 0%
|  |  |  | GB Refi tranche margin - Refi Year 9 | 0% | % p.a. |  | vw | 0%
|  |  |  | GB Refi tranche margin - Refi Year 10 | 0% | % p.a. |  | vw | 0%
|  |  |  | GB Refi tranche margin - Refi Year 11 | 0% | % p.a. |  | vw | 0%
|  |  |  | GB Refi tranche margin - Refi Year 12 | 0% | % p.a. |  | vw | 0%
|  |  |  | GB Refi tranche margin - Refi Year 13 | 0% | % p.a. |  | vw | 0%
|  |  |  | GB Refi tranche margin - Refi Year 14 | 0% | % p.a. |  | vw | 0%
|  |  |  | GB Refi tranche margin - Refi Year 15 | 0% | % p.a. |  | vw | 0%
|  |  |  | GB Refi tranche margin - Refi Year 16 | 0% | % p.a. |  | vw | 0%
|  |  |  | GB Refi tranche margin - Refi Year 17 | 0% | % p.a. |  | vw | 0%
|  |  |  | GB Refi tranche margin - Refi Year 18 | 0% | % p.a. |  | vw | 0%
|  |  |  | GB Refi tranche margin - Refi Year 19 | 0% | % p.a. |  | vw | 0%
|  |  |  | GB Refi tranche margin - Refi Year 20 | 0% | % p.a. |  | vw | 0%
|  |  |  | GB Refi tranche margin - Refi Year 21 | 0% | % p.a. |  | vw | 0%
|  |  |  | GB Refi tranche margin - Refi Year 22 | 0% | % p.a. |  | vw | 0%
|  |  |  | GB Refi tranche margin - Refi Year 23 | 0% | % p.a. |  | vw | 0%
|  |  |  | GB Refi tranche margin - Refi Year 24 | 0% | % p.a. |  | vw | 0%
|  |  |  | GB Refi tranche margin - Refi Year 25 | 0% | % p.a. |  | vw | 0%
|  |  |  | GB Refi tranche margin - Refi Year 26 | 0% | % p.a. |  | vw | 0%
|  |  |  | GB Refi tranche margin - Refi Year 27 | 0% | % p.a. |  | vw | 0%
|  |  |  | GB Refi tranche margin - Refi Year 28 | 0% | % p.a. |  | vw | 0%
|  |  |  | GB Refi tranche margin - Refi Year 29 | 0% | % p.a. |  | vw | 0%
|  |  |  | GB Refi tranche margin - Refi Year 30 | 0% | % p.a. |  | vw | 0%
|  |  |  | GB Refi tranche margin - Refi Year 31 | 0% | % p.a. |  | vw | 0%
|  |  |  | GB Refi tranche margin - Refi Year 32 | 0% | % p.a. |  | vw | 0%
GB Refi tranche hedging
|  |  |  | % of GB Refi tranche hedged during operations duration 1 | 0% | % |  | vw | 0%
|  |  |  | % of GB Refi tranche hedged during operations duration 2 | 0% | % |  | vw | 0%
|  |  |  | % of GB Refi tranche hedged during operations duration 3 | 0% | % |  | vw | 0%
|  |  |  | % of GB Refi tranche hedged during operations duration 4 | 0% | % |  | vw | 0%
|  |  |  | % of GB Refi tranche hedged during operations duration 5 | 0% | % |  | vw | 0%
|  |  |  | GB Refi tranche amortisation duration | 0 | years |  | 0
|  |  |  | GB Refi tranche hedged % during operations duration 1 | 0 | years |  | vw | 0%
|  |  |  | GB Refi tranche hedged % during operations duration 2 | 0 | years |  | vw | 0%
|  |  |  | GB Refi tranche hedged % during operations duration 3 | 0 | years |  | vw | 0%
|  |  |  | GB Refi tranche hedged % during operations duration 4 | 0 | years |  | vw | 0%
|  |  |  | GB Refi tranche hedged % during operations duration 5 | 0 | years |  | vw | 0%
|  |  |  | GB Refi tranche Swap rate - operations period | 0% | % p.a. |  | vw | 0%
|  |  |  | GB Refi tranche Swap rate credit margin | 0% | % p.a. |  | vw | 0%
Required DSCR for GB Refi
|  |  |  | Required DSCR for GB Refi - Y01 | 0 | ratio |  | 0
|  |  |  | Required DSCR for GB Refi - Y02 | 0 | ratio |  | 0
|  |  |  | Required DSCR for GB Refi - Y03 | 0 | ratio |  | 0
|  |  |  | Required DSCR for GB Refi - Y04 | 0 | ratio |  | 0
|  |  |  | Required DSCR for GB Refi - Y05 | 0 | ratio |  | 0
|  |  |  | Required DSCR for GB Refi - Y06 | 0 | ratio |  | 0
|  |  |  | Required DSCR for GB Refi - Y07 | 0 | ratio |  | 0
|  |  |  | Required DSCR for GB Refi - Y08 | 0 | ratio |  | 0
|  |  |  | Required DSCR for GB Refi - Y09 | 0 | ratio |  | 0
|  |  |  | Required DSCR for GB Refi - Y10 | 0 | ratio |  | 0
|  |  |  | Required DSCR for GB Refi - Y11 | 0 | ratio |  | 0
|  |  |  | Required DSCR for GB Refi - Y12 | 0 | ratio |  | 0
|  |  |  | Required DSCR for GB Refi - Y13 | 0 | ratio |  | 0
|  |  |  | Required DSCR for GB Refi - Y14 | 0 | ratio |  | 0
|  |  |  | Required DSCR for GB Refi - Y15 | 0 | ratio |  | 0
|  |  |  | Required DSCR for GB Refi - Y16 | 0 | ratio |  | 0
|  |  |  | Required DSCR for GB Refi - Y17 | 0 | ratio |  | 0
|  |  |  | Required DSCR for GB Refi - Y18 | 0 | ratio |  | 0
|  |  |  | Required DSCR for GB Refi - Y19 | 0 | ratio |  | 0
|  |  |  | Required DSCR for GB Refi - Y20 | 0 | ratio |  | 0
|  |  |  | Required DSCR for GB Refi - Y21 | 0 | ratio |  | 0
|  |  |  | Required DSCR for GB Refi - Y22 | 0 | ratio |  | 0
|  |  |  | Required DSCR for GB Refi - Y23 | 0 | ratio |  | 0
|  |  |  | Required DSCR for GB Refi - Y24 | 0 | ratio |  | 0
|  |  |  | Required DSCR for GB Refi - Y25 | 0 | ratio |  | 0
|  |  |  | Required DSCR for GB Refi - Y26 | 0 | ratio |  | 0
|  |  |  | Required DSCR for GB Refi - Y27 | 0 | ratio |  | 0
|  |  |  | Required DSCR for GB Refi - Y28 | 0 | ratio |  | 0
|  |  |  | Required DSCR for GB Refi - Y29 | 0 | ratio |  | 0
|  |  |  | Required DSCR for GB Refi - Y30 | 0 | ratio |  | 0
|  |  |  | Required DSCR for GB Refi - Y31 | 0 | ratio |  | 0
|  |  |  | Required DSCR for GB Refi - Y32 | 0 | ratio |  | 0
Standby debt
|  |  |  | Standby debt commitment amount | 0 | USD 000s |  | vw | 0
|  |  |  | Standby debt commitment fee | 0% | % p.a. |  | vw | 0%
|  |  |  | Standby debt upfront fee | 0% | % |  | vw | 0%
Agent bank fee
|  |  |  | Indexation on agent bank fee - construction | 0 | 1 = yes, 0 = no |  | vw | 0
|  |  |  | Security trustee and account bank fee - construction | 15 | USD 000s p.a. | As per Mandate letters | vw | 15
|  |  |  | ADB fee - construction | 55 | USD 000s p.a. |  | vw | 55
|  |  |  | EBRD fee - construction | 0 | USD 000s p.a. |  | vw | 0
|  |  |  | AIIB fee - construction | 0 | USD 000s p.a. |  | vw | 0
|  |  |  | EIB fee - construction | 0 | USD 000s p.a. |  | vw | 0
|  |  |  | Agent bank fee during construction | 70 | USD 000s p.a. |  |  | 70
|  |  |  | Indexation on agent bank fee - operations | 0 | 1 = yes, 0 = no |  | vw | 0
|  |  |  | Security trustee and account bank fee - operations | 15 | USD 000s p.a. | As per Mandate letters | vw | 15
|  |  |  | ADB fee - operations | 45 | USD 000s p.a. |  | vw | 45
|  |  |  | EBRD fee - operations | 0 | USD 000s p.a. |  | vw | 0
|  |  |  | AIIB fee - operations | 0 | USD 000s p.a. |  | vw | 0
|  |  |  | EIB fee - operations | 0 | USD 000s p.a. |  | vw | 0
|  |  |  | Agent bank fee during operations | 60 | USD 000s p.a. |  |  | 60
DSRA
|  |  |  | DSRA target balance method | 2 | 1 = 6m, 2 = % of 12m | ADB termsheet | vw | 2
|  |  |  | Cash pre-funding of DSRA | 1 | 1 = yes, 0 = no | Sponsor assumption | vw | 1
|  |  |  | DSRA cash or LC funded | 2 | 1 = cash, 2 = LC | Sponsor assumption | vw | 2
|  |  |  | DSRA target balance - % of 12 month debt service | 100% | % | ADB termsheet | vw | 100%
|  |  |  | Include DSRA balance in LLCR | 1 | 1 = yes, 0 = no |  | vw | 1
CASHSWEEP
|  |  |  | Cashsweep functionality active | 1 | 1 = yes, 0 = no | Target terms | tu | 0 |  |  |  | 1 | 1
|  |  |  | Cashsweep based on P50 or P90 | 2 | 1 = P50, 2 = P90 | Target terms | vw | 2 |  |  |  | 2 | 2
|  |  |  | Cashsweep start date | 2028-12-31 | date | Target terms | tu | 0% |  |  |  | 2028-12-31 | 2028-12-31
|  |  |  | First cashsweep # of years | 3 | years | Target terms | tu | 0 |  |  |  | 3 | 3
|  |  |  | First cashsweep % | 50% | % | Target terms | tu | 0% |  |  |  | 50% | 50%
|  |  |  | Second cashsweep % | 85% | % | Target terms | tu | 0% |  |  |  | 85% | 85%
|  |  |  | Bullet based debt sizing | 1 | 1 = yes, 0 = no | ADB termsheet | vw | 1 |  |  |  | 1 | 1
|  |  |  | Bullet repayment % | 12.5% | % | ADB termsheet | vw | 12.5% |  |  |  | 12.5% | 12.5%
MMRA
|  |  |  | MMRA pre-funding amount | 0 | USD 000s |  | vw | 0
MMRA target balance build-up - % of costs
|  |  |  | Year n - half year 1 | 0% | % |  | vw | 0%
|  |  |  | Year n - half year 2 | 0% | % |  | vw | 0%
|  |  |  | Year n + 1 - half year 1 | 0% | % |  | vw | 0%
|  |  |  | Year n + 1 - half year 2 | 0% | % |  | vw | 0%
|  |  |  | Year n + 2 - half year 1 | 0% | % |  | vw | 0%
|  |  |  | Year n + 2 - half year 2 | 0% | % |  | vw | 0%
|  |  |  | Year n + 3 - half year 1 | 0% | % |  | vw | 0%
|  |  |  | Year n + 3 - half year 2 | 0% | % |  | vw | 0%
|  |  |  | Year n + 4 - half year 1 | 0% | % |  | vw | 0%
|  |  |  | Year n + 4 - half year 2 | 0% | % |  | vw | 0%
|  |  |  | Year n + 5 - half year 1 | 0% | % |  | vw | 0%
|  |  |  | Year n + 5 - half year 2 | 0% | % |  | vw | 0%
|  |  |  | Year n + 6 - half year 1 | 0% | % |  | vw | 0%
|  |  |  | Year n + 6 - half year 2 | 0% | % |  | vw | 0%
|  |  |  | Year n + 7 - half year 1 | 0% | % |  | vw | 0%
|  |  |  | Year n + 7 - half year 2 | 0% | % |  | vw | 0%
|  |  |  | Year n + 8 - half year 1 | 0% | % |  | vw | 0%
|  |  |  | Year n + 8 - half year 2 | 0% | % |  | vw | 0%
|  |  |  | Year n + 9 - half year 1 | 0% | % |  | vw | 0%
|  |  |  | Year n + 9 - half year 2 | 0% | % |  | vw | 0%
Shareholder loan
|  |  |  | Shareholder loan annual interest rate | 5% | % p.a. | Sponsor assumption | vw | 5%
|  |  |  | Shareholder loan repayment - tail duration from PPA end | 0 | years |  | vw | 0
Share capital
|  |  |  | Equity drawdown scenario switch | 1 | 1 = upfront; 0 = pro-rata |  | vw | 1
|  |  |  | Higher upfront equity injection pro-rata scenario switch | 0 | 1 = yes; 0 = no |  |  | 0
|  |  |  | Higher upfront equity injection duration - pro-rata scenario | 0 | periods incl. FC |  |  | 0
|  |  |  | Higher upfront equity injection % of project costs - pro-rata scenario | 0% | % |  |  | 0%
|  |  |  | Share of equity drawdown as shareholder loan | 75% | % | Sponsor assumption | vw | 75%
|  |  |  | Share of equity drawdown as share capital | 25% | % | Sponsor assumption |  | 25%
|  |  |  | Masdar equity ownership | 100% | % |  | vw | 100%
|  |  |  | [sponsor 2] equity ownership | 0% | % |  | vw | 0%
|  |  |  | [sponsor 3] equity ownership | 0% | % |  | vw | 0%
|  |  |  | Masdar share of fee premium % | 100% | % |  | vw | 100%
|  |  |  | Masdar share of [Spare] % | 0% | % |  | vw | 0%
|  |  |  | Masdar share of [Spare] % | 0% | % |  | vw | 0%
|  |  |  | Masdar share of LNTP cashflows % | 0% | % |  | vw | 0%
|  |  |  | Masdar share of EPC premium % | 0% | % |  | vw | 0%
|  |  |  | [sponsor 2] share of development fee % | 0% | % |  | vw | 0%
|  |  |  | [sponsor 2] share of [Spare] % | 0% | % |  | vw | 0%
|  |  |  | [sponsor 2] share of LNTP cashflows % | 0% | % |  | vw | 0%
|  |  |  | [sponsor 2] share of EPC premium % | 0% | % |  | vw | 0%
LETTERS OF CREDIT
Performance bond / development security LC fee
|  |  |  | Performance bond / development security LC fee % | 0.3% | % p.a. | Sponsor assumption | vw | 0.3%
|  |  |  | Performance bond / development security guarantee amount | 20000 | USD 000s | As per the PPA | vw | 20000
|  |  |  | Performance bond / development security requirement post COD | 0 | years from COD |  | vw | 0
Other LC fee
|  |  |  | DSRA LC fee | 0.3% | % p.a. | Sponsor assumption | vw | 0.3%
|  |  |  | Standby equity LC fee | 0% | % p.a. |  | vw | 0%
|  |  |  | Decommissioning / End of Term Bond active | 1 | 1=on, 0=off |  | vw | 1
|  |  |  | Decommissioning / End of term bond LC tenor pre PPA end | 1 | years |  | vw | 1
|  |  |  | Decommisioning / End of Term bond LC guarantee | 22000 | USD 000s | Sponsor assumption as per Samarkand and Jizzakh PPA/ As per the PPA | vw | 22000
|  |  |  | Decommisioning / End of term bond LC fee | 0.3% | % p.a. | Sponsor assumption | vw | 0.3%
GENERATION AND YIELD
Generation capacity
|  |  |  | MW capacity | 220 | MW |  | vw | 220
|  |  |  | Adjustment factor | 100% | % |  | vw | 100%
|  |  |  | Generation capacity | 220 | MW |  |  | 220
|  |  |  | Use calculated uncertainty for p90? | 0 | 1 = yes, 0 = no |  | vw | 0
|  |  |  | Uncertainty | 0% | % |  | vw | 0%
|  |  |  | P90 probability | 10% | %
| P50 net AEP (including degradation and unavailability) | [5 empty] | As per the LTA report
|  |  |  | P50 annual generation - year 0 | 594.248 | GWh |  | vw | 594.248
|  |  |  | P50 annual generation - year 1 | 594.248 | GWh |  | vw | 594.248
|  |  |  | P50 annual generation - year 2 | 593.191 | GWh |  | vw | 593.191
|  |  |  | P50 annual generation - year 3 | 592.122 | GWh |  | vw | 592.122
|  |  |  | P50 annual generation - year 4 | 591.038 | GWh |  | vw | 591.038
|  |  |  | P50 annual generation - year 5 | 589.945 | GWh |  | vw | 589.945
|  |  |  | P50 annual generation - year 6 | 588.842 | GWh |  | vw | 588.842
|  |  |  | P50 annual generation - year 7 | 587.721 | GWh |  | vw | 587.721
|  |  |  | P50 annual generation - year 8 | 586.585 | GWh |  | vw | 586.585
|  |  |  | P50 annual generation - year 9 | 585.44 | GWh |  | vw | 585.44
|  |  |  | P50 annual generation - year 10 | 584.286 | GWh |  | vw | 584.286
|  |  |  | P50 annual generation - year 11 | 583.12 | GWh |  | vw | 583.12
|  |  |  | P50 annual generation - year 12 | 581.947 | GWh |  | vw | 581.947
|  |  |  | P50 annual generation - year 13 | 580.76 | GWh |  | vw | 580.76
|  |  |  | P50 annual generation - year 14 | 579.562 | GWh |  | vw | 579.562
|  |  |  | P50 annual generation - year 15 | 578.35 | GWh |  | vw | 578.35
|  |  |  | P50 annual generation - year 16 | 577.129 | GWh |  | vw | 577.129
|  |  |  | P50 annual generation - year 17 | 575.896 | GWh |  | vw | 575.896
|  |  |  | P50 annual generation - year 18 | 574.65 | GWh |  | vw | 574.65
|  |  |  | P50 annual generation - year 19 | 573.389 | GWh |  | vw | 573.389
|  |  |  | P50 annual generation - year 20 | 572.118 | GWh |  | vw | 572.118
|  |  |  | P50 annual generation - year 21 | 570.834 | GWh |  | vw | 570.834
|  |  |  | P50 annual generation - year 22 | 569.538 | GWh |  | vw | 569.538
|  |  |  | P50 annual generation - year 23 | 568.232 | GWh |  | vw | 568.232
|  |  |  | P50 annual generation - year 24 | 566.912 | GWh |  | vw | 566.912
|  |  |  | P50 annual generation - year 25 | 565.583 | GWh |  | vw | 565.583
|  |  |  | P50 annual generation - year 26 | 564.249 | GWh |  | vw | 564.249
|  |  |  | P50 annual generation - year 27 | 562.901 | GWh |  | vw | 562.901
|  |  |  | P50 annual generation - year 28 | 561.54 | GWh |  | vw | 561.54
|  |  |  | P50 annual generation - year 29 | 560.166 | GWh |  | vw | 560.166
|  |  |  | P50 annual generation - year 30 | 558.781 | GWh |  | vw | 558.781
|  |  |  | P50 annual generation - year 31 | 0 | GWh |  | vw | 0
|  |  |  | P50 annual generation - year 32 | 0 | GWh |  | vw | 0
|  |  |  | P50 annual generation - year 33 | 0 | GWh |  | vw | 0
|  |  |  | P50 annual generation - year 34 | 0 | GWh |  | vw | 0
|  |  |  | P50 annual generation - year 35 | 0 | GWh |  | vw | 0
|  |  |  | P50 annual generation - year 36 | 0 | GWh |  | vw | 0
|  |  |  | P50 annual generation - year 37 | 0 | GWh |  | vw | 0
|  |  |  | P50 annual generation - year 38 | 0 | GWh |  | vw | 0
|  |  |  | P50 annual generation - year 39 | 0 | GWh |  | vw | 0
|  |  |  | P50 annual generation - year 40 | 0 | GWh |  | vw | 0
P75 net AEP (including degradation and unavailability)
|  |  |  | P75 annual generation - year 0 | 0 | GWh |  | vw | 0
|  |  |  | P75 annual generation - year 1 | 0 | GWh |  | vw | 0
|  |  |  | P75 annual generation - year 2 | 0 | GWh |  | vw | 0
|  |  |  | P75 annual generation - year 3 | 0 | GWh |  | vw | 0
|  |  |  | P75 annual generation - year 4 | 0 | GWh |  | vw | 0
|  |  |  | P75 annual generation - year 5 | 0 | GWh |  | vw | 0
|  |  |  | P75 annual generation - year 6 | 0 | GWh |  | vw | 0
|  |  |  | P75 annual generation - year 7 | 0 | GWh |  | vw | 0
|  |  |  | P75 annual generation - year 8 | 0 | GWh |  | vw | 0
|  |  |  | P75 annual generation - year 9 | 0 | GWh |  | vw | 0
|  |  |  | P75 annual generation - year 10 | 0 | GWh |  | vw | 0
|  |  |  | P75 annual generation - year 11 | 0 | GWh |  | vw | 0
|  |  |  | P75 annual generation - year 12 | 0 | GWh |  | vw | 0
|  |  |  | P75 annual generation - year 13 | 0 | GWh |  | vw | 0
|  |  |  | P75 annual generation - year 14 | 0 | GWh |  | vw | 0
|  |  |  | P75 annual generation - year 15 | 0 | GWh |  | vw | 0
|  |  |  | P75 annual generation - year 16 | 0 | GWh |  | vw | 0
|  |  |  | P75 annual generation - year 17 | 0 | GWh |  | vw | 0
|  |  |  | P75 annual generation - year 18 | 0 | GWh |  | vw | 0
|  |  |  | P75 annual generation - year 19 | 0 | GWh |  | vw | 0
|  |  |  | P75 annual generation - year 20 | 0 | GWh |  | vw | 0
|  |  |  | P75 annual generation - year 21 | 0 | GWh |  | vw | 0
|  |  |  | P75 annual generation - year 22 | 0 | GWh |  | vw | 0
|  |  |  | P75 annual generation - year 23 | 0 | GWh |  | vw | 0
|  |  |  | P75 annual generation - year 24 | 0 | GWh |  | vw | 0
|  |  |  | P75 annual generation - year 25 | 0 | GWh |  | vw | 0
|  |  |  | P75 annual generation - year 26 | 0 | GWh |  | vw | 0
|  |  |  | P75 annual generation - year 27 | 0 | GWh |  | vw | 0
|  |  |  | P75 annual generation - year 28 | 0 | GWh |  | vw | 0
|  |  |  | P75 annual generation - year 29 | 0 | GWh |  | vw | 0
|  |  |  | P75 annual generation - year 30 | 0 | GWh |  | vw | 0
|  |  |  | P75 annual generation - year 31 | 0 | GWh |  | vw | 0
|  |  |  | P75 annual generation - year 32 | 0 | GWh |  | vw | 0
|  |  |  | P75 annual generation - year 33 | 0 | GWh |  | vw | 0
|  |  |  | P75 annual generation - year 34 | 0 | GWh |  | vw | 0
|  |  |  | P75 annual generation - year 35 | 0 | GWh |  | vw | 0
|  |  |  | P75 annual generation - year 36 | 0 | GWh |  | vw | 0
|  |  |  | P75 annual generation - year 37 | 0 | GWh |  | vw | 0
|  |  |  | P75 annual generation - year 38 | 0 | GWh |  | vw | 0
|  |  |  | P75 annual generation - year 39 | 0 | GWh |  | vw | 0
|  |  |  | P75 annual generation - year 40 | 0 | GWh |  | vw | 0
| P90 net AEP (including degradation and unavailability) | [5 empty] | As per the LTA report
|  |  |  | P90 annual generation - year 0 | 573.28 | GWh |  | vw | 573.28 |  |  |  |  | 551.534
|  |  |  | P90 annual generation - year 1 | 573.28 | GWh |  | vw | 573.28 |  |  |  |  | 551.534
|  |  |  | P90 annual generation - year 2 | 572.066 | GWh |  | vw | 572.066 |  |  |  |  | 550.206
|  |  |  | P90 annual generation - year 3 | 570.839 | GWh |  | vw | 570.839 |  |  |  |  | 548.868
|  |  |  | P90 annual generation - year 4 | 569.602 | GWh |  | vw | 569.602 |  |  |  |  | 547.516
|  |  |  | P90 annual generation - year 5 | 568.355 | GWh |  | vw | 568.355 |  |  |  |  | 546.152
|  |  |  | P90 annual generation - year 6 | 567.096 | GWh |  | vw | 567.096 |  |  |  |  | 544.782
|  |  |  | P90 annual generation - year 7 | 565.829 | GWh |  | vw | 565.829 |  |  |  |  | 543.405
|  |  |  | P90 annual generation - year 8 | 564.556 | GWh |  | vw | 564.556 |  |  |  |  | 542.024
|  |  |  | P90 annual generation - year 9 | 563.273 | GWh |  | vw | 563.273 |  |  |  |  | 540.644
|  |  |  | P90 annual generation - year 10 | 561.977 | GWh |  | vw | 561.977 |  |  |  |  | 539.263
|  |  |  | P90 annual generation - year 11 | 560.669 | GWh |  | vw | 560.669 |  |  |  |  | 537.882
|  |  |  | P90 annual generation - year 12 | 559.351 | GWh |  | vw | 559.351 |  |  |  |  | 536.502
|  |  |  | P90 annual generation - year 13 | 558.022 | GWh |  | vw | 558.022 |  |  |  |  | 535.121
|  |  |  | P90 annual generation - year 14 | 556.678 | GWh |  | vw | 556.678 |  |  |  |  | 533.741
|  |  |  | P90 annual generation - year 15 | 555.324 | GWh |  | vw | 555.324 |  |  |  |  | 532.36
|  |  |  | P90 annual generation - year 16 | 553.962 | GWh |  | vw | 553.962 |  |  |  |  | 530.979
|  |  |  | P90 annual generation - year 17 | 552.588 | GWh |  | vw | 552.588 |  |  |  |  | 529.599
|  |  |  | P90 annual generation - year 18 | 551.207 | GWh |  | vw | 551.207 |  |  |  |  | 528.218
|  |  |  | P90 annual generation - year 19 | 549.818 | GWh |  | vw | 549.818 |  |  |  |  | 526.837
|  |  |  | P90 annual generation - year 20 | 548.418 | GWh |  | vw | 548.418 |  |  |  |  | 525.457
|  |  |  | P90 annual generation - year 21 | 547.001 | GWh |  | vw | 547.001 |  |  |  |  | 524.076
|  |  |  | P90 annual generation - year 22 | 545.574 | GWh |  | vw | 545.574 |  |  |  |  | 522.695
|  |  |  | P90 annual generation - year 23 | 544.141 | GWh |  | vw | 544.141 |  |  |  |  | 521.315
|  |  |  | P90 annual generation - year 24 | 542.701 | GWh |  | vw | 542.701 |  |  |  |  | 519.934
|  |  |  | P90 annual generation - year 25 | 541.26 | GWh |  | vw | 541.26 |  |  |  |  | 518.553
|  |  |  | P90 annual generation - year 26 | 539.819 | GWh |  | vw | 539.819 |  |  |  |  | 517.173
|  |  |  | P90 annual generation - year 27 | 538.378 | GWh |  | vw | 538.378 |  |  |  |  | 515.792
|  |  |  | P90 annual generation - year 28 | 536.937 | GWh |  | vw | 536.937 |  |  |  |  | 514.412
|  |  |  | P90 annual generation - year 29 | 535.496 | GWh |  | vw | 535.496 |  |  |  |  | 513.031
|  |  |  | P90 annual generation - year 30 | 534.055 | GWh |  | vw | 534.055 |  |  |  |  | 511.65
|  |  |  | P90 annual generation - year 31 | 0 | GWh |  | vw | 0
|  |  |  | P90 annual generation - year 32 | 0 | GWh |  | vw | 0
|  |  |  | P90 annual generation - year 33 | 0 | GWh |  | vw | 0
|  |  |  | P90 annual generation - year 34 | 0 | GWh |  | vw | 0
|  |  |  | P90 annual generation - year 35 | 0 | GWh |  | vw | 0
|  |  |  | P90 annual generation - year 36 | 0 | GWh |  | vw | 0
|  |  |  | P90 annual generation - year 37 | 0 | GWh |  | vw | 0
|  |  |  | P90 annual generation - year 38 | 0 | GWh |  | vw | 0
|  |  |  | P90 annual generation - year 39 | 0 | GWh |  | vw | 0
|  |  |  | P90 annual generation - year 40 | 0 | GWh |  | vw | 0
| Monthly yield | [5 empty] | As per EYA shared with the LTA
|  |  |  | January | 3.504% | % |  | vw | 3.504%
|  |  |  | February | 4.535% | % |  | vw | 4.535%
|  |  |  | March | 6.724% | % |  | vw | 6.724%
|  |  |  | April | 8.876% | % |  | vw | 8.876%
|  |  |  | May | 11.46% | % |  | vw | 11.46%
|  |  |  | June | 13.02% | % |  | vw | 13.02%
|  |  |  | July | 13.58% | % |  | vw | 13.58%
|  |  |  | August | 12.57% | % |  | vw | 12.57%
|  |  |  | September | 10.44% | % |  | vw | 10.44%
|  |  |  | October | 7.509% | % |  | vw | 7.509%
|  |  |  | November | 4.539% | % |  | vw | 4.539%
|  |  |  | December | 3.238% | % |  | vw | 3.238%
|  |  |  | Monthly yield 100% check | 0 | check
EARLY GENERATION
EGRs
|  |  |  | EGRs active | 1 | 1 = yes, 0 = no |  | vw | 1
|  |  |  | EGRs based on | P50 | scenario |  | vw | P50
|  |  |  | Total number of iep months | 18 | months |  | vw | 18
|  |  |  | Energy Charge % during EGR period | 100% | % |  | vw | 100%
|  |  |  | Distribution of EGRs | 1 | 1 = distributed, 2 = equity |  | vw | 1
|  |  |  | Accounting treatment of EGRs (and O&M costs during cons.) | 1 | 1 = revenue, 2 = WIP |  | vw | 1
P50 net AEP - early power
|  |  |  | P50 Early power capacity - month 1 | 100% | % of plant capacity |  | vw | 100%
|  |  |  | P50 Early power capacity - month 2 | 100% | % of plant capacity |  | vw | 100%
|  |  |  | P50 Early power capacity - month 3 | 100% | % of plant capacity |  | vw | 100%
|  |  |  | P50 Early power capacity - month 4 | 100% | % of plant capacity |  | vw | 100%
|  |  |  | P50 Early power capacity - month 5 | 100% | % of plant capacity |  | vw | 100%
|  |  |  | P50 Early power capacity - month 6 | 100% | % of plant capacity |  | vw | 100%
|  |  |  | P50 Early power capacity - month 7 | 100% | % of plant capacity |  | vw | 100%
|  |  |  | P50 Early power capacity - month 8 | 100% | % of plant capacity |  | vw | 100%
|  |  |  | P50 Early power capacity - month 9 | 100% | % of plant capacity |  | vw | 100%
|  |  |  | P50 Early power capacity - month 10 | 100% | % of plant capacity |  | vw | 100%
|  |  |  | P50 Early power capacity - month 11 | 100% | % of plant capacity |  | vw | 100%
|  |  |  | P50 Early power capacity - month 12 | 100% | % of plant capacity |  | vw | 100%
|  |  |  | P50 Early power capacity - month 13 | 100% | % of plant capacity |  | vw | 100%
|  |  |  | P50 Early power capacity - month 14 | 100% | % of plant capacity |  | vw | 100%
|  |  |  | P50 Early power capacity - month 15 | 100% | % of plant capacity |  | vw | 100%
|  |  |  | P50 Early power capacity - month 16 | 100% | % of plant capacity |  | vw | 100%
|  |  |  | P50 Early power capacity - month 17 | 100% | % of plant capacity |  | vw | 100%
|  |  |  | P50 Early power capacity - month 18 | 100% | % of plant capacity |  | vw | 100%
|  |  |  | P50 Early power capacity - month 19 | 0% | % of plant capacity |  | 0
|  |  |  | P50 Early power capacity - month 20 | 0% | % of plant capacity |  | 0
|  |  |  | P50 Early power capacity - month 21 | 0% | % of plant capacity |  | 0
|  |  |  | P50 Early power capacity - month 22 | 0% | % of plant capacity |  | 0
|  |  |  | P50 Early power capacity - month 23 | 0% | % of plant capacity |  | 0
|  |  |  | P50 Early power capacity - month 24 | 0% | % of plant capacity |  | 0
|  |  |  | P50 Early power capacity - month 25 | 0% | % of plant capacity |  | 0
|  |  |  | P50 Early power capacity - month 26 | 0% | % of plant capacity |  | 0
|  |  |  | P50 Early power capacity - month 27 | 0% | % of plant capacity |  | 0
|  |  |  | P50 Early power capacity - month 28 | 0% | % of plant capacity |  | 0
|  |  |  | P50 Early power capacity - month 29 | 0% | % of plant capacity |  | 0
|  |  |  | P50 Early power capacity - month 30 | 0% | % of plant capacity |  | 0
|  |  |  | P50 Early power capacity - month 31 | 0% | % of plant capacity |  | 0
|  |  |  | P50 Early power capacity - month 32 | 0% | % of plant capacity |  | 0
Early generation costs
|  |  |  | Local portion of O&M cost - construction | 0% | % |  | vw | 0%
|  |  |  | O&M cost - early power - month 1 | 75.3375 | USD 000s |  | vw | 75.3375
|  |  |  | O&M cost - early power - month 2 | 75.3375 | USD 000s |  | vw | 75.3375
|  |  |  | O&M cost - early power - month 3 | 75.3375 | USD 000s |  | vw | 75.3375
|  |  |  | O&M cost - early power - month 4 | 75.3375 | USD 000s |  | vw | 75.3375
|  |  |  | O&M cost - early power - month 5 | 75.3375 | USD 000s |  | vw | 75.3375
|  |  |  | O&M cost - early power - month 6 | 75.3375 | USD 000s |  | vw | 75.3375
|  |  |  | O&M cost - early power - month 7 | 75.3375 | USD 000s |  | vw | 75.3375
|  |  |  | O&M cost - early power - month 8 | 75.3375 | USD 000s |  | vw | 75.3375
|  |  |  | O&M cost - early power - month 9 | 75.3375 | USD 000s |  | vw | 75.3375
|  |  |  | O&M cost - early power - month 10 | 75.3375 | USD 000s |  | vw | 75.3375
|  |  |  | O&M cost - early power - month 11 | 75.3375 | USD 000s |  | vw | 75.3375
|  |  |  | O&M cost - early power - month 12 | 75.3375 | USD 000s |  | vw | 75.3375
|  |  |  | O&M cost - early power - month 13 | 75.3375 | USD 000s |  | vw | 75.3375
|  |  |  | O&M cost - early power - month 14 | 75.3375 | USD 000s |  | vw | 75.3375
|  |  |  | O&M cost - early power - month 15 | 75.3375 | USD 000s |  | vw | 75.3375
|  |  |  | O&M cost - early power - month 16 | 75.3375 | USD 000s |  | vw | 75.3375
|  |  |  | O&M cost - early power - month 17 | 75.3375 | USD 000s |  | vw | 75.3375
|  |  |  | O&M cost - early power - month 18 | 75.3375 | USD 000s |  | vw | 75.3375
|  |  |  | O&M cost - early power - month 19 | 0 | USD 000s |  | 0
|  |  |  | O&M cost - early power - month 20 | 0 | USD 000s |  | 0
|  |  |  | O&M cost - early power - month 21 | 0 | USD 000s |  | 0
|  |  |  | O&M cost - early power - month 22 | 0 | USD 000s |  | 0
|  |  |  | O&M cost - early power - month 23 | 0 | USD 000s |  | 0
|  |  |  | O&M cost - early power - month 24 | 0 | USD 000s |  | 0
|  |  |  | O&M cost - early power - month 25 | 0 | USD 000s |  | 0
|  |  |  | O&M cost - early power - month 26 | 0 | USD 000s |  | 0
|  |  |  | O&M cost - early power - month 27 | 0 | USD 000s |  | 0
|  |  |  | O&M cost - early power - month 28 | 0 | USD 000s |  | 0
|  |  |  | O&M cost - early power - month 29 | 0 | USD 000s |  | 0
|  |  |  | O&M cost - early power - month 30 | 0 | USD 000s |  | 0
|  |  |  | O&M cost - early power - month 31 | 0 | USD 000s |  | 0
|  |  |  | O&M cost - early power - month 32 | 0 | USD 000s |  | 0
OPERATING REVENUE
Energy charge
|  |  |  | Foreign component of energy charge | 100% | % |  | vw | 100%
OPERATING COSTS
PCG
|  |  |  | Include VAT in PCG | 0 | 0=no, 1=yes |  | vw | 0
|  |  |  | PCG amount based on qtr or semi annual | 1 | 1=qtrly, 2=semi-annual |  | vw | 1
|  |  |  | PCG amount based on P50 or P90 revenues | 1 | 1=P50, 2=P90 |  | vw | 1
|  |  |  | Target PCG amount | 5144.8537 | USD 000s
|  |  |  | PCG amount - PPA amendment letters | 5061 | USD 000s |  | vw | 5061
|  |  |  | PCG amount - active | 5061 | USD 000s | Max of 3 months revenue | vw | 5061
|  |  |  | PCG amount - P90 for check purpose | 4963.3179 | USD 000s
|  |  |  | PCG amount - active | 5061 | USD 000s
|  |  |  | PCG amount check | 0 | check
|  |  |  | PCG front end fee | 1.238% | % p.a. | ADB terms / IBRD terms; added one time natixis fees as well here | vw | 1.238%
|  |  |  | PCG processing fee | 0.5% | % | IBRD terms | vw | 0.5%
|  |  |  | PCG initiation fee USD | 100 | USD 000s | ADB terms / IBRD terms | vw | 100
|  |  |  | PCG initiation fee % | 0.15% | % | IBRD terms | vw | 0.15%
|  |  |  | PCG outside legal counsel expenses | 0 | USD 000s |  | vw | 0
|  |  |  | PCG LC fee | 0.35% | % p.a. | Natixis terms | vw | 0.35%
|  |  |  | Standby / commitment fee - construction | 0.25% | % p.a. | ADB terms / IBRD terms | vw | 0.25%
|  |  |  | PCG premium - operations | 1% | % p.a. | ADB terms / IBRD terms | vw | 1%
OPERATING COSTS POST COD
O&M cost
|  |  |  | O&M cost - currency | USD | currency |  | vw | USD
|  |  |  | O&M cost - Vatable | 1 | 0=no, 1=yes |  | vw | 1
|  |  |  | O&M cost - included in AP | 1 | 0=no, 1=yes |  | vw | 1
|  |  |  | O&M cost - portion of costs to escalate | 100% | % |  | vw | 100%
|  |  |  | First escalation after X number of years from PCOD | 2 | years |  | vw | 2
Sponsor assumption
|  |  |  | O&M cost - Y01 | 230.2769 | USD 000s |  | vw | 230.2769 |  |  | 0
|  |  |  | O&M cost - Y02 | 248.4646 | USD 000s |  | vw | 248.4646 |  |  | 0
|  |  |  | O&M cost - Y03 | 390.5848 | USD 000s |  | vw | 390.5848 |  |  | 40.6367
|  |  |  | O&M cost - Y04 | 387.8362 | USD 000s |  | vw | 387.8362 |  |  | 79.2617
|  |  |  | O&M cost - Y05 | 387.0578 | USD 000s |  | vw | 387.0578 |  |  | 67.3725
|  |  |  | O&M cost - Y06 | 561.5443 | USD 000s |  | vw | 561.5443 |  |  | 319.61
|  |  |  | O&M cost - Y07 | 612.8865 | USD 000s |  | vw | 612.8865 |  |  | 319.61
|  |  |  | O&M cost - Y08 | 571.9093 | USD 000s |  | vw | 571.9093 |  |  | 319.61
|  |  |  | O&M cost - Y09 | 583.0617 | USD 000s |  | vw | 583.0617 |  |  | 319.61
|  |  |  | O&M cost - Y10 | 713.0383 | USD 000s |  | vw | 713.0383 |  |  | 319.61
|  |  |  | O&M cost - Y11 | 603.4625 | USD 000s |  | vw | 603.4625 |  |  | 537.1675
|  |  |  | O&M cost - Y12 | 630.4556 | USD 000s |  | vw | 630.4556 |  |  | 537.1675
|  |  |  | O&M cost - Y13 | 1732.3195 | USD 000s |  | vw | 1732.3195 |  |  | 548.2175
|  |  |  | O&M cost - Y14 | 589.5227 | USD 000s |  | vw | 589.5227 |  |  | 643.851
|  |  |  | O&M cost - Y15 | 607.401 | USD 000s |  | vw | 607.401 |  |  | 688.3635
|  |  |  | O&M cost - Y16 | 617.3974 | USD 000s |  | vw | 617.3974 |  |  | 886.7268
|  |  |  | O&M cost - Y17 | 620.6684 | USD 000s |  | vw | 620.6684 |  |  | 886.7268
|  |  |  | O&M cost - Y18 | 627.8684 | USD 000s |  | vw | 627.8684 |  |  | 886.7268
|  |  |  | O&M cost - Y19 | 639.0755 | USD 000s |  | vw | 639.0755 |  |  | 886.7268
|  |  |  | O&M cost - Y20 | 769.0087 | USD 000s |  | vw | 769.0087 |  |  | 925.1193
|  |  |  | O&M cost - Y21 | 693.3998 | USD 000s |  | vw | 693.3998 |  |  | 820.1193
|  |  |  | O&M cost - Y22 | 689.2175 | USD 000s |  | vw | 689.2175 |  |  | 822.0693
|  |  |  | O&M cost - Y23 | 681.1064 | USD 000s |  | vw | 681.1064 |  |  | 725.325
|  |  |  | O&M cost - Y24 | 742.6968 | USD 000s |  | vw | 742.6968 |  |  | 725.325
|  |  |  | O&M cost - Y25 | 699.1979 | USD 000s |  | vw | 699.1979 |  |  | 725.325
|  |  |  | O&M cost - Y26 | 699.1979 | USD 000s |  | vw | 699.1979
|  |  |  | O&M cost - Y27 | 699.1979 | USD 000s |  | vw | 699.1979
|  |  |  | O&M cost - Y28 | 699.1979 | USD 000s |  | vw | 699.1979
|  |  |  | O&M cost - Y29 | 699.1979 | USD 000s |  | vw | 699.1979
|  |  |  | O&M cost - Y30 | 699.1979 | USD 000s |  | vw | 699.1979
|  |  |  | O&M cost - Y31 | 0 | USD 000s |  | vw | 0
|  |  |  | O&M cost - Y32 | 0 | USD 000s |  | vw | 0
|  |  |  | O&M cost - Y33 | 0 | USD 000s |  | vw | 0
|  |  |  | O&M cost - Y34 | 0 | USD 000s |  | vw | 0
|  |  |  | O&M cost - Y35 | 0 | USD 000s |  | vw | 0
|  |  |  | O&M cost - Y36 | 0 | USD 000s |  | vw | 0
|  |  |  | O&M cost - Y37 | 0 | USD 000s |  | vw | 0
|  |  |  | O&M cost - Y38 | 0 | USD 000s |  | vw | 0
|  |  |  | O&M cost - Y39 | 0 | USD 000s |  | vw | 0
|  |  |  | O&M cost - Y40 | 0 | USD 000s |  | vw | 0
Other O&M costs - fixed
|  |  |  | Other O&M costs - fixed - currency | SOM | currency |  | vw | SOM
|  |  |  | Other O&M costs - fixed - Vatable | 1 | 0=no, 1=yes |  | vw | 1
|  |  |  | Other O&M costs - fixed - included in AP | 1 | 0=no, 1=yes |  | vw | 1
|  |  |  | Other O&M costs - fixed - portion of costs to escalate | 0% | % |  |  | 0%
|  |  |  | Other O&M costs - fixed - Y01 | 0 | SOM 000s |  | vw | 0 |  |  | 0
|  |  |  | Other O&M costs - fixed - Y02 | 0 | SOM 000s |  | vw | 0 |  |  | 0
|  |  |  | Other O&M costs - fixed - Y03 | 0 | SOM 000s |  | vw | 0 |  |  | 8348702.9167
|  |  |  | Other O&M costs - fixed - Y04 | 0 | SOM 000s |  | vw | 0 |  |  | 7946359.1667
|  |  |  | Other O&M costs - fixed - Y05 | 0 | SOM 000s |  | vw | 0 |  |  | 5562451.4167
|  |  |  | Other O&M costs - fixed - Y06 | 0 | SOM 000s |  | vw | 0 |  |  | 6036409.75
|  |  |  | Other O&M costs - fixed - Y07 | 0 | SOM 000s |  | vw | 0 |  |  | 5577034.75
|  |  |  | Other O&M costs - fixed - Y08 | 0 | SOM 000s |  | vw | 0 |  |  | 5489534.75
|  |  |  | Other O&M costs - fixed - Y09 | 0 | SOM 000s |  | vw | 0 |  |  | 5577034.75
|  |  |  | Other O&M costs - fixed - Y10 | 0 | SOM 000s |  | vw | 0 |  |  | 5489534.75
|  |  |  | Other O&M costs - fixed - Y11 | 0 | SOM 000s |  | vw | 0 |  |  | 5577034.75
|  |  |  | Other O&M costs - fixed - Y12 | 0 | SOM 000s |  | vw | 0 |  |  | 5489534.75
|  |  |  | Other O&M costs - fixed - Y13 | 0 | SOM 000s |  | vw | 0 |  |  | 5482243.0833
|  |  |  | Other O&M costs - fixed - Y14 | 0 | SOM 000s |  | vw | 0 |  |  | 10226100.25
|  |  |  | Other O&M costs - fixed - Y15 | 0 | SOM 000s |  | vw | 0 |  |  | 10554225.25
|  |  |  | Other O&M costs - fixed - Y16 | 0 | SOM 000s |  | vw | 0 |  |  | 10232350.25
|  |  |  | Other O&M costs - fixed - Y17 | 0 | SOM 000s |  | vw | 0 |  |  | 11101100.25
|  |  |  | Other O&M costs - fixed - Y18 | 0 | SOM 000s |  | vw | 0 |  |  | 10232350.25
|  |  |  | Other O&M costs - fixed - Y19 | 0 | SOM 000s |  | vw | 0 |  |  | 10319850.25
|  |  |  | Other O&M costs - fixed - Y20 | 0 | SOM 000s |  | vw | 0 |  |  | 10232350.25
|  |  |  | Other O&M costs - fixed - Y21 | 0 | SOM 000s |  | vw | 0 |  |  | 10319850.25
|  |  |  | Other O&M costs - fixed - Y22 | 0 | SOM 000s |  | vw | 0 |  |  | 10191725.25
|  |  |  | Other O&M costs - fixed - Y23 | 0 | SOM 000s |  | vw | 0 |  |  | 8748442.5
|  |  |  | Other O&M costs - fixed - Y24 | 0 | SOM 000s |  | vw | 0 |  |  | 7842192.5
|  |  |  | Other O&M costs - fixed - Y25 | 0 | SOM 000s |  | vw | 0 |  |  | 7967192.5
|  |  |  | Other O&M costs - fixed - Y26 | 0 | SOM 000s |  | vw | 0
|  |  |  | Other O&M costs - fixed - Y27 | 0 | SOM 000s |  | vw | 0
|  |  |  | Other O&M costs - fixed - Y28 | 0 | SOM 000s |  | vw | 0
|  |  |  | Other O&M costs - fixed - Y29 | 0 | SOM 000s |  | vw | 0
|  |  |  | Other O&M costs - fixed - Y30 | 0 | SOM 000s |  | vw | 0
|  |  |  | Other O&M costs - fixed - Y31 | 0 | SOM 000s |  | vw | 0
|  |  |  | Other O&M costs - fixed - Y32 | 0 | SOM 000s |  | vw | 0
|  |  |  | Other O&M costs - fixed - Y33 | 0 | SOM 000s |  | vw | 0
|  |  |  | Other O&M costs - fixed - Y34 | 0 | SOM 000s |  | vw | 0
|  |  |  | Other O&M costs - fixed - Y35 | 0 | SOM 000s |  | vw | 0
|  |  |  | Other O&M costs - fixed - Y36 | 0 | SOM 000s |  | vw | 0
|  |  |  | Other O&M costs - fixed - Y37 | 0 | SOM 000s |  | vw | 0
|  |  |  | Other O&M costs - fixed - Y38 | 0 | SOM 000s |  | vw | 0
|  |  |  | Other O&M costs - fixed - Y39 | 0 | SOM 000s |  | vw | 0
|  |  |  | Other O&M costs - fixed - Y40 | 0 | SOM 000s |  | vw | 0
O&M cost - EPC contractor
|  |  |  | O&M cost - EPC contractor - currency | USD | currency |  | vw | USD
|  |  |  | O&M cost - EPC contractor - Vatable | 1 | 0=no, 1=yes |  | vw | 1
|  |  |  | O&M cost - EPC contractor - included in AP | 1 | 0=no, 1=yes |  | vw | 1
|  |  |  | O&M cost - EPC contractor - portion of costs to escalate | 0% | % |  |  | 0%
|  |  |  | O&M cost - EPC contractor - Y01 | 0 | USD 000s |  | vw | 0
|  |  |  | O&M cost - EPC contractor - Y02 | 0 | USD 000s |  | vw | 0
|  |  |  | O&M cost - EPC contractor - Y03 | 0 | USD 000s |  | vw | 0
|  |  |  | O&M cost - EPC contractor - Y04 | 0 | USD 000s |  | vw | 0
|  |  |  | O&M cost - EPC contractor - Y05 | 0 | USD 000s |  | vw | 0
|  |  |  | O&M cost - EPC contractor - Y06 | 0 | USD 000s |  | vw | 0
|  |  |  | O&M cost - EPC contractor - Y07 | 0 | USD 000s |  | vw | 0
|  |  |  | O&M cost - EPC contractor - Y08 | 0 | USD 000s |  | vw | 0
|  |  |  | O&M cost - EPC contractor - Y09 | 0 | USD 000s |  | vw | 0
|  |  |  | O&M cost - EPC contractor - Y10 | 0 | USD 000s |  | vw | 0
|  |  |  | O&M cost - EPC contractor - Y11 | 0 | USD 000s |  | vw | 0
|  |  |  | O&M cost - EPC contractor - Y12 | 0 | USD 000s |  | vw | 0
|  |  |  | O&M cost - EPC contractor - Y13 | 0 | USD 000s |  | vw | 0
|  |  |  | O&M cost - EPC contractor - Y14 | 0 | USD 000s |  | vw | 0
|  |  |  | O&M cost - EPC contractor - Y15 | 0 | USD 000s |  | vw | 0
|  |  |  | O&M cost - EPC contractor - Y16 | 0 | USD 000s |  | vw | 0
|  |  |  | O&M cost - EPC contractor - Y17 | 0 | USD 000s |  | vw | 0
|  |  |  | O&M cost - EPC contractor - Y18 | 0 | USD 000s |  | vw | 0
|  |  |  | O&M cost - EPC contractor - Y19 | 0 | USD 000s |  | vw | 0
|  |  |  | O&M cost - EPC contractor - Y20 | 0 | USD 000s |  | vw | 0
|  |  |  | O&M cost - EPC contractor - Y21 | 0 | USD 000s |  | vw | 0
|  |  |  | O&M cost - EPC contractor - Y22 | 0 | USD 000s |  | vw | 0
|  |  |  | O&M cost - EPC contractor - Y23 | 0 | USD 000s |  | vw | 0
|  |  |  | O&M cost - EPC contractor - Y24 | 0 | USD 000s |  | vw | 0
|  |  |  | O&M cost - EPC contractor - Y25 | 0 | USD 000s |  | vw | 0
|  |  |  | O&M cost - EPC contractor - Y26 | 0 | USD 000s |  | vw | 0
|  |  |  | O&M cost - EPC contractor - Y27 | 0 | USD 000s |  | vw | 0
|  |  |  | O&M cost - EPC contractor - Y28 | 0 | USD 000s |  | vw | 0
|  |  |  | O&M cost - EPC contractor - Y29 | 0 | USD 000s |  | vw | 0
|  |  |  | O&M cost - EPC contractor - Y30 | 0 | USD 000s |  | vw | 0
|  |  |  | O&M cost - EPC contractor - Y31 | 0 | USD 000s |  | vw | 0
|  |  |  | O&M cost - EPC contractor - Y32 | 0 | USD 000s |  | vw | 0
|  |  |  | O&M cost - EPC contractor - Y33 | 0 | USD 000s |  | vw | 0
|  |  |  | O&M cost - EPC contractor - Y34 | 0 | USD 000s |  | vw | 0
|  |  |  | O&M cost - EPC contractor - Y35 | 0 | USD 000s |  | vw | 0
|  |  |  | O&M cost - EPC contractor - Y36 | 0 | USD 000s |  | vw | 0
|  |  |  | O&M cost - EPC contractor - Y37 | 0 | USD 000s |  | vw | 0
|  |  |  | O&M cost - EPC contractor - Y38 | 0 | USD 000s |  | vw | 0
|  |  |  | O&M cost - EPC contractor - Y39 | 0 | USD 000s |  | vw | 0
|  |  |  | O&M cost - EPC contractor - Y40 | 0 | USD 000s |  | vw | 0
SPV costs
|  |  |  | SPV costs - currency | USD | currency |  | vw | USD
|  |  |  | SPV costs - Vatable | 1 | 0=no, 1=yes |  |  | 1
|  |  |  | SPV costs - included in AP | 1 | 0=no, 1=yes |  |  | 1
|  |  |  | SPV costs - portion of costs to escalate | 100% | % |  |  | 100%
Sponsor assumption
|  |  |  | SPV costs - Y01 | 100 | USD 000s |  | vw | 100
|  |  |  | SPV costs - Y02 | 100 | USD 000s |  | vw | 100
|  |  |  | SPV costs - Y03 | 100 | USD 000s |  | vw | 100
|  |  |  | SPV costs - Y04 | 100 | USD 000s |  | vw | 100
|  |  |  | SPV costs - Y05 | 100 | USD 000s |  | vw | 100
|  |  |  | SPV costs - Y06 | 100 | USD 000s |  | vw | 100
|  |  |  | SPV costs - Y07 | 100 | USD 000s |  | vw | 100
|  |  |  | SPV costs - Y08 | 100 | USD 000s |  | vw | 100
|  |  |  | SPV costs - Y09 | 100 | USD 000s |  | vw | 100
|  |  |  | SPV costs - Y10 | 100 | USD 000s |  | vw | 100
|  |  |  | SPV costs - Y11 | 100 | USD 000s |  | vw | 100
|  |  |  | SPV costs - Y12 | 100 | USD 000s |  | vw | 100
|  |  |  | SPV costs - Y13 | 100 | USD 000s |  | vw | 100
|  |  |  | SPV costs - Y14 | 100 | USD 000s |  | vw | 100
|  |  |  | SPV costs - Y15 | 100 | USD 000s |  | vw | 100
|  |  |  | SPV costs - Y16 | 100 | USD 000s |  | vw | 100
|  |  |  | SPV costs - Y17 | 100 | USD 000s |  | vw | 100
|  |  |  | SPV costs - Y18 | 100 | USD 000s |  | vw | 100
|  |  |  | SPV costs - Y19 | 100 | USD 000s |  | vw | 100
|  |  |  | SPV costs - Y20 | 100 | USD 000s |  | vw | 100
|  |  |  | SPV costs - Y21 | 100 | USD 000s |  | vw | 100
|  |  |  | SPV costs - Y22 | 100 | USD 000s |  | vw | 100
|  |  |  | SPV costs - Y23 | 100 | USD 000s |  | vw | 100
|  |  |  | SPV costs - Y24 | 100 | USD 000s |  | vw | 100
|  |  |  | SPV costs - Y25 | 100 | USD 000s |  | vw | 100
|  |  |  | SPV costs - Y26 | 100 | USD 000s |  | vw | 100
|  |  |  | SPV costs - Y27 | 100 | USD 000s |  | vw | 100
|  |  |  | SPV costs - Y28 | 100 | USD 000s |  | vw | 100
|  |  |  | SPV costs - Y29 | 100 | USD 000s |  | vw | 100
|  |  |  | SPV costs - Y30 | 100 | USD 000s |  | vw | 100
|  |  |  | SPV costs - Y31 | 0 | USD 000s |  | vw | 0
|  |  |  | SPV costs - Y32 | 0 | USD 000s |  | vw | 0
|  |  |  | SPV costs - Y33 | 0 | USD 000s |  | vw | 0
|  |  |  | SPV costs - Y34 | 0 | USD 000s |  | vw | 0
|  |  |  | SPV costs - Y35 | 0 | USD 000s |  | vw | 0
|  |  |  | SPV costs - Y36 | 0 | USD 000s |  | vw | 0
|  |  |  | SPV costs - Y37 | 0 | USD 000s |  | vw | 0
|  |  |  | SPV costs - Y38 | 0 | USD 000s |  | vw | 0
|  |  |  | SPV costs - Y39 | 0 | USD 000s |  | vw | 0
|  |  |  | SPV costs - Y40 | 0 | USD 000s |  | vw | 0
Insurance
|  |  |  | Insurance - currency | USD | currency |  | vw | USD
|  |  |  | Insurance - Vatable | 0 | 0=no, 1=yes |  | vw | 0
|  |  |  | Insurance - included in AP | 0 | 0=no, 1=yes |  | vw | 0
|  |  |  | Insurance - portion of costs to escalate | 100% | % |  |  | 100%
|  |  |  | Insurance - Y01 | 339.945 | USD 000s |  | vw | 339.945
|  |  |  | Insurance - Y02 | 212.3605 | USD 000s |  | vw | 212.3605
|  |  |  | Insurance - Y03 | 210.9801 | USD 000s |  | vw | 210.9801
|  |  |  | Insurance - Y04 | 209.6088 | USD 000s |  | vw | 209.6088
|  |  |  | Insurance - Y05 | 208.2463 | USD 000s |  | vw | 208.2463
|  |  |  | Insurance - Y06 | 206.8927 | USD 000s |  | vw | 206.8927
|  |  |  | Insurance - Y07 | 205.5479 | USD 000s |  | vw | 205.5479
|  |  |  | Insurance - Y08 | 204.2118 | USD 000s |  | vw | 204.2118
|  |  |  | Insurance - Y09 | 202.8845 | USD 000s |  | vw | 202.8845
|  |  |  | Insurance - Y10 | 201.5657 | USD 000s |  | vw | 201.5657
|  |  |  | Insurance - Y11 | 200.2555 | USD 000s |  | vw | 200.2555
|  |  |  | Insurance - Y12 | 198.9539 | USD 000s |  | vw | 198.9539
|  |  |  | Insurance - Y13 | 197.6607 | USD 000s |  | vw | 197.6607
|  |  |  | Insurance - Y14 | 196.3759 | USD 000s |  | vw | 196.3759
|  |  |  | Insurance - Y15 | 195.0994 | USD 000s |  | vw | 195.0994
|  |  |  | Insurance - Y16 | 193.8313 | USD 000s |  | vw | 193.8313
|  |  |  | Insurance - Y17 | 192.5714 | USD 000s |  | vw | 192.5714
|  |  |  | Insurance - Y18 | 191.3197 | USD 000s |  | vw | 191.3197
|  |  |  | Insurance - Y19 | 190.0761 | USD 000s |  | vw | 190.0761
|  |  |  | Insurance - Y20 | 188.8406 | USD 000s |  | vw | 188.8406
|  |  |  | Insurance - Y21 | 187.6131 | USD 000s |  | vw | 187.6131
|  |  |  | Insurance - Y22 | 186.3937 | USD 000s |  | vw | 186.3937
|  |  |  | Insurance - Y23 | 185.1821 | USD 000s |  | vw | 185.1821
|  |  |  | Insurance - Y24 | 183.9784 | USD 000s |  | vw | 183.9784
|  |  |  | Insurance - Y25 | 182.7826 | USD 000s |  | vw | 182.7826
|  |  |  | Insurance - Y26 | 181.5945 | USD 000s |  | vw | 181.5945
|  |  |  | Insurance - Y27 | 180.4141 | USD 000s |  | vw | 180.4141
|  |  |  | Insurance - Y28 | 179.2414 | USD 000s |  | vw | 179.2414
|  |  |  | Insurance - Y29 | 178.0763 | USD 000s |  | vw | 178.0763
|  |  |  | Insurance - Y30 | 176.9188 | USD 000s |  | vw | 176.9188
|  |  |  | Insurance - Y31 | 0 | USD 000s |  | vw | 0
|  |  |  | Insurance - Y32 | 0 | USD 000s |  | vw | 0
|  |  |  | Insurance - Y33 | 0 | USD 000s |  | vw | 0
|  |  |  | Insurance - Y34 | 0 | USD 000s |  | vw | 0
|  |  |  | Insurance - Y35 | 0 | USD 000s |  | vw | 0
|  |  |  | Insurance - Y36 | 0 | USD 000s |  | vw | 0
|  |  |  | Insurance - Y37 | 0 | USD 000s |  | vw | 0
|  |  |  | Insurance - Y38 | 0 | USD 000s |  | vw | 0
|  |  |  | Insurance - Y39 | 0 | USD 000s |  | vw | 0
|  |  |  | Insurance - Y40 | 0 | USD 000s |  | vw | 0
Salaries
|  |  |  | Salaries - currency | USD | currency |  | vw | USD
|  |  |  | Salaries - Vatable | 0 | 0=no, 1=yes |  | vw | 0
|  |  |  | Salaries - included in AP | 0 | 0=no, 1=yes |  | vw | 0
|  |  |  | Salaries - portion of costs to escalate | 100% | % |  |  | 100%
Sponsor assumption
|  |  |  | Salaries - Y01 | 0 | USD 000s |  | vw | 0 |  |  | 0
|  |  |  | Salaries - Y02 | 0 | USD 000s |  | vw | 0 |  |  | 0
|  |  |  | Salaries - Y03 | 343.3106 | USD 000s |  | vw | 343.3106 |  |  | 4877772.5415
|  |  |  | Salaries - Y04 | 343.3106 | USD 000s |  | vw | 343.3106 |  |  | 4877772.5415
|  |  |  | Salaries - Y05 | 343.3106 | USD 000s |  | vw | 343.3106 |  |  | 4877772.5415
|  |  |  | Salaries - Y06 | 343.3106 | USD 000s |  | vw | 343.3106 |  |  | 4877772.5415
|  |  |  | Salaries - Y07 | 343.3106 | USD 000s |  | vw | 343.3106 |  |  | 4877772.5415
|  |  |  | Salaries - Y08 | 343.3106 | USD 000s |  | vw | 343.3106 |  |  | 4877772.5415
|  |  |  | Salaries - Y09 | 343.3106 | USD 000s |  | vw | 343.3106 |  |  | 4877772.5415
|  |  |  | Salaries - Y10 | 343.3106 | USD 000s |  | vw | 343.3106 |  |  | 4877772.5415
|  |  |  | Salaries - Y11 | 343.3106 | USD 000s |  | vw | 343.3106 |  |  | 4877772.5415
|  |  |  | Salaries - Y12 | 343.3106 | USD 000s |  | vw | 343.3106 |  |  | 4877772.5415
|  |  |  | Salaries - Y13 | 343.3106 | USD 000s |  | vw | 343.3106 |  |  | 4877772.5415
|  |  |  | Salaries - Y14 | 343.3106 | USD 000s |  | vw | 343.3106 |  |  | 4877772.5415
|  |  |  | Salaries - Y15 | 343.3106 | USD 000s |  | vw | 343.3106 |  |  | 4877772.5415
|  |  |  | Salaries - Y16 | 343.3106 | USD 000s |  | vw | 343.3106 |  |  | 4877772.5415
|  |  |  | Salaries - Y17 | 343.3106 | USD 000s |  | vw | 343.3106 |  |  | 4877772.5415
|  |  |  | Salaries - Y18 | 343.3106 | USD 000s |  | vw | 343.3106 |  |  | 4877772.5415
|  |  |  | Salaries - Y19 | 343.3106 | USD 000s |  | vw | 343.3106 |  |  | 4877772.5415
|  |  |  | Salaries - Y20 | 343.3106 | USD 000s |  | vw | 343.3106 |  |  | 4877772.5415
|  |  |  | Salaries - Y21 | 343.3106 | USD 000s |  | vw | 343.3106 |  |  | 4877772.5415
|  |  |  | Salaries - Y22 | 343.3106 | USD 000s |  | vw | 343.3106 |  |  | 4877772.5415
|  |  |  | Salaries - Y23 | 343.3106 | USD 000s |  | vw | 343.3106 |  |  | 4877772.5415
|  |  |  | Salaries - Y24 | 343.3106 | USD 000s |  | vw | 343.3106 |  |  | 4877772.5415
|  |  |  | Salaries - Y25 | 343.3106 | USD 000s |  | vw | 343.3106 |  |  | 4877772.5415
|  |  |  | Salaries - Y26 | 450.4921 | USD 000s |  | vw | 450.4921
|  |  |  | Salaries - Y27 | 450.4921 | USD 000s |  | vw | 450.4921
|  |  |  | Salaries - Y28 | 450.4921 | USD 000s |  | vw | 450.4921
|  |  |  | Salaries - Y29 | 450.4921 | USD 000s |  | vw | 450.4921
|  |  |  | Salaries - Y30 | 450.4921 | USD 000s |  | vw | 450.4921
|  |  |  | Salaries - Y31 | 0 | USD 000s |  | vw | 0
|  |  |  | Salaries - Y32 | 0 | USD 000s |  | vw | 0
|  |  |  | Salaries - Y33 | 0 | USD 000s |  | vw | 0
|  |  |  | Salaries - Y34 | 0 | USD 000s |  | vw | 0
|  |  |  | Salaries - Y35 | 0 | USD 000s |  | vw | 0
|  |  |  | Salaries - Y36 | 0 | USD 000s |  | vw | 0
|  |  |  | Salaries - Y37 | 0 | USD 000s |  | vw | 0
|  |  |  | Salaries - Y38 | 0 | USD 000s |  | vw | 0
|  |  |  | Salaries - Y39 | 0 | USD 000s |  | vw | 0
|  |  |  | Salaries - Y40 | 0 | USD 000s |  | vw | 0
O&M mobilisation costs
|  |  |  | O&M mobilisation costs - currency | USD | currency |  | vw | USD
|  |  |  | O&M mobilisation costs - Vatable | 1 | 0=no, 1=yes |  | vw | 1
|  |  |  | O&M mobilisation costs - included in AP | 1 | 0=no, 1=yes |  | vw | 1
|  |  |  | O&M mobilisation costs - portion of costs to escalate | 0% | % |  |  | 0%
|  |  |  | O&M mobilisation costs - Y01 | 6.84 | USD 000s | SSA agreements | vw | 6.84
|  |  |  | O&M mobilisation costs - Y02 | 6.84 | USD 000s | SSA agreements | vw | 6.84
|  |  |  | O&M mobilisation costs - Y03 | 0 | USD 000s |  | vw | 0
|  |  |  | O&M mobilisation costs - Y04 | 0 | USD 000s |  | vw | 0
|  |  |  | O&M mobilisation costs - Y05 | 0 | USD 000s |  | vw | 0
|  |  |  | O&M mobilisation costs - Y06 | 0 | USD 000s |  | vw | 0
|  |  |  | O&M mobilisation costs - Y07 | 0 | USD 000s |  | vw | 0
|  |  |  | O&M mobilisation costs - Y08 | 0 | USD 000s |  | vw | 0
|  |  |  | O&M mobilisation costs - Y09 | 0 | USD 000s |  | vw | 0
|  |  |  | O&M mobilisation costs - Y10 | 0 | USD 000s |  | vw | 0
|  |  |  | O&M mobilisation costs - Y11 | 0 | USD 000s |  | vw | 0
|  |  |  | O&M mobilisation costs - Y12 | 0 | USD 000s |  | vw | 0
|  |  |  | O&M mobilisation costs - Y13 | 0 | USD 000s |  | vw | 0
|  |  |  | O&M mobilisation costs - Y14 | 0 | USD 000s |  | vw | 0
|  |  |  | O&M mobilisation costs - Y15 | 0 | USD 000s |  | vw | 0
|  |  |  | O&M mobilisation costs - Y16 | 0 | USD 000s |  | vw | 0
|  |  |  | O&M mobilisation costs - Y17 | 0 | USD 000s |  | vw | 0
|  |  |  | O&M mobilisation costs - Y18 | 0 | USD 000s |  | vw | 0
|  |  |  | O&M mobilisation costs - Y19 | 0 | USD 000s |  | vw | 0
|  |  |  | O&M mobilisation costs - Y20 | 0 | USD 000s |  | vw | 0
|  |  |  | O&M mobilisation costs - Y21 | 0 | USD 000s |  | vw | 0
|  |  |  | O&M mobilisation costs - Y22 | 0 | USD 000s |  | vw | 0
|  |  |  | O&M mobilisation costs - Y23 | 0 | USD 000s |  | vw | 0
|  |  |  | O&M mobilisation costs - Y24 | 0 | USD 000s |  | vw | 0
|  |  |  | O&M mobilisation costs - Y25 | 0 | USD 000s |  | vw | 0
|  |  |  | O&M mobilisation costs - Y26 | 0 | USD 000s |  | vw | 0
|  |  |  | O&M mobilisation costs - Y27 | 0 | USD 000s |  | vw | 0
|  |  |  | O&M mobilisation costs - Y28 | 0 | USD 000s |  | vw | 0
|  |  |  | O&M mobilisation costs - Y29 | 0 | USD 000s |  | vw | 0
|  |  |  | O&M mobilisation costs - Y30 | 0 | USD 000s |  | vw | 0
|  |  |  | O&M mobilisation costs - Y31 | 0 | USD 000s |  | vw | 0
|  |  |  | O&M mobilisation costs - Y32 | 0 | USD 000s |  | vw | 0
|  |  |  | O&M mobilisation costs - Y33 | 0 | USD 000s |  | vw | 0
|  |  |  | O&M mobilisation costs - Y34 | 0 | USD 000s |  | vw | 0
|  |  |  | O&M mobilisation costs - Y35 | 0 | USD 000s |  | vw | 0
|  |  |  | O&M mobilisation costs - Y36 | 0 | USD 000s |  | vw | 0
|  |  |  | O&M mobilisation costs - Y37 | 0 | USD 000s |  | vw | 0
|  |  |  | O&M mobilisation costs - Y38 | 0 | USD 000s |  | vw | 0
|  |  |  | O&M mobilisation costs - Y39 | 0 | USD 000s |  | vw | 0
|  |  |  | O&M mobilisation costs - Y40 | 0 | USD 000s |  | vw | 0
ACCOUNTING
|  |  |  | IFRIC 12 accounting used? | 1 | 1 = yes, 0 = no (/OL or FL) |  | vw | 1
|  |  |  | IFRIC 12 construction margin | 2% | % |  | vw | 2%
|  |  |  | IFRIC 12 operating margin | 6.5% | % |  | vw | 6.5%
|  |  |  | Fixed asset accounting under IFRIC12 - for tax | 1 | 1 = yes, 0 = no |  | vw | 1
|  |  |  | Operating lease accounting used? | 0 | 1 = yes, 0 = no (/IFRIC 12) |  | vw | 0
|  |  |  | Useful life of non current asset under operating lease | 30 | years |  | vw | 30
|  |  |  | Accounting depreciation to start from EGR period commencement | 1 | 1 = yes, 0 = no |  | vw | 1
|  |  |  | Tax depreciation to start from EGR period commencement | 1 | 1 = yes, 0 = no |  | vw | 1
TAXATION
|  |  |  | Corporate tax rate | 15% | % |  | vw | 15%
|  |  |  | Corporate tax payment lag | 0 | months |  | vw | 0
|  |  |  | Tax depreciation rate - finance and development costs | 10% | % p.a. |  | vw | 10%
|  |  |  | Solar assets depreciation method | 1 | 1 = SLM, 2 = WDV |  | vw | 1
|  |  |  | PV assets depreciation rate SLM | 10% | % p.a. |  | vw | 10%
|  |  |  | Spare 2 asset depreciation rate SLM | 10% | % p.a. |  | vw | 10%
|  |  |  | Spare 3 asset depreciation rate SLM | 10% | % p.a. |  | vw | 10%
|  |  |  | Spare 4 asset depreciation rate SLM | 10% | % p.a. |  | vw | 10%
|  |  |  | Spare 5 asset depreciation rate SLM | 10% | % p.a. |  | vw | 10%
|  |  |  | Other non-current asset depreciation rate SLM | 10% | % p.a. |  | vw | 10%
|  |  |  | Tax loss available duration | 99 | years | Based on updated tax advice | vw | 99
|  |  |  | Maxmum % of taxable income to be offset against losses c/f | 100% | % | Based on updated tax advice | vw | 100%
|  |  |  | Thin capitalisation ratio (debt to equity) | 3 | factor |  | vw | 3
Property tax
|  |  |  | Property tax holiday period to start from EGR period commencement | 1 | 1 = yes, 0 = no |  | vw | 1
|  |  |  | Property tax holiday period | 10 | years |  | vw | 10
|  |  |  | Property tax rate | 1.5% | % p.a. | Based on updated tax advice | vw | 1.5%
|  |  |  | REPU % of PV plant asset | 95% | % |  | vw | 95%
|  |  |  | REPU % of Spare 2 asset | 100% | % |  | vw | 100%
|  |  |  | REPU % of Spare 3 asset | 100% | % |  | vw | 100%
|  |  |  | REPU % of Spare 4 asset | 100% | % |  | vw | 100%
|  |  |  | REPU % of Spare 5 asset | 100% | % |  | vw | 100%
|  |  |  | REPU % of Other non current asset | 100% | % |  | vw | 100%
Land tax
|  |  |  | Land tax applicable during construction | 1 | 1 = yes, 0 = no |  | vw | 1
|  |  |  | Land tax holiday period to start from EGR period commencement | 1 | 1 = yes, 0 = no |  | vw | 1
|  |  |  | Land tax indexation | 0 | 1=active, 0=inactive |  | vw | 0
|  |  |  | Land tax holiday period | 10 | years |  | vw | 10
|  |  |  | Land tax rate (Som) - Construction and operations | 32630000 | Soums per hectares p.a. |  | vw | 32630000
|  |  |  | Tx and substation (EIF) coefficient for land tax during construction | 0.4 | x |  | vw | 0.4
|  |  |  | Land tax rate (Som) - EIF area | 13052000 | Soums per hectares p.a. |  | vw | 13052000
|  |  |  | Land size (each 10,000m^2 = 1 hectares) - Power plant + EIF | 588.64 | hectares |  | vw | 588.64
|  |  |  | Land size (each 10,000m^2 = 1 hectares) - Power plant | 562 | hectares |  | vw | 562
|  |  |  | Land size (each 10,000m^2 = 1 hectares) - EIF | 26.64 | hectares
VAT
|  |  |  | VAT exemption period | 0 | years |  | vw | 0
|  |  |  | VAT exemption rate | 0% | % |  | vw | 0%
|  |  |  | VAT standard rate | 12% | % |  | vw | 12%
|  |  |  | VAT on exempt financing costs - construction | 0% | % |  | vw | 0%
|  |  |  | VAT lag during operations | 6 | months |  | vw | 6
|  |  |  | VAT lag during construction | 6 | months |  | vw | 6
|  |  |  | VAT reclaimable | 1 | 1 = yes, 0 = no |  | vw | 1
VAT facility
|  |  |  | VAT facility active | 1 | 1 = yes, 0 = no |  | vw | 1
|  |  |  | VAT facility drawdown frequency | 3 | months | Target terms | vw | 3
|  |  |  | VAT facility tenor - DTD | 24 | months | Target terms | vw | 24
|  |  |  | VAT facility upfront fee | 1% | % p.a. | Target terms | vw | 1%
|  |  |  | VAT facility margin | 0.7% | % p.a. | Target terms | vw | 0.7%
|  |  |  | VAT facility commitment fee | 0.35% | % p.a. | Target terms | vw | 0.35%
|  |  |  | Max VAT facility amount outstanding | 17635.3521 | USD 000s | for info
|  |  |  | VAT facility commitment amount | 19500 | USD 000s |  | vw | 19500
|  |  |  | VAT facility day count convention | 360 | days |  | vw | 360
|  |  |  | VAT facility financing costs rolled-up | 1 | 1 = yes, 0 = no |  | vw | 1
WHT
|  |  |  | WHT on EPC costs no VAT delay, no AR/AP delay | 0% | % |  | vw | 0%
|  |  |  | WHT on operating costs - local portion | 0% | % |  | vw | 0%
|  |  |  | WHT on operating costs - foreign portion | 0% | % |  | vw | 0%
Masdar
|  |  |  | Withholding tax rate - shareholder loan interest - Masdar | 10% | % | Based on updated tax advice | vw | 10%
|  |  |  | Withholding tax rate - EBL interest - Masdar | 0% | % |  | vw | 0%
|  |  |  | Withholding tax rate - EBL fees - Masdar | 0% | % |  | vw | 0%
|  |  |  | Withholding tax rate - dividends - Masdar | 5% | % | Based on updated tax advice | vw | 5%
[sponsor 2]
|  |  |  | Withholding tax rate - shareholder loan interest - [sponsor 2] | 0% | % |  | vw | 0%
|  |  |  | Withholding tax rate - EBL interest - [sponsor 2] | 0% | % |  | vw | 0%
|  |  |  | Withholding tax rate - EBL fees - [sponsor 2] | 0% | % |  | vw | 0%
|  |  |  | Withholding tax rate - dividends - [sponsor 2] | 0% | % |  | vw | 0%
[sponsor 3]
|  |  |  | Withholding tax rate - EBL interest - [sponsor 3] | 0% | % |  | vw | 0%
|  |  |  | Withholding tax rate - EBL fees - [sponsor 3] | 0% | % |  | vw | 0%
WORKING CAPITAL
|  |  |  | Accounts receivable term | 1.5 | months | Sponsor assumption | vw | 1.5
|  |  |  | EGR receivables months during construction | 2 | months | Sponsor assumption | vw | 2
|  |  |  | Accounts payable term | 1.5 | months | Sponsor assumption | vw | 1.5
|  |  |  | EGR payable months during construction | 2 | months | Sponsor assumption | vw | 2
|  |  |  | Legal reserves required as % of share capital | 0% | % |  | vw | 0%
|  |  |  | % of profit attributable to legal reserves | 0% | % |  | vw | 0%
EQUITY RETURNS
|  |  |  | Bid model equity cashflow - final PPA period - TV calculation | 0 | USD 000s |  | vw | 0
|  |  |  | Terminal value as % of EPC | 0% | % |  | vw | 0%
|  |  |  | Terminal value tax rate - Masdar | 0% | % |  | vw | 0%
|  |  |  | Terminal value tax rate - [sponsor 2] | 0% | % |  | vw | 0%
PREHEDGING MTM
Unwinded/ Realized MTM
|  |  |  | Realized Positive MTM value | 0 | USD 000s |  | vw | 0
|  |  |  | Adjustment date for realized positive MTM to equity cashflows | 0 | date |  | vw | 0
Unrealized MTM
|  |  |  | Unrealized Positive MTM value | 0 | USD 000s |  | vw | 0
|  |  |  | Adjustment date for unrealized positive MTM to equity cashflows | 0 | date |  | vw | 0
RATIOS
Dividend lock up ratio
|  |  |  | Dividend lock up ratio | 1.15 | ratio | ADB termsheet | vw | 1.15
Base case
|  |  |  | Required DSCR - P50 | 1.3 | ratio |  | vw | 1.3
|  |  |  | Required DSCR - P90 | 1.15 | ratio |  | vw | 1.15
|  |  |  | Required LLCR - P50 | 1.3 | ratio |  | vw | 1.3
ADJUSTMENTS SWITCHES FOR UZS FINANCIAL STATEMENTS
|  |  |  | UZS financials active | 1 | 0 = no, 1 = yes |  | vw | 1
|  |  |  | Include IFRIC 12 financial asset balance in Fx gain/ (loss) adjustments | 1 | 0 = no, 1 = yes |  | vw | 1
UZS - Income statement switches
Exchange rate to be used
|  |  |  | Operating revenue | 1 | 1 = curve, 0 = constant |  | vw | 1
|  |  |  | Construction costs under IFRIC 12 | 1 | 1 = curve, 0 = constant |  | vw | 1
|  |  |  | Lifecycle costs under IFRIC 12 | 1 | 1 = curve, 0 = constant |  | vw | 1
|  |  |  | Early contract period cash outflow - funded under IFRIC | 1 | 1 = curve, 0 = constant |  | vw | 1
|  |  |  | Operating costs accrued | 1 | 1 = curve, 0 = constant |  | vw | 1
|  |  |  | Non current assets depreciation | 1 | 1 = curve, 0 = constant |  | vw | 1
|  |  |  | Capitalised finance costs amortisation | 1 | 1 = curve, 0 = constant |  | vw | 1
|  |  |  | Effective interest on ADB Loan | 1 | 1 = curve, 0 = constant |  | vw | 1
|  |  |  | Effective interest on EBRD | 1 | 1 = curve, 0 = constant |  | vw | 1
|  |  |  | Effective interest on AIIB | 1 | 1 = curve, 0 = constant |  | vw | 1
|  |  |  | Effective interest on EIB | 1 | 1 = curve, 0 = constant |  | vw | 1
|  |  |  | GB Refi facility upfront fee paid | 1 | 1 = curve, 0 = constant |  | vw | 1
|  |  |  | GB Refi debt interest | 1 | 1 = curve, 0 = constant |  | vw | 1
|  |  |  | Effective interest on EBL incl. rolled-up | 1 | 1 = curve, 0 = constant |  | vw | 1
|  |  |  | Withholding tax on equity bridge | 1 | 1 = curve, 0 = constant |  | vw | 1
|  |  |  | Shareholder loan interest and fee | 1 | 1 = curve, 0 = constant |  | vw | 1
|  |  |  | Total agent bank fee - operations | 1 | 1 = curve, 0 = constant |  | vw | 1
|  |  |  | DSRA LC fee | 1 | 1 = curve, 0 = constant |  | vw | 1
UZS - Balance sheet switches
Exchange rate to be used
|  |  |  | IFRIC 12 financial asset balance | 1 | 1 = curve, 0 = constant |  | vw | 1
|  |  |  | Non current assets balance for BS | 1 | 1 = curve, 0 = constant |  | vw | 1
|  |  |  | Capitalised finance costs balance for BS | 1 | 1 = curve, 0 = constant |  | vw | 1
|  |  |  | MMRA balance | 1 | 1 = curve, 0 = constant |  | vw | 1
|  |  |  | DSRA balance | 1 | 1 = curve, 0 = constant |  | vw | 1
|  |  |  | WCRA balance | 1 | 1 = curve, 0 = constant |  | vw | 1
|  |  |  | Accounts receivable balance | 1 | 1 = curve, 0 = constant |  | vw | 1
|  |  |  | EGR receivable balance | 1 | 1 = curve, 0 = constant |  | vw | 1
|  |  |  | Prepaid upfront fee asset balance - ADB Loan | 1 | 1 = curve, 0 = constant |  | vw | 1
|  |  |  | Prepaid upfront fee asset balance - EBRD | 1 | 1 = curve, 0 = constant |  | vw | 1
|  |  |  | Prepaid upfront fee asset balance - AIIB | 1 | 1 = curve, 0 = constant |  | vw | 1
|  |  |  | Prepaid upfront fee asset balance - EIB | 1 | 1 = curve, 0 = constant |  | vw | 1
|  |  |  | Retained cash balance | 1 | 1 = curve, 0 = constant |  | vw | 1
|  |  |  | VAT debtor receivable balance | 1 | 1 = curve, 0 = constant |  | vw | 1
|  |  |  | Standby equity balance | 1 | 1 = curve, 0 = constant |  | vw | 1
|  |  |  | Legal reserves balance | 1 | 1 = curve, 0 = constant |  | vw | 1
|  |  |  | Equity bridge IFRS balance | 1 | 1 = curve, 0 = constant |  | vw | 1
|  |  |  | ADB Loan IFRS balance | 1 | 1 = curve, 0 = constant |  | vw | 1
|  |  |  | EBRD IFRS balance | 1 | 1 = curve, 0 = constant |  | vw | 1
|  |  |  | AIIB IFRS balance | 1 | 1 = curve, 0 = constant |  | vw | 1
|  |  |  | EIB IFRS balance | 1 | 1 = curve, 0 = constant |  | vw | 1
|  |  |  | GB Refi debt balance | 1 | 1 = curve, 0 = constant |  | vw | 1
|  |  |  | VAT facility balance | 1 | 1 = curve, 0 = constant |  | vw | 1
|  |  |  | Shareholder loan balance | 1 | 1 = curve, 0 = constant |  | vw | 1
|  |  |  | Accounts payable balance | 1 | 1 = curve, 0 = constant |  | vw | 1
|  |  |  | Pre-completion operating cost payable balance | 1 | 1 = curve, 0 = constant |  | vw | 1
|  |  |  | Corporate tax payable balance | 1 | 1 = curve, 0 = constant |  | vw | 1
|  |  |  | VAT reclaimable from / (owed to) govt. balance | 1 | 1 = curve, 0 = constant |  | vw | 1
|  |  |  | VAT creditor payable balance | 1 | 1 = curve, 0 = constant |  | vw | 1
|  |  |  | Deferred tax liability / (asset) | 1 | 1 = curve, 0 = constant |  | vw | 1
Switches for non current assets costs to be accounted for tax purposes in UZS
Allowed for taxable income
|  |  |  | PV EPC costs s.a. | 1 | 1 = yes, 0 = no |  | vw | 1
|  |  |  | [spare 2] s.a. | 1 | 1 = yes, 0 = no |  | vw | 1
|  |  |  | [spare 3] s.a. | 1 | 1 = yes, 0 = no |  | vw | 1
|  |  |  | [spare 4] s.a. | 1 | 1 = yes, 0 = no |  | vw | 1
|  |  |  | [spare 5] s.a. | 1 | 1 = yes, 0 = no |  | vw | 1
|  |  |  | Interconnection facilty costs s.a. | 1 | 1 = yes, 0 = no |  | vw | 1
|  |  |  | EPC premium s.a. | 1 | 1 = yes, 0 = no |  | vw | 1
|  |  |  | Development fee s.a. | 0 | 1 = yes, 0 = no |  | vw | 0
|  |  |  | Contingency costs (EPC and Interconnection facility) s.a. | 1 | 1 = yes, 0 = no |  | vw | 1
|  |  |  | Advisory fee - m s.a. | 1 | 1 = yes, 0 = no |  | vw | 1
|  |  |  | [spare 1] local costs s.a. | 1 | 1 = yes, 0 = no |  | vw | 1
|  |  |  | [spare 2] local costs s.a. | 1 | 1 = yes, 0 = no |  | vw | 1
|  |  |  | [spare 3] local costs s.a. | 1 | 1 = yes, 0 = no |  | vw | 1
|  |  |  | [spare 4] local costs s.a. | 1 | 1 = yes, 0 = no |  | vw | 1
|  |  |  | [spare 5] local costs s.a. | 1 | 1 = yes, 0 = no |  | vw | 1
|  |  |  | [spare 6] local costs s.a. | 1 | 1 = yes, 0 = no |  | vw | 1
|  |  |  | [spare 7] local costs s.a. | 1 | 1 = yes, 0 = no |  | vw | 1
|  |  |  | Development cost USD s.a. | 1 | 1 = yes, 0 = no |  | vw | 1
|  |  |  | Insurance USD s.a. | 1 | 1 = yes, 0 = no |  | vw | 1
|  |  |  | SPV overhead USD s.a. | 1 | 1 = yes, 0 = no |  | vw | 1
|  |  |  | SPV employees USD s.a. | 1 | 1 = yes, 0 = no |  | vw | 1
|  |  |  | Upfront agency role fees USD s.a. | 1 | 1 = yes, 0 = no |  | vw | 1
|  |  |  | [spare 6] USD s.a. | 1 | 1 = yes, 0 = no |  | vw | 1
|  |  |  | [spare 7] USD s.a. | 1 | 1 = yes, 0 = no |  | vw | 1
|  |  |  | PCG upfront costs s.a. | 1 | 1 = yes, 0 = no |  | vw | 1
|  |  |  | Land tax charge - construction s.a. | 1 | 1 = yes, 0 = no |  | vw | 1
|  |  |  | Standby equity LC fee s.a. | 1 | 1 = yes, 0 = no |  | vw | 1
|  |  |  | Performance bond / development security LC fee - M s.a. | 1 | 1 = yes, 0 = no |  | vw | 1
|  |  |  | Lifecycle costs - total indexed POS | 1 | 1 = yes, 0 = no |  | vw | 1
|  |  |  | Early generation profit (/loss) credited to wip | 1 | 1 = yes, 0 = no |  | vw | 1
|  |  |  | Non refundable VAT during construction s.a. POS | 1 | 1 = yes, 0 = no |  | vw | 1
Accounting treatment
|  |  |  | PV EPC costs s.a. | 1 | 1= capitalised; 0 = expensed |  | vw | 1
|  |  |  | [spare 2] s.a. | 1 | 1= capitalised; 0 = expensed |  | vw | 1
|  |  |  | [spare 3] s.a. | 1 | 1= capitalised; 0 = expensed |  | vw | 1
|  |  |  | [spare 4] s.a. | 1 | 1= capitalised; 0 = expensed |  | vw | 1
|  |  |  | [spare 5] s.a. | 1 | 1= capitalised; 0 = expensed |  | vw | 1
|  |  |  | Interconnection facilty costs s.a. | 0 | 1= capitalised; 0 = expensed |  | vw | 0
|  |  |  | EPC premium s.a. | 1 | 1= capitalised; 0 = expensed |  | vw | 1
|  |  |  | Development fee s.a. | 0 | 1= capitalised; 0 = expensed |  | vw | 0
|  |  |  | Contingency costs (EPC and Interconnection facility) s.a. | 1 | 1= capitalised; 0 = expensed |  | vw | 1
|  |  |  | Advisory fee - m s.a. | 0 | 1= capitalised; 0 = expensed |  | vw | 0
|  |  |  | [spare 1] local costs s.a. | 0 | 1= capitalised; 0 = expensed |  | vw | 0
|  |  |  | [spare 2] local costs s.a. | 0 | 1= capitalised; 0 = expensed |  | vw | 0
|  |  |  | [spare 3] local costs s.a. | 0 | 1= capitalised; 0 = expensed |  | vw | 0
|  |  |  | [spare 4] local costs s.a. | 0 | 1= capitalised; 0 = expensed |  | vw | 0
|  |  |  | [spare 5] local costs s.a. | 0 | 1= capitalised; 0 = expensed |  | vw | 0
|  |  |  | [spare 6] local costs s.a. | 0 | 1= capitalised; 0 = expensed |  | vw | 0
|  |  |  | [spare 7] local costs s.a. | 0 | 1= capitalised; 0 = expensed |  | vw | 0
|  |  |  | Development cost USD s.a. | 0 | 1= capitalised; 0 = expensed |  | vw | 0
|  |  |  | Insurance USD s.a. | 1 | 1= capitalised; 0 = expensed |  | vw | 1
|  |  |  | SPV overhead USD s.a. | 0 | 1= capitalised; 0 = expensed |  | vw | 0
|  |  |  | SPV employees USD s.a. | 0 | 1= capitalised; 0 = expensed |  | vw | 0
|  |  |  | Upfront agency role fees USD s.a. | 0 | 1= capitalised; 0 = expensed |  | vw | 0
|  |  |  | [spare 6] USD s.a. | 0 | 1= capitalised; 0 = expensed |  | vw | 0
|  |  |  | [spare 7] USD s.a. | 0 | 1= capitalised; 0 = expensed |  | vw | 0
|  |  |  | PCG upfront costs s.a. | 0 | 1= capitalised; 0 = expensed |  | vw | 0
|  |  |  | Land tax charge - construction s.a. | 0 | 1= capitalised; 0 = expensed |  | vw | 0
|  |  |  | Standby equity LC fee s.a. | 0 | 1= capitalised; 0 = expensed |  | vw | 0
|  |  |  | Performance bond / development security LC fee - M s.a. | 0 | 1= capitalised; 0 = expensed |  | vw | 0
|  |  |  | Lifecycle costs - total indexed POS | 0 | 1= capitalised; 0 = expensed |  | vw | 0
|  |  |  | Early generation profit (/loss) credited to wip | 0 | 1= capitalised; 0 = expensed |  | vw | 0
|  |  |  | Non refundable VAT during construction s.a. POS | 0 | 1= capitalised; 0 = expensed |  | vw | 0
Switches for finance costs during construction to be accounted for tax purposes in UZS
Allowed for taxable income
|  |  |  | Loan arranger fee | 1 | 1 = yes, 0 = no |  | vw | 1
|  |  |  | ADB Loan debt interest - paid | 1 | 1 = yes, 0 = no |  | vw | 1
|  |  |  | ADB Loan commitment fee - paid | 1 | 1 = yes, 0 = no |  | vw | 1
|  |  |  | ADB Loan upfront fee | 1 | 1 = yes, 0 = no |  | vw | 1
|  |  |  | EBRD Loan debt interest - paid | 1 | 1 = yes, 0 = no |  | vw | 1
|  |  |  | EBRD Loan commitment fee - paid | 1 | 1 = yes, 0 = no |  | vw | 1
|  |  |  | EBRD upfront fee | 1 | 1 = yes, 0 = no |  | vw | 1
|  |  |  | AIIB Loan debt interest - paid | 1 | 1 = yes, 0 = no |  | vw | 1
|  |  |  | AIIB Loan commitment fee - paid | 1 | 1 = yes, 0 = no |  | vw | 1
|  |  |  | AIIB upfront fee | 1 | 1 = yes, 0 = no |  | vw | 1
|  |  |  | EIB Loan debt interest - paid | 1 | 1 = yes, 0 = no |  | vw | 1
|  |  |  | EIB Loan commitment fee - paid | 1 | 1 = yes, 0 = no |  | vw | 1
|  |  |  | EIB upfront fee | 1 | 1 = yes, 0 = no |  | vw | 1
|  |  |  | Agent bank fee - m | 1 | 1 = yes, 0 = no |  | vw | 1
|  |  |  | VAT facility financing cost paid | 1 | 1 = yes, 0 = no |  | vw | 1
|  |  |  | Standby debt commitment fee | 1 | 1 = yes, 0 = no |  | vw | 1
|  |  |  | Standby debt upfront fee | 1 | 1 = yes, 0 = no |  | vw | 1
|  |  |  | Equity bridge interest and fees rolled-up | 1 | 1 = yes, 0 = no |  | vw | 1
|  |  |  | Equity bridge interest and fees paid POS | 1 | 1 = yes, 0 = no |  | vw | 1
|  |  |  | SHL interest and fee rolled up during construction s.a. | 1 | 1 = yes, 0 = no |  | vw | 1
|  |  |  | VAT facility financing costs rolled-up s.a. | 1 | 1 = yes, 0 = no |  | vw | 1
Accounting treatment
|  |  |  | Loan arranger fee | 0 | 1= capitalised; 0 = expensed |  | vw | 0
|  |  |  | ADB Loan debt interest - paid | 1 | 1= capitalised; 0 = expensed |  | vw | 1
|  |  |  | ADB Loan commitment fee - paid | 0 | 1= capitalised; 0 = expensed |  | vw | 0
|  |  |  | ADB Loan upfront fee | 0 | 1= capitalised; 0 = expensed |  | vw | 0
|  |  |  | EBRD Loan debt interest - paid | 1 | 1= capitalised; 0 = expensed |  | vw | 1
|  |  |  | EBRD Loan commitment fee - paid | 0 | 1= capitalised; 0 = expensed |  | vw | 0
|  |  |  | EBRD upfront fee | 0 | 1= capitalised; 0 = expensed |  | vw | 0
|  |  |  | AIIB Loan debt interest - paid | 1 | 1= capitalised; 0 = expensed |  | vw | 1
|  |  |  | AIIB Loan commitment fee - paid | 0 | 1= capitalised; 0 = expensed |  | vw | 0
|  |  |  | AIIB upfront fee | 0 | 1= capitalised; 0 = expensed |  | vw | 0
|  |  |  | EIB Loan debt interest - paid | 1 | 1= capitalised; 0 = expensed |  | vw | 1
|  |  |  | EIB Loan commitment fee - paid | 0 | 1= capitalised; 0 = expensed |  | vw | 0
|  |  |  | EIB upfront fee | 0 | 1= capitalised; 0 = expensed |  | vw | 0
|  |  |  | Agent bank fee - m | 0 | 1= capitalised; 0 = expensed |  | vw | 0
|  |  |  | VAT facility financing cost paid | 1 | 1= capitalised; 0 = expensed |  | vw | 1
|  |  |  | Standby debt commitment fee | 0 | 1= capitalised; 0 = expensed |  | vw | 0
|  |  |  | Standby debt upfront fee | 0 | 1= capitalised; 0 = expensed |  | vw | 0
|  |  |  | Equity bridge interest and fees rolled-up | 1 | 1= capitalised; 0 = expensed |  | vw | 1
|  |  |  | Equity bridge interest and fees paid POS | 1 | 1= capitalised; 0 = expensed |  | vw | 1
|  |  |  | SHL interest and fee rolled up during construction s.a. | 1 | 1= capitalised; 0 = expensed |  | vw | 1
|  |  |  | VAT facility financing costs rolled-up s.a. | 1 | 1= capitalised; 0 = expensed |  | vw | 1
MODEL TECHINCAL INPUTS - DO NOT CHANGE
|  |  |  | Probability 1 | P50
|  |  |  | Probability 2 | P75
|  |  |  | Probability 3 | P90
Misc
Currency selection
|  |  |  | Standard currency | USD | currency
|  |  |  | Local currency | SOM | currency
|  |  |  | Standard monetary unit | USD 000s | "SMU"
|  |  |  | Standard monetary unit - monthly | USD 000s p.m. | "SMUm"
|  |  |  | Standard monetary unit - annual | USD 000s p.a. | "SMUa"
|  |  |  | Local currency unit | Som | "LCU"
|  |  |  | Local currency sub-unit | Tiyin | "LCSU"
|  |  |  | Local currency unit - Thousands | SOM 000s | "LCUth"
|  |  |  | Local currency unit - Millions | SOM Mn | "LCUmn"
|  |  |  | Number of semi annual periods in year | 2 | periods
|  |  |  | Months in semi annual period | 6 | months
|  |  |  | Months in year | 12 | months
|  |  |  | Days in a month | 30 | days
|  |  |  | Days in a year | 365 | days
|  |  |  | Hours in day | 24 | hours
|  |  |  | Hours in year | 8760 | hours
|  |  |  | Check tolerance | 0.001 | "ChkTol"
|  |  |  | Track tolerance | 0.01 | "TrkTol"
|  |  |  | Percentage tolerance | 0.01% | "PctTol"
|  |  |  | Units in a thousand | 1000 | units in thousand
|  |  |  | Units in a million | 1000000 | units in million
|  |  |  | Gwh to kwh conversion | 1000000 | KWh / GWh
|  |  |  | Tiyin / Som | 100 | Tiyin / Som
|  |  |  | Uscts / USD | 100 | UScts / USD
|  |  |  | Initial negative value for xirr | -1e-08 | USD 000s
|  |  |  | Difference amplifier - 10^7 | 10000000 | unit
|  |  |  | Optimisation parameter - 1 | 3 | #
|  |  |  | Optimisation parameter - 2 | 2 | #
|  |  |  | Optimisation parameter - 3 | 4 | #
|  |  |  | Optimisation parameter - 4 | -10% | #
Operations period labels
|  |  |  | First model phase | Dev | label
|  |  |  | Second model phase | Fin-close | label
|  |  |  | Third model phase | FC/Const. | label
|  |  |  | Fourth model phase | Const | label
|  |  |  | Fifth model phase | Const/Ops | label
|  |  |  | Sixth model phase | Ops - PPA | label
|  |  |  | Seventh model phase | Ops/Post-cont. | label
|  |  |  | Eighth model phase | Post-cont Ops | label
|  |  |  | Ninth model phase | Post-cont/Post-Ops | label
|  |  |  | Tenth model phase | Post-Ops | label
Construction period labels
|  |  |  | First model phase - monthly | Dev | label
|  |  |  | Second model phase - monthly | Fin-close | label
|  |  |  | Third model phase - monthly | Const | label
|  |  |  | Fourth model phase - monthly | Ops | label
|  |  |  | Interconnection facilty charge required % of pv of cost | 100% | %
|  |  |  | IRR solve mode | 1 | 1=normal, 2=Quick
|  |  |  | IRR tolerance - normal | 0.0001% | %
|  |  |  | IRR tolerance - quick | 0.01% | %
|  |  |  | IRR tolerance | 0.0001% | %
|  |  |  | Display userform when solving | 1 | 1=on, 0=off
Solve Model
Solve All Cases

## InpS_M
InpS_M
|  |  | 0 | Error chks
|  |  | 0 | Track chgs
|  |  | 1 | Alerts
|  |  | Constant | Unit | Total
MONTHLY ASSUMPTIONS (NOT ON MODEL TIMELINE)
|  | Construction period flag for inpS_M | 0 | flag | 0 | 0 | 0 | 0 | 0 | 0 | 0 | 0 | 0 | 0 | 0 | 0 | 0 | 0 | 1 | 1 | 1 | 1 | 1 | 1 | 1 | 1 | 1 | 1 | 1 | 1 | 1 | 1 | 1 | 1 | 1 | 1 | 1 | 1 | 1 | 1 | 1 | 1 | 1 | 1 | 1 | 0 | 0 | 0 | 0 | 0 | 0 | 0 | 0 | 0 | 0 | 0 | 0 | 0 | 0 | 0 | 0 | 0
|  | FC / Construction period and onwards counter |  | counter |  |  | 1 | 2 | 3 | 4 | 5 | 6 | 7 | 8 | 9 | 10 | 11 | 12 | 13 | 14 | 15 | 16 | 17 | 18 | 19 | 20 | 21 | 22 | 23 | 24 | 25 | 26 | 27 | 28 | 29 | 30 | 31 | 32 | 33 | 34 | 35 | 36 | 37 | 38 | 39 | 40 | 41 | 42 | 43 | 44 | 45 | 46 | 47 | 48 | 49 | 50 | 51 | 52 | 53 | 51 | 52 | 53
|  | FC / construction period identifier |  | label |  |  | Dev | Dev | Dev | Dev | Dev | Dev | Dev | Dev | Dev | Dev | Dev | FC/Const. | Const | Const | Const | Const | Const | Const | Const | Const | Const | Const | Const | Const | Const | Const | Const | Const | Const | Const | Const | Const | Const | Const | Const | Const | Const | Const | Const | Const | Const | Const | Const | Const | Const | Const | Const | Const | Const | Const | Const | Const | Const | Const | Const | Const
EPC LOCAL CURRENCY S-CURVES
EPC local currency S-curves - Base Case
|  | PV EPC costs Som s-curve |  | % | 0% |  | 0% | 0% | 0% | 0% | 0% | 0% | 0% | 0% | 0% | 0% | 0% | 0% | 0% | 0% | 0% | 0% | 0% | 0% | 0% | 0% | 0% | 0% | 0% | 0% | 0% | 0% | 0% | 0% | 0% | 0% | 0% | 0% | 0% | 0% | 0% | 0% | 0% | 0% | 0% | 0% | 0% | 0% | 0% | 0% | 0% | 0% | 0% | 0% | 0 | 0 | 0 | 0 | 0 | 0 | 0 | 0
|  | [spare 2] Som s-curve |  | % | 0% |  | 0% | 0% | 0% | 0% | 0% | 0% | 0% | 0% | 0% | 0% | 0% | 0% | 0% | 0% | 0% | 0% | 0% | 0% | 0% | 0% | 0% | 0% | 0% | 0% | 0% | 0% | 0% | 0% | 0% | 0% | 0% | 0% | 0% | 0% | 0% | 0% | 0% | 0% | 0% | 0% | 0% | 0% | 0% | 0% | 0% | 0% | 0% | 0% | 0 | 0 | 0 | 0 | 0 | 0 | 0 | 0
|  | [spare 3] Som s-curve |  | % | 0% |  | 0% | 0% | 0% | 0% | 0% | 0% | 0% | 0% | 0% | 0% | 0% | 0% | 0% | 0% | 0% | 0% | 0% | 0% | 0% | 0% | 0% | 0% | 0% | 0% | 0% | 0% | 0% | 0% | 0% | 0% | 0% | 0% | 0% | 0% | 0% | 0% | 0% | 0% | 0% | 0% | 0% | 0% | 0% | 0% | 0% | 0% | 0% | 0% | 0 | 0 | 0 | 0 | 0 | 0 | 0 | 0
|  | [spare 4] Som s-curve |  | % | 0% |  | 0% | 0% | 0% | 0% | 0% | 0% | 0% | 0% | 0% | 0% | 0% | 0% | 0% | 0% | 0% | 0% | 0% | 0% | 0% | 0% | 0% | 0% | 0% | 0% | 0% | 0% | 0% | 0% | 0% | 0% | 0% | 0% | 0% | 0% | 0% | 0% | 0% | 0% | 0% | 0% | 0% | 0% | 0% | 0% | 0% | 0% | 0% | 0% | 0 | 0 | 0 | 0 | 0 | 0 | 0 | 0
|  | [spare 5] Som s-curve |  | % | 0% |  | 0% | 0% | 0% | 0% | 0% | 0% | 0% | 0% | 0% | 0% | 0% | 0% | 0% | 0% | 0% | 0% | 0% | 0% | 0% | 0% | 0% | 0% | 0% | 0% | 0% | 0% | 0% | 0% | 0% | 0% | 0% | 0% | 0% | 0% | 0% | 0% | 0% | 0% | 0% | 0% | 0% | 0% | 0% | 0% | 0% | 0% | 0% | 0% | 0 | 0 | 0 | 0 | 0 | 0 | 0 | 0
EPC local currency S-curves - Case 2
|  | PV EPC costs Som s-curve |  | % | 0% |  | 0% | 0% | 0% | 0% | 0% | 0% | 0% | 0% | 0% | 0% | 0% | 0% | 0% | 0% | 0% | 0% | 0% | 0% | 0% | 0% | 0% | 0% | 0% | 0% | 0% | 0% | 0% | 0% | 0% | 0% | 0% | 0% | 0% | 0% | 0% | 0% | 0% | 0% | 0% | 0% | 0% | 0% | 0% | 0% | 0% | 0% | 0% | 0% | 0 | 0 | 0 | 0 | 0 | 0 | 0 | 0
|  | [spare 2] Som s-curve |  | % | 0% |  | 0% | 0% | 0% | 0% | 0% | 0% | 0% | 0% | 0% | 0% | 0% | 0% | 0% | 0% | 0% | 0% | 0% | 0% | 0% | 0% | 0% | 0% | 0% | 0% | 0% | 0% | 0% | 0% | 0% | 0% | 0% | 0% | 0% | 0% | 0% | 0% | 0% | 0% | 0% | 0% | 0% | 0% | 0% | 0% | 0% | 0% | 0% | 0% | 0 | 0 | 0 | 0 | 0 | 0 | 0 | 0
|  | [spare 3] Som s-curve |  | % | 0% |  | 0% | 0% | 0% | 0% | 0% | 0% | 0% | 0% | 0% | 0% | 0% | 0% | 0% | 0% | 0% | 0% | 0% | 0% | 0% | 0% | 0% | 0% | 0% | 0% | 0% | 0% | 0% | 0% | 0% | 0% | 0% | 0% | 0% | 0% | 0% | 0% | 0% | 0% | 0% | 0% | 0% | 0% | 0% | 0% | 0% | 0% | 0% | 0% | 0 | 0 | 0 | 0 | 0 | 0 | 0 | 0
|  | [spare 4] Som s-curve |  | % | 0% |  | 0% | 0% | 0% | 0% | 0% | 0% | 0% | 0% | 0% | 0% | 0% | 0% | 0% | 0% | 0% | 0% | 0% | 0% | 0% | 0% | 0% | 0% | 0% | 0% | 0% | 0% | 0% | 0% | 0% | 0% | 0% | 0% | 0% | 0% | 0% | 0% | 0% | 0% | 0% | 0% | 0% | 0% | 0% | 0% | 0% | 0% | 0% | 0% | 0 | 0 | 0 | 0 | 0 | 0 | 0 | 0
|  | [spare 5] Som s-curve |  | % | 0% |  | 0% | 0% | 0% | 0% | 0% | 0% | 0% | 0% | 0% | 0% | 0% | 0% | 0% | 0% | 0% | 0% | 0% | 0% | 0% | 0% | 0% | 0% | 0% | 0% | 0% | 0% | 0% | 0% | 0% | 0% | 0% | 0% | 0% | 0% | 0% | 0% | 0% | 0% | 0% | 0% | 0% | 0% | 0% | 0% | 0% | 0% | 0% | 0% | 0 | 0 | 0 | 0 | 0 | 0 | 0 | 0
EPC local currency S-curves - Case 3
|  | PV EPC costs Som s-curve |  | % | 0% |  | 0% | 0% | 0% | 0% | 0% | 0% | 0% | 0% | 0% | 0% | 0% | 0% | 0% | 0% | 0% | 0% | 0% | 0% | 0% | 0% | 0% | 0% | 0% | 0% | 0% | 0% | 0% | 0% | 0% | 0% | 0% | 0% | 0% | 0% | 0% | 0% | 0% | 0% | 0% | 0% | 0% | 0% | 0% | 0% | 0% | 0% | 0% | 0% | 0 | 0 | 0 | 0 | 0 | 0 | 0 | 0
|  | [spare 2] Som s-curve |  | % | 0% |  | 0% | 0% | 0% | 0% | 0% | 0% | 0% | 0% | 0% | 0% | 0% | 0% | 0% | 0% | 0% | 0% | 0% | 0% | 0% | 0% | 0% | 0% | 0% | 0% | 0% | 0% | 0% | 0% | 0% | 0% | 0% | 0% | 0% | 0% | 0% | 0% | 0% | 0% | 0% | 0% | 0% | 0% | 0% | 0% | 0% | 0% | 0% | 0% | 0 | 0 | 0 | 0 | 0 | 0 | 0 | 0
|  | [spare 3] Som s-curve |  | % | 0% |  | 0% | 0% | 0% | 0% | 0% | 0% | 0% | 0% | 0% | 0% | 0% | 0% | 0% | 0% | 0% | 0% | 0% | 0% | 0% | 0% | 0% | 0% | 0% | 0% | 0% | 0% | 0% | 0% | 0% | 0% | 0% | 0% | 0% | 0% | 0% | 0% | 0% | 0% | 0% | 0% | 0% | 0% | 0% | 0% | 0% | 0% | 0% | 0% | 0 | 0 | 0 | 0 | 0 | 0 | 0 | 0
|  | [spare 4] Som s-curve |  | % | 0% |  | 0% | 0% | 0% | 0% | 0% | 0% | 0% | 0% | 0% | 0% | 0% | 0% | 0% | 0% | 0% | 0% | 0% | 0% | 0% | 0% | 0% | 0% | 0% | 0% | 0% | 0% | 0% | 0% | 0% | 0% | 0% | 0% | 0% | 0% | 0% | 0% | 0% | 0% | 0% | 0% | 0% | 0% | 0% | 0% | 0% | 0% | 0% | 0% | 0 | 0 | 0 | 0 | 0 | 0 | 0 | 0
|  | [spare 5] Som s-curve |  | % | 0% |  | 0% | 0% | 0% | 0% | 0% | 0% | 0% | 0% | 0% | 0% | 0% | 0% | 0% | 0% | 0% | 0% | 0% | 0% | 0% | 0% | 0% | 0% | 0% | 0% | 0% | 0% | 0% | 0% | 0% | 0% | 0% | 0% | 0% | 0% | 0% | 0% | 0% | 0% | 0% | 0% | 0% | 0% | 0% | 0% | 0% | 0% | 0% | 0% | 0 | 0 | 0 | 0 | 0 | 0 | 0 | 0
|  | Profile selection switch | 1 | 1= Jizzakh, 2= Case 2, 3= Case 3
|  | PV EPC costs Som s-curve |  | % | 0% | bar: 1 to 53
|  | [spare 2] Som s-curve |  | % | 0% | bar: 1 to 53
|  | [spare 3] Som s-curve |  | % | 0% | bar: 1 to 53
|  | [spare 4] Som s-curve |  | % | 0% | bar: 1 to 53
|  | [spare 5] Som s-curve |  | % | 0% | bar: 1 to 53
EPC USD S-CURVES
EPC USD S-CURVES - Base Case
|  | PV EPC costs USD s-curve |  | % | 100% |  | 0% | 0% | 0% | 0% | 0% | 0% | 0% | 0% | 0% | 0% | 0% | 20% | 16.72% | 18.4% | 19.44% | 15.44% | 6.8% | 3.2% | 0% | 0% | 0% | 0% | 0% | 0% | 0% | 0% | 0% | 0% | 0% | 0 | 0 | 0 | 0 | 0 | 0 | 0 | 0% | 0 | 0 | 0 | 0 | 0 | 0 | 0 | 0 | 0% | 0 | 0 | 0 | 0 | 0 | 0 | 0 | 0 | 0 | 0
|  | [spare 2] USD s-curve |  | % | 0% |  | 0% | 0% | 0% | 0% | 0% | 0% | 0% | 0% | 0% | 0% | 0% | 0% | 0% | 0% | 0% | 0% | 0% | 0% | 0% | 0% | 0% | 0% | 0% | 0% | 0% | 0% | 0% | 0% | 0% | 0% | 0% | 0% | 0% | 0% | 0% | 0% | 0% | 0% | 0% | 0% | 0% | 0% | 0% | 0% | 0% | 0 | 0 | 0 | 0 | 0 | 0% | 0% | 0 | 0% | 0% | 0
|  | [spare 3] USD s-curve |  | % | 0% |  | 0% | 0% | 0% | 0% | 0% | 0% | 0% | 0% | 0% | 0% | 0% | 0% | 0% | 0% | 0% | 0% | 0% | 0% | 0% | 0% | 0% | 0% | 0% | 0% | 0% | 0% | 0% | 0% | 0% | 0% | 0% | 0% | 0% | 0% | 0% | 0% | 0% | 0% | 0% | 0% | 0% | 0% | 0% | 0% | 0% | 0 | 0 | 0 | 0 | 0 | 0% | 0% | 0 | 0% | 0% | 0
|  | [spare 4] USD s-curve |  | % | 0% |  | 0% | 0% | 0% | 0% | 0% | 0% | 0% | 0% | 0% | 0% | 0% | 0% | 0% | 0% | 0% | 0% | 0% | 0% | 0% | 0% | 0 | 0 | 0 | 0 | 0% | 0% | 0% | 0% | 0% | 0% | 0% | 0% | 0% | 0% | 0% | 0% | 0% | 0% | 0% | 0% | 0% | 0% | 0% | 0 | 0 | 0 | 0 | 0 | 0 | 0 | 0% | 0 | 0 | 0% | 0 | 0
|  | [spare 5] USD s-curve |  | % | 0% |  | 0% | 0% | 0% | 0% | 0% | 0% | 0% | 0% | 0% | 0% | 0% | 0% | 0% | 0% | 0% | 0% | 0% | 0% | 0% | 0% | 0% | 0% | 0% | 0% | 0% | 0% | 0% | 0% | 0% | 0% | 0% | 0% | 0% | 0% | 0% | 0% | 0% | 0% | 0% | 0% | 0% | 0% | 0% | 0% | 0% | 0 | 0 | 0 | 0 | 0 | 0% | 0% | 0 | 0% | 0% | 0
EPC USD S-CURVES - Case 2
|  | PV EPC costs USD s-curve |  | % | 0% | bar: 1 to 53
|  | [spare 2] USD s-curve |  | % | 0% |  | 0% | 0% | 0% | 0% | 0% | 0% | 0% | 0% | 0% | 0% | 0% | 0% | 0% | 0% | 0% | 0% | 0% | 0% | 0% | 0% | 0% | 0% | 0% | 0% | 0% | 0% | 0% | 0% | 0% | 0% | 0% | 0 | 0 | 0 | 0 | 0 | 0% | 0% | 0% | 0 | 0 | 0% | 0 | 0 | 0 | 0% | 0% | 0% | 0 | 0 | 0% | 0 | 0 | 0% | 0 | 0
|  | [spare 3] USD s-curve |  | % | 0% |  | 0% | 0% | 0% | 0% | 0% | 0% | 0% | 0% | 0% | 0% | 0% | 0% | 0% | 0% | 0% | 0% | 0% | 0% | 0% | 0% | 0% | 0% | 0% | 0% | 0% | 0% | 0% | 0% | 0% | 0% | 0% | 0 | 0 | 0 | 0 | 0 | 0% | 0% | 0% | 0 | 0 | 0% | 0 | 0 | 0 | 0% | 0% | 0% | 0 | 0 | 0% | 0 | 0 | 0% | 0 | 0
|  | [spare 4] USD s-curve |  | % | 0% |  | 0% | 0% | 0% | 0% | 0% | 0% | 0% | 0% | 0% | 0% | 0% | 0% | 0% | 0% | 0% | 0% | 0% | 0% | 0% | 0% | 0% | 0% | 0% | 0% | 0% | 0% | 0% | 0% | 0% | 0 | 0 | 0 | 0 | 0 | 0 | 0 | 0% | 0 | 0 | 0 | 0 | 0 | 0 | 0 | 0 | 0% | 0 | 0 | 0 | 0 | 0 | 0 | 0 | 0 | 0 | 0
|  | [spare 5] USD s-curve |  | % | 0% |  | 0% | 0% | 0% | 0% | 0% | 0% | 0% | 0% | 0% | 0% | 0% | 0% | 0% | 0% | 0% | 0% | 0% | 0% | 0% | 0% | 0% | 0% | 0% | 0% | 0% | 0% | 0% | 0% | 0% | 0% | 0% | 0 | 0 | 0 | 0 | 0 | 0% | 0% | 0% | 0 | 0 | 0% | 0 | 0 | 0 | 0% | 0% | 0% | 0 | 0 | 0% | 0 | 0 | 0% | 0 | 0
EPC USD S-CURVES - Case 3
|  | PV EPC costs USD s-curve |  | % | 0% | bar: 1 to 53
|  | [spare 2] USD s-curve |  | % | 0% |  | 0% | 0% | 0% | 0% | 0% | 0% | 0% | 0% | 0% | 0% | 0% | 0% | 0% | 0% | 0% | 0% | 0% | 0% | 0% | 0% | 0% | 0% | 0% | 0% | 0% | 0% | 0% | 0% | 0% | 0% | 0% | 0 | 0 | 0 | 0 | 0 | 0% | 0% | 0% | 0 | 0 | 0% | 0 | 0 | 0 | 0% | 0% | 0% | 0 | 0 | 0% | 0 | 0 | 0% | 0 | 0
|  | [spare 3] USD s-curve |  | % | 0% |  | 0% | 0% | 0% | 0% | 0% | 0% | 0% | 0% | 0% | 0% | 0% | 0% | 0% | 0% | 0% | 0% | 0% | 0% | 0% | 0% | 0% | 0% | 0% | 0% | 0% | 0% | 0% | 0% | 0% | 0% | 0% | 0 | 0 | 0 | 0 | 0 | 0% | 0% | 0% | 0 | 0 | 0% | 0 | 0 | 0 | 0% | 0% | 0% | 0 | 0 | 0% | 0 | 0 | 0% | 0 | 0
|  | [spare 4] USD s-curve |  | % | 0% |  | 0% | 0% | 0% | 0% | 0% | 0% | 0% | 0% | 0% | 0% | 0% | 0% | 0% | 0% | 0% | 0% | 0% | 0% | 0% | 0% | 0% | 0% | 0% | 0% | 0% | 0% | 0% | 0% | 0% | 0 | 0 | 0 | 0 | 0 | 0 | 0 | 0% | 0 | 0 | 0 | 0 | 0 | 0 | 0 | 0 | 0% | 0 | 0 | 0 | 0 | 0 | 0 | 0 | 0 | 0 | 0
|  | [spare 5] USD s-curve |  | % | 0% |  | 0% | 0% | 0% | 0% | 0% | 0% | 0% | 0% | 0% | 0% | 0% | 0% | 0% | 0% | 0% | 0% | 0% | 0% | 0% | 0% | 0% | 0% | 0% | 0% | 0% | 0% | 0% | 0% | 0% | 0% | 0% | 0 | 0 | 0 | 0 | 0 | 0% | 0% | 0% | 0 | 0 | 0% | 0 | 0 | 0 | 0% | 0% | 0% | 0 | 0 | 0% | 0 | 0 | 0% | 0 | 0
|  | Profile selection switch | 1 | 1= Jizzakh, 2= Case 2, 3= Case 3
|  | PV EPC costs USD s-curve |  | % | 100% |  | 0% | 0% | 0% | 0% | 0% | 0% | 0% | 0% | 0% | 0% | 0% | 20% | 16.72% | 18.4% | 19.44% | 15.44% | 6.8% | 3.2% | 0% | 0% | 0% | 0% | 0% | 0% | 0% | 0% | 0% | 0% | 0% | 0% | 0% | 0% | 0% | 0% | 0% | 0% | 0% | 0% | 0% | 0% | 0% | 0% | 0% | 0% | 0% | 0% | 0% | 0% | 0% | 0% | 0% | 0% | 0% | 0% | 0% | 0%
|  | [spare 2] USD s-curve |  | % | 0% | bar: 1 to 53
|  | [spare 3] USD s-curve |  | % | 0% | bar: 1 to 53
|  | [spare 4] USD s-curve |  | % | 0% | bar: 1 to 53
|  | [spare 5] USD s-curve |  | % | 0% | bar: 1 to 53
DEVELOPMENT COSTS - LOCAL CURRENCY
DEVELOPMENT COSTS - LOCAL CURRENCY - Base Case
|  | [spare 1] Som s-curve |  | % | 0% | bar: 1 to 53
|  | [spare 2] Som s-curve |  | % | 0% | bar: 1 to 53
|  | [spare 3] Som s-curve |  | % | 0% | bar: 1 to 53
|  | [spare 4] Som s-curve |  | % | 0% | bar: 1 to 53
|  | [spare 5] Som s-curve |  | % | 0% | bar: 1 to 53
|  | [spare 6] Som s-curve |  | % | 0% | bar: 1 to 53
|  | [spare 7] Som s-curve |  | % | 0% | bar: 1 to 53
DEVELOPMENT COSTS - LOCAL CURRENCY - Case 2
|  | [spare 1] Som s-curve |  | % | 0% | bar: 1 to 53
|  | [spare 2] Som s-curve |  | % | 0% | bar: 1 to 53
|  | [spare 3] Som s-curve |  | % | 0% | bar: 1 to 53
|  | [spare 4] Som s-curve |  | % | 0% | bar: 1 to 53
|  | [spare 5] Som s-curve |  | % | 0% | bar: 1 to 53
|  | [spare 6] Som s-curve |  | % | 0% | bar: 1 to 53
|  | [spare 7] Som s-curve |  | % | 0% | bar: 1 to 53
DEVELOPMENT COSTS - LOCAL CURRENCY - Case 3
|  | [spare 1] Som s-curve |  | % | 0% | bar: 1 to 53
|  | [spare 2] Som s-curve |  | % | 0% | bar: 1 to 53
|  | [spare 3] Som s-curve |  | % | 0% | bar: 1 to 53
|  | [spare 4] Som s-curve |  | % | 0% | bar: 1 to 53
|  | [spare 5] Som s-curve |  | % | 0% | bar: 1 to 53
|  | [spare 6] Som s-curve |  | % | 0% | bar: 1 to 53
|  | [spare 7] Som s-curve |  | % | 0% | bar: 1 to 53
|  | Profile selection switch | 1 | 1= Jizzakh, 2= Case 2, 3= Case 3
|  | [spare 1] Som s-curve |  | % | 0% | bar: 1 to 53
|  | [spare 2] Som s-curve |  | % | 0% | bar: 1 to 53
|  | [spare 3] Som s-curve |  | % | 0% | bar: 1 to 53
|  | [spare 4] Som s-curve |  | % | 0% | bar: 1 to 53
|  | [spare 5] Som s-curve |  | % | 0% | bar: 1 to 53
|  | [spare 6] Som s-curve |  | % | 0% | bar: 1 to 53
|  | [spare 7] Som s-curve |  | % | 0% | bar: 1 to 53
DEVELOPMENT COSTS - USD
DEVELOPMENT COSTS - USD - Base Case
|  | Development cost USD s-curve |  | % | 100% |  | 0% | 0% | 0% | 0% | 0% | 0% | 0% | 0% | 0% | 0% | 0% | 0% | 0% | 0% | 0% | 0% | 0% | 0% | 0% | 0% | 0% | 0% | 0% | 100% | 0% | 0% | 0% | 0% | 0% | 0% | 0% | 0% | 0% | 0% | 0% | 0% | 0 | 0 | 0 | 0 | 0 | 0 | 0 | 0 | 0% | 0 | 0 | 0 | 0 | 0 | 0 | 0 | 0 | 0 | 0 | 0
|  | Insurance USD s-curve |  | % | 100% |  | 0% | 0% | 0% | 0% | 0% | 0% | 0% | 0% | 0% | 0% | 0% | 100% | 0% | 0% | 0% | 0% | 0% | 0% | 0% | 0% | 0% | 0% | 0% | 0% | 0% | 0% | 0% | 0% | 0% | 0% | 0% | 0% | 0% | 0% | 0% | 0% | 0 | 0 | 0 | 0 | 0 | 0 | 0 | 0 | 0% | 0 | 0 | 0 | 0 | 0 | 0 | 0 | 0 | 0 | 0 | 0
|  | SPV overhead USD s-curve |  | % | 100% |  | 0% | 0% | 0% | 0% | 0% | 0% | 0% | 0% | 0% | 0% | 0% | 0% | 8.333% | 8.333% | 8.333% | 8.333% | 8.333% | 8.333% | 8.333% | 8.333% | 8.333% | 8.333% | 8.333% | 8.333% | 0% | 0% | 0% | 0% | 0% | 0% | 0% | 0% | 0% | 0% | 0% | 0% | 0 | 0 | 0 | 0 | 0 | 0 | 0 | 0 | 0% | 0 | 0 | 0 | 0 | 0 | 0 | 0 | 0 | 0 | 0 | 0
|  | SPV employees USD s-curve |  | % | 100% |  | 0% | 0% | 0% | 0% | 0% | 0% | 0% | 0% | 0% | 0% | 0% | 0% | 0% | 0% | 0% | 0% | 2% | 2% | 2% | 2% | 2% | 2% | 20% | 68% | 0% | 0% | 0% | 0% | 0% | 0% | 0% | 0% | 0% | 0% | 0% | 0% | 0 | 0 | 0 | 0 | 0 | 0 | 0 | 0 | 0% | 0 | 0 | 0 | 0 | 0 | 0 | 0 | 0 | 0 | 0 | 0
|  | Upfront agency role fees USD s-curve |  | % | 100% |  | 0% | 0% | 0% | 0% | 0% | 0% | 0% | 0% | 0% | 0% | 0% | 100% | 0% | 0% | 0% | 0% | 0% | 0% | 0% | 0% | 0% | 0% | 0% | 0% | 0% | 0% | 0% | 0% | 0% | 0% | 0% | 0% | 0% | 0% | 0% | 0% | 0 | 0 | 0 | 0 | 0 | 0 | 0 | 0 | 0% | 0 | 0 | 0 | 0 | 0 | 0 | 0 | 0 | 0 | 0 | 0
|  | O&M mobilisation fees USD s-curve |  | % | 100% |  | 0% | 0% | 0% | 0% | 0% | 0% | 0% | 0% | 0% | 0% | 0% | 0% | 0% | 0% | 0% | 0% | 0% | 0% | 0% | 0% | 0% | 0% | 0% | 0% | 0% | 0% | 0% | 0% | 0% | 0% | 0% | 0% | 100% | 0% | 0% | 0% | 0% | 0% | 0% | 0% | 0% | 0% | 0% | 0% | 0% | 0% | 0% | 0% | 0% | 0% | 0% | 0% | 0% | 0% | 0% | 0%
|  | [spare 7] USD s-curve |  | % | 0% |  | 0% | 0% | 0% | 0% | 0% | 0% | 0% | 0% | 0% | 0% | 0% | 0% | 0% | 0% | 0% | 0% | 0% | 0% | 0% | 0% | 0% | 0% | 0% | 0% | 0% | 0% | 0% | 0% | 0% | 0% | 0% | 0% | 0% | 0% | 0% | 0% | 0% | 0% | 0% | 0 | 0 | 0 | 0 | 0 | 0% | 0% | 0% | 0% | 0 | 0 | 0 | 0 | 0 | 0 | 0 | 0
DEVELOPMENT COSTS - USD - Case 2
|  | Development cost USD s-curve |  | % | 0% |  | 0% | 0% | 0% | 0% | 0% | 0% | 0% | 0% | 0% | 0% | 0% | 0% | 0% | 0% | 0% | 0% | 0% | 0% | 0% | 0% | 0% | 0% | 0% | 0% | 0% | 0% | 0% | 0% | 0% | 0% | 0% | 0% | 0% | 0% | 0% | 0% | 0% | 0% | 0 | 0 | 0 | 0 | 0 | 0 | 0% | 0% | 0% | 0 | 0 | 0 | 0 | 0 | 0 | 0 | 0 | 0
|  | Insurance USD s-curve |  | % | 0% |  | 0% | 0% | 0% | 0% | 0% | 0% | 0% | 0% | 0% | 0% | 0% | 0% | 0% | 0% | 0% | 0% | 0% | 0% | 0% | 0% | 0% | 0% | 0% | 0% | 0% | 0% | 0% | 0% | 0% | 0% | 0% | 0% | 0% | 0% | 0% | 0% | 0% | 0% | 0 | 0 | 0 | 0 | 0 | 0 | 0% | 0% | 0% | 0 | 0 | 0 | 0 | 0 | 0 | 0 | 0 | 0
|  | SPV overhead USD s-curve |  | % | 0% |  | 0% | 0% | 0% | 0% | 0% | 0% | 0% | 0% | 0% | 0% | 0% | 0% | 0% | 0% | 0% | 0% | 0% | 0% | 0% | 0% | 0% | 0% | 0% | 0% | 0% | 0% | 0% | 0% | 0% | 0% | 0% | 0% | 0% | 0% | 0% | 0% | 0% | 0% | 0 | 0 | 0 | 0 | 0 | 0 | 0% | 0% | 0% | 0 | 0 | 0 | 0 | 0 | 0 | 0 | 0 | 0
|  | SPV employees USD s-curve |  | % | 0% |  | 0% | 0% | 0% | 0% | 0% | 0% | 0% | 0% | 0% | 0% | 0% | 0% | 0% | 0% | 0% | 0% | 0% | 0% | 0% | 0% | 0% | 0% | 0% | 0% | 0% | 0% | 0% | 0% | 0% | 0% | 0% | 0% | 0% | 0% | 0% | 0% | 0% | 0% | 0 | 0 | 0 | 0 | 0 | 0 | 0% | 0% | 0% | 0 | 0 | 0 | 0 | 0 | 0 | 0 | 0 | 0
|  | Upfront agency role fees USD s-curve |  | % | 0% |  | 0% | 0% | 0% | 0% | 0% | 0% | 0% | 0% | 0% | 0% | 0% | 0% | 0% | 0% | 0% | 0% | 0% | 0% | 0% | 0% | 0% | 0% | 0% | 0% | 0% | 0% | 0% | 0% | 0% | 0% | 0% | 0% | 0% | 0% | 0% | 0% | 0% | 0% | 0 | 0 | 0 | 0 | 0 | 0 | 0% | 0% | 0% | 0 | 0 | 0 | 0 | 0 | 0 | 0 | 0 | 0
|  | O&M mobilisation fees USD s-curve |  | % | 0% |  | 0% | 0% | 0% | 0% | 0% | 0% | 0% | 0% | 0% | 0% | 0% | 0% | 0% | 0% | 0% | 0% | 0% | 0% | 0% | 0% | 0% | 0% | 0% | 0% | 0% | 0% | 0% | 0% | 0% | 0% | 0% | 0% | 0% | 0% | 0% | 0% | 0% | 0% | 0 | 0 | 0 | 0 | 0 | 0 | 0% | 0% | 0% | 0 | 0 | 0 | 0 | 0 | 0 | 0 | 0 | 0
|  | [spare 7] USD s-curve |  | % | 0% |  | 0% | 0% | 0% | 0% | 0% | 0% | 0% | 0% | 0% | 0% | 0% | 0% | 0% | 0% | 0% | 0% | 0% | 0% | 0% | 0% | 0% | 0% | 0% | 0% | 0% | 0% | 0% | 0% | 0% | 0% | 0% | 0% | 0% | 0% | 0% | 0% | 0% | 0% | 0 | 0 | 0 | 0 | 0 | 0 | 0% | 0% | 0% | 0 | 0 | 0 | 0 | 0 | 0 | 0 | 0 | 0
DEVELOPMENT COSTS - USD - Case 3
|  | Development cost USD s-curve |  | % | 0% |  | 0% | 0% | 0% | 0% | 0% | 0% | 0% | 0% | 0% | 0% | 0% | 0% | 0% | 0% | 0% | 0% | 0% | 0% | 0% | 0% | 0% | 0% | 0% | 0% | 0% | 0% | 0% | 0% | 0% | 0% | 0% | 0% | 0% | 0% | 0% | 0% | 0% | 0% | 0 | 0 | 0 | 0 | 0 | 0 | 0% | 0% | 0% | 0 | 0 | 0 | 0 | 0 | 0 | 0 | 0 | 0
|  | Insurance USD s-curve |  | % | 0% |  | 0% | 0% | 0% | 0% | 0% | 0% | 0% | 0% | 0% | 0% | 0% | 0% | 0% | 0% | 0% | 0% | 0% | 0% | 0% | 0% | 0% | 0% | 0% | 0% | 0% | 0% | 0% | 0% | 0% | 0% | 0% | 0% | 0% | 0% | 0% | 0% | 0% | 0% | 0 | 0 | 0 | 0 | 0 | 0 | 0% | 0% | 0% | 0 | 0 | 0 | 0 | 0 | 0 | 0 | 0 | 0
|  | SPV overhead USD s-curve |  | % | 0% |  | 0% | 0% | 0% | 0% | 0% | 0% | 0% | 0% | 0% | 0% | 0% | 0% | 0% | 0% | 0% | 0% | 0% | 0% | 0% | 0% | 0% | 0% | 0% | 0% | 0% | 0% | 0% | 0% | 0% | 0% | 0% | 0% | 0% | 0% | 0% | 0% | 0% | 0% | 0 | 0 | 0 | 0 | 0 | 0 | 0% | 0% | 0% | 0 | 0 | 0 | 0 | 0 | 0 | 0 | 0 | 0
|  | SPV employees USD s-curve |  | % | 0% |  | 0% | 0% | 0% | 0% | 0% | 0% | 0% | 0% | 0% | 0% | 0% | 0% | 0% | 0% | 0% | 0% | 0% | 0% | 0% | 0% | 0% | 0% | 0% | 0% | 0% | 0% | 0% | 0% | 0% | 0% | 0% | 0% | 0% | 0% | 0% | 0% | 0% | 0% | 0 | 0 | 0 | 0 | 0 | 0 | 0% | 0% | 0% | 0 | 0 | 0 | 0 | 0 | 0 | 0 | 0 | 0
|  | Upfront agency role fees USD s-curve |  | % | 0% |  | 0% | 0% | 0% | 0% | 0% | 0% | 0% | 0% | 0% | 0% | 0% | 0% | 0% | 0% | 0% | 0% | 0% | 0% | 0% | 0% | 0% | 0% | 0% | 0% | 0% | 0% | 0% | 0% | 0% | 0% | 0% | 0% | 0% | 0% | 0% | 0% | 0% | 0% | 0 | 0 | 0 | 0 | 0 | 0 | 0% | 0% | 0% | 0 | 0 | 0 | 0 | 0 | 0 | 0 | 0 | 0
|  | O&M mobilisation fees USD s-curve |  | % | 0% |  | 0% | 0% | 0% | 0% | 0% | 0% | 0% | 0% | 0% | 0% | 0% | 0% | 0% | 0% | 0% | 0% | 0% | 0% | 0% | 0% | 0% | 0% | 0% | 0% | 0% | 0% | 0% | 0% | 0% | 0% | 0% | 0% | 0% | 0% | 0% | 0% | 0% | 0% | 0 | 0 | 0 | 0 | 0 | 0 | 0% | 0% | 0% | 0 | 0 | 0 | 0 | 0 | 0 | 0 | 0 | 0
|  | [spare 7] USD s-curve |  | % | 0% |  | 0% | 0% | 0% | 0% | 0% | 0% | 0% | 0% | 0% | 0% | 0% | 0% | 0% | 0% | 0% | 0% | 0% | 0% | 0% | 0% | 0% | 0% | 0% | 0% | 0% | 0% | 0% | 0% | 0% | 0% | 0% | 0% | 0% | 0% | 0% | 0% | 0% | 0% | 0 | 0 | 0 | 0 | 0 | 0 | 0% | 0% | 0% | 0 | 0 | 0 | 0 | 0 | 0 | 0 | 0 | 0
|  | Profile selection switch | 1 | 1= Jizzakh, 2= Case 2, 3= Case 3
|  | Development cost USD s-curve |  | % | 100% |  | 0% | 0% | 0% | 0% | 0% | 0% | 0% | 0% | 0% | 0% | 0% | 0% | 0% | 0% | 0% | 0% | 0% | 0% | 0% | 0% | 0% | 0% | 0% | 100% | 0% | 0% | 0% | 0% | 0% | 0% | 0% | 0% | 0% | 0% | 0% | 0% | 0% | 0% | 0% | 0% | 0% | 0% | 0% | 0% | 0% | 0% | 0% | 0% | 0% | 0% | 0% | 0% | 0% | 0% | 0% | 0%
|  | Insurance USD s-curve |  | % | 100% |  | 0% | 0% | 0% | 0% | 0% | 0% | 0% | 0% | 0% | 0% | 0% | 100% | 0% | 0% | 0% | 0% | 0% | 0% | 0% | 0% | 0% | 0% | 0% | 0% | 0% | 0% | 0% | 0% | 0% | 0% | 0% | 0% | 0% | 0% | 0% | 0% | 0% | 0% | 0% | 0% | 0% | 0% | 0% | 0% | 0% | 0% | 0% | 0% | 0% | 0% | 0% | 0% | 0% | 0% | 0% | 0%
|  | SPV overhead USD s-curve |  | % | 100% |  | 0% | 0% | 0% | 0% | 0% | 0% | 0% | 0% | 0% | 0% | 0% | 0% | 8.333% | 8.333% | 8.333% | 8.333% | 8.333% | 8.333% | 8.333% | 8.333% | 8.333% | 8.333% | 8.333% | 8.333% | 0% | 0% | 0% | 0% | 0% | 0% | 0% | 0% | 0% | 0% | 0% | 0% | 0% | 0% | 0% | 0% | 0% | 0% | 0% | 0% | 0% | 0% | 0% | 0% | 0% | 0% | 0% | 0% | 0% | 0% | 0% | 0%
|  | SPV employees USD s-curve |  | % | 100% |  | 0% | 0% | 0% | 0% | 0% | 0% | 0% | 0% | 0% | 0% | 0% | 0% | 0% | 0% | 0% | 0% | 2% | 2% | 2% | 2% | 2% | 2% | 20% | 68% | 0% | 0% | 0% | 0% | 0% | 0% | 0% | 0% | 0% | 0% | 0% | 0% | 0% | 0% | 0% | 0% | 0% | 0% | 0% | 0% | 0% | 0% | 0% | 0% | 0% | 0% | 0% | 0% | 0% | 0% | 0% | 0%
|  | Upfront agency role fees USD s-curve |  | % | 100% |  | 0% | 0% | 0% | 0% | 0% | 0% | 0% | 0% | 0% | 0% | 0% | 100% | 0% | 0% | 0% | 0% | 0% | 0% | 0% | 0% | 0% | 0% | 0% | 0% | 0% | 0% | 0% | 0% | 0% | 0% | 0% | 0% | 0% | 0% | 0% | 0% | 0% | 0% | 0% | 0% | 0% | 0% | 0% | 0% | 0% | 0% | 0% | 0% | 0% | 0% | 0% | 0% | 0% | 0% | 0% | 0%
|  | O&M mobilisation fees USD s-curve |  | % | 100% |  | 0% | 0% | 0% | 0% | 0% | 0% | 0% | 0% | 0% | 0% | 0% | 0% | 0% | 0% | 0% | 0% | 0% | 0% | 0% | 0% | 0% | 0% | 0% | 0% | 0% | 0% | 0% | 0% | 0% | 0% | 0% | 0% | 100% | 0% | 0% | 0% | 0% | 0% | 0% | 0% | 0% | 0% | 0% | 0% | 0% | 0% | 0% | 0% | 0% | 0% | 0% | 0% | 0% | 0% | 0% | 0%
|  | [spare 7] USD s-curve |  | % | 0% |  | 0 | 0 | 0 | 0 | 0 | 0 | 0 | 0 | 0 | 0 | 0 | 0 | 0 | 0 | 0 | 0 | 0 | 0 | 0 | 0 | 0 | 0 | 0 | 0 | 0 | 0 | 0 | 0 | 0 | 0 | 0 | 0 | 0 | 0 | 0 | 0 | 0 | 0 | 0 | 0 | 0 | 0 | 0 | 0 | 0 | 0 | 0 | 0 | 0 | 0 | 0 | 0 | 0 | 0 | 0 | 0
OTHER S-CURVES AND RATES
OTHER S-CURVES AND RATES - Base Case
|  | Interconnection facilty costs USD s-curve |  | % | 100% |  | 0% | 0% | 0% | 0% | 0% | 0% | 0% | 0% | 0% | 0% | 0% | 20% | 16.72% | 18.4% | 19.44% | 15.44% | 6.8% | 3.2% | 0% | 0% | 0% | 0% | 0% | 0% | 0% | 0% | 0% | 0% | 0% | 0% | 0% | 0% | 0% | 0% | 0% | 0% | 0% | 0% | 0% | 0% | 0% | 0% | 0% | 0% | 0% | 0% | 0% | 0% | 0% | 0% | 0% | 0% | 0% | 0% | 0% | 0%
|  | Development fee - USD s-curve |  | % | 100% |  | 0% | 0% | 0% | 0% | 0% | 0% | 0% | 0% | 0% | 0% | 0% | 100% | 0% | 0% | 0% | 0% | 0% | 0% | 0% | 0% | 0% | 0% | 0% | 0% | 0% | 0% | 0% | 0% | 0% | 0% | 0% | 0% | 0% | 0% | 0% | 0% | 0% | 0% | 0% | 0% | 0% | 0% | 0% | 0% | 0% | 0% | 0% | 0% | 0% | 0% | 0% | 0% | 0% | 0% | 0% | 0%
|  | [Spare] USD s-curve |  | % | 100% |  | 0% | 0% | 0% | 0% | 0% | 0% | 0% | 0% | 0% | 0% | 0% | 100% | 0% | 0% | 0% | 0% | 0% | 0% | 0% | 0% | 0% | 0% | 0% | 0% | 0% | 0% | 0% | 0% | 0% | 0% | 0% | 0% | 0% | 0% | 0% | 0% | 0% | 0% | 0% | 0% | 0% | 0% | 0% | 0% | 0% | 0% | 0% | 0% | 0% | 0% | 0% | 0% | 0% | 0% | 0% | 0%
|  | [Spare] USD s-curve |  | % | 100% |  | 0% | 0% | 0% | 0% | 0% | 0% | 0% | 0% | 0% | 0% | 0% | 100% | 0% | 0% | 0% | 0% | 0% | 0% | 0% | 0% | 0% | 0% | 0% | 0% | 0% | 0% | 0% | 0% | 0% | 0% | 0% | 0% | 0% | 0% | 0% | 0% | 0% | 0% | 0% | 0% | 0% | 0% | 0% | 0% | 0% | 0% | 0% | 0% | 0% | 0% | 0% | 0% | 0% | 0% | 0% | 0%
|  | LNTP USD s-curve |  | % | 0% | bar: 1 to 53
OTHER S-CURVES AND RATES - Case 2
|  | Interconnection facilty costs USD s-curve |  | % | 0% |  | 0% | 0% | 0% | 0% | 0% | 0% | 0% | 0% | 0% | 0% | 0% | 0% | 0% | 0% | 0% | 0% | 0% | 0% | 0% | 0% | 0% | 0% | 0% | 0% | 0% | 0% | 0% | 0% | 0 | 0 | 0 | 0 | 0 | 0% | 0% | 0% | 0 | 0 | 0 | 0 | 0 | 0 | 0 | 0 | 0% | 0 | 0 | 0 | 0 | 0 | 0 | 0 | 0 | 0 | 0 | 0
|  | Development fee - USD s-curve |  | % | 0% | bar: 1 to 53
|  | [Spare] USD s-curve |  | % | 0% | bar: 1 to 53
|  | [Spare] USD s-curve |  | % | 0% | bar: 1 to 53
|  | LNTP USD s-curve |  | % | 0% | bar: 1 to 53
OTHER S-CURVES AND RATES - Case 3
|  | Interconnection facilty costs USD s-curve |  | % | 0% |  | 0% | 0% | 0% | 0% | 0% | 0% | 0% | 0% | 0% | 0% | 0% | 0% | 0% | 0% | 0% | 0% | 0% | 0% | 0% | 0% | 0% | 0% | 0% | 0% | 0% | 0% | 0% | 0% | 0% | 0 | 0 | 0 | 0 | 0 | 0 | 0 | 0% | 0 | 0 | 0 | 0 | 0 | 0 | 0 | 0 | 0% | 0 | 0 | 0 | 0 | 0 | 0 | 0 | 0 | 0 | 0
|  | Development fee - USD s-curve |  | % | 0% | bar: 1 to 53
|  | [Spare] USD s-curve |  | % | 0% | bar: 1 to 53
|  | [Spare] USD s-curve |  | % | 0% | bar: 1 to 53
|  | LNTP USD s-curve |  | % | 0% | bar: 1 to 53
|  | Profile selection switch | 1 | 1= Jizzakh, 2= Case 2, 3= Case 3
|  | Interconnection facilty costs USD s-curve |  | % | 100% |  | 0% | 0% | 0% | 0% | 0% | 0% | 0% | 0% | 0% | 0% | 0% | 20% | 16.72% | 18.4% | 19.44% | 15.44% | 6.8% | 3.2% | 0% | 0% | 0% | 0% | 0% | 0% | 0% | 0% | 0% | 0% | 0% | 0% | 0% | 0% | 0% | 0% | 0% | 0% | 0% | 0% | 0% | 0% | 0% | 0% | 0% | 0% | 0% | 0% | 0% | 0% | 0% | 0% | 0% | 0% | 0% | 0% | 0% | 0%
|  | Development fee - USD s-curve |  | % | 100% |  | 0% | 0% | 0% | 0% | 0% | 0% | 0% | 0% | 0% | 0% | 0% | 100% | 0% | 0% | 0% | 0% | 0% | 0% | 0% | 0% | 0% | 0% | 0% | 0% | 0% | 0% | 0% | 0% | 0% | 0% | 0% | 0% | 0% | 0% | 0% | 0% | 0% | 0% | 0% | 0% | 0% | 0% | 0% | 0% | 0% | 0% | 0% | 0% | 0% | 0% | 0% | 0% | 0% | 0% | 0% | 0%
|  | [Spare] USD s-curve |  | % | 100% |  | 0% | 0% | 0% | 0% | 0% | 0% | 0% | 0% | 0% | 0% | 0% | 100% | 0% | 0% | 0% | 0% | 0% | 0% | 0% | 0% | 0% | 0% | 0% | 0% | 0% | 0% | 0% | 0% | 0% | 0% | 0% | 0% | 0% | 0% | 0% | 0% | 0% | 0% | 0% | 0% | 0% | 0% | 0% | 0% | 0% | 0% | 0% | 0% | 0% | 0% | 0% | 0% | 0% | 0% | 0% | 0%
|  | [Spare] USD s-curve |  | % | 100% |  | 0% | 0% | 0% | 0% | 0% | 0% | 0% | 0% | 0% | 0% | 0% | 100% | 0% | 0% | 0% | 0% | 0% | 0% | 0% | 0% | 0% | 0% | 0% | 0% | 0% | 0% | 0% | 0% | 0% | 0% | 0% | 0% | 0% | 0% | 0% | 0% | 0% | 0% | 0% | 0% | 0% | 0% | 0% | 0% | 0% | 0% | 0% | 0% | 0% | 0% | 0% | 0% | 0% | 0% | 0% | 0%
|  | LNTP USD s-curve |  | % | 0% | bar: 1 to 53
FORWARD CURVE
|  | Profile selection switch | 1 | 1= Jizzakh, 2= Case 2, 3= Case 3
|  | 6M SOFR forward curve - construction period - Base Case |  | % p.a. |  |  | 0% | 0% | 0% | 0% | 0% | 0% | 0% | 0% | 0% | 0% | 0% | 5.027% | 5.027% | 5.027% | 5.027% | 4.933% | 4.933% | 4.933% | 4.933% | 4.933% | 4.933% | 3.961% | 3.961% | 3.961% | 3.961% | 3.961% | 3.961% | 3.133% | 3.133% | 3.133% | 3.133% | 3.133% | 3.133% | 2.742% | 2.742% | 2.742% | 2.742% | 2.742% | 2.742% | 2.742% | 2.742% | 2.742% | 2.742% | 2.742% | 2.742% | 2.742% | 2.742% | 2.742% | 2.742% | 2.742% | 2.742% | 2.742% | 2.742% | 2.742% | 2.742% | 2.742%
|  | 6M SOFR forward curve - construction period - Case 2 |  | % p.a. | bar: 1 to 53
|  | 6M SOFR forward curve - construction period - Case 3 |  | % p.a. | bar: 1 to 53
|  | 6M SOFR forward curve - construction period |  | % p.a. |  |  | 0% | 0% | 0% | 0% | 0% | 0% | 0% | 0% | 0% | 0% | 0% | 5.027% | 5.027% | 5.027% | 5.027% | 4.933% | 4.933% | 4.933% | 4.933% | 4.933% | 4.933% | 3.961% | 3.961% | 3.961% | 3.961% | 3.961% | 3.961% | 3.133% | 3.133% | 3.133% | 3.133% | 3.133% | 3.133% | 2.742% | 2.742% | 2.742% | 2.742% | 2.742% | 2.742% | 2.742% | 2.742% | 2.742% | 2.742% | 2.742% | 2.742% | 2.742% | 2.742% | 2.742% | 2.742% | 2.742% | 2.742% | 2.742% | 2.742% | 2.742% | 2.742% | 2.742%
|  | Profile selection switch | 1 | 1= Jizzakh, 2= Case 2, 3= Case 3
|  | 3M SOFR forward curve - construction period - Base Case |  | % p.a. |  |  | 0% | 0% | 0% | 0% | 0% | 0% | 0% | 0% | 0% | 0% | 0% | 5.11% | 5.11% | 5.11% | 5.11% | 5.075% | 5.075% | 5.075% | 4.726% | 4.726% | 4.726% | 4.237% | 4.237% | 4.237% | 3.646% | 3.646% | 3.646% | 3.251% | 3.251% | 3.251% | 2.991% | 2.991% | 2.991% | 2.758% | 2.758% | 2.758% | 2.707% | 2.707% | 2.707% | 2.707% | 2.707% | 2.707% | 2.707% | 2.707% | 2.707% | 2.707% | 2.707% | 2.707% | 2.707% | 2.707% | 2.707% | 2.707% | 2.707% | 2.707% | 2.707% | 2.707%
|  | 3M SOFR forward curve - construction period - Case 2 |  | % p.a. | bar: 1 to 53
|  | 3M SOFR forward curve - construction period - Case 3 |  | % p.a. | bar: 1 to 53
|  | 3M SOFR forward curve - construction period |  | % p.a. |  |  | 0% | 0% | 0% | 0% | 0% | 0% | 0% | 0% | 0% | 0% | 0% | 5.11% | 5.11% | 5.11% | 5.11% | 5.075% | 5.075% | 5.075% | 4.726% | 4.726% | 4.726% | 4.237% | 4.237% | 4.237% | 3.646% | 3.646% | 3.646% | 3.251% | 3.251% | 3.251% | 2.991% | 2.991% | 2.991% | 2.758% | 2.758% | 2.758% | 2.707% | 2.707% | 2.707% | 2.707% | 2.707% | 2.707% | 2.707% | 2.707% | 2.707% | 2.707% | 2.707% | 2.707% | 2.707% | 2.707% | 2.707% | 2.707% | 2.707% | 2.707% | 2.707% | 2.707%
|  | Profile selection switch | 1 | 1= Jizzakh, 2= Case 2, 3= Case 3
|  | 1M SOFR forward curve - construction period - Base Case |  | % p.a. |  |  | 0% | 0% | 0% | 0% | 0% | 0% | 0% | 0% | 0% | 0% | 0% | 5.062% | 5.062% | 5.062% | 5.062% | 5.116% | 5.059% | 5.035% | 4.911% | 4.779% | 4.634% | 4.433% | 4.285% | 4.168% | 3.904% | 3.766% | 3.489% | 3.379% | 3.282% | 3.189% | 3.105% | 3.025% | 2.932% | 2.837% | 2.761% | 2.714% | 2.695% | 2.7% | 2.704% | 2.704% | 2.704% | 2.704% | 2.704% | 2.704% | 2.704% | 2.704% | 2.704% | 2.704% | 2.704% | 2.704% | 2.704% | 2.704% | 2.704% | 2.704% | 2.704% | 2.704%
|  | 1M SOFR forward curve - construction period - Case 2 |  | % p.a. | bar: 1 to 53
|  | 1M SOFR forward curve - construction period - Case 3 |  | % p.a. | bar: 1 to 53
|  | 1M SOFR forward curve - construction period |  | % p.a. |  |  | 0% | 0% | 0% | 0% | 0% | 0% | 0% | 0% | 0% | 0% | 0% | 5.062% | 5.062% | 5.062% | 5.062% | 5.116% | 5.059% | 5.035% | 4.911% | 4.779% | 4.634% | 4.433% | 4.285% | 4.168% | 3.904% | 3.766% | 3.489% | 3.379% | 3.282% | 3.189% | 3.105% | 3.025% | 2.932% | 2.837% | 2.761% | 2.714% | 2.695% | 2.7% | 2.704% | 2.704% | 2.704% | 2.704% | 2.704% | 2.704% | 2.704% | 2.704% | 2.704% | 2.704% | 2.704% | 2.704% | 2.704% | 2.704% | 2.704% | 2.704% | 2.704% | 2.704%
INFLATION RATE
|  | Profile selection switch | 1 | 1= Jizzakh, 2= Case 2, 3= Case 3
|  | US PPI inflation - sensitivity | 0% | %
|  | US PPI annual inflation rate - construction period - Base Case |  | % p.a. | IMF Oct'22 forecasts |  | 0% | 0% | 0% | 0% | 0% | 0% | 0% | 0% | 0% | 0% | 0% | 3.5% | 3.5% | 3.5% | 3.5% | 3.5% | 3.5% | 3.5% | 3.5% | 3.5% | 3.5% | 3.5% | 3.5% | 3.5% | 2.2% | 2.2% | 2.2% | 2.2% | 2.2% | 2.2% | 2.2% | 2.2% | 2.2% | 2.2% | 2.2% | 2.2% | 2% | 2% | 2% | 0% | 0% | 0% | 0% | 0% | 0% | 0% | 0% | 0% | 0% | 0% | 0% | 0% | 0% | 0% | 0% | 0%
|  | US PPI annual inflation rate - construction period - Case 2 |  | % p.a. | IMF Oct'22 forecasts | bar: 1 to 53
|  | US PPI annual inflation rate - construction period - Case 3 |  | % p.a. | IMF Oct'22 forecasts | bar: 1 to 53
|  | US PPI annual inflation rate - construction period |  | % p.a. |  |  | 0% | 0% | 0% | 0% | 0% | 0% | 0% | 0% | 0% | 0% | 0% | 3.5% | 3.5% | 3.5% | 3.5% | 3.5% | 3.5% | 3.5% | 3.5% | 3.5% | 3.5% | 3.5% | 3.5% | 3.5% | 2.2% | 2.2% | 2.2% | 2.2% | 2.2% | 2.2% | 2.2% | 2.2% | 2.2% | 2.2% | 2.2% | 2.2% | 2% | 2% | 2% | 0% | 0% | 0% | 0% | 0% | 0% | 0% | 0% | 0% | 0% | 0% | 0% | 0% | 0% | 0% | 0% | 0%
|  | Profile selection switch | 1 | 1= Jizzakh, 2= Case 2, 3= Case 3
|  | UZ CPI inflation - sensitivity | 0% | %
|  | Uzbekistan cpi annual inflation rate - construction period - Base Case |  | % p.a. | https://www.imf.org/-/media/Files/Publications/CR/2022/English/1UZBEA2022001.ashx |  | 0% | 0% | 0% | 0% | 0% | 0% | 0% | 0% | 0% | 0% | 0% | 11.3% | 11.3% | 11.3% | 11.3% | 11.3% | 11.3% | 11.3% | 11.3% | 11.3% | 11.3% | 11.3% | 11.3% | 11.3% | 6.2% | 6.2% | 6.2% | 6.2% | 6.2% | 6.2% | 6.2% | 6.2% | 6.2% | 6.2% | 6.2% | 6.2% | 5.1% | 5.1% | 5.1% | 0% | 0% | 0% | 0% | 0% | 0% | 0% | 0% | 0% | 0% | 0% | 0% | 0% | 0% | 0% | 0% | 0%
|  | Uzbekistan cpi annual inflation rate - construction period - Case 2 |  |  | https://www.imf.org/-/media/Files/Publications/CR/2022/English/1UZBEA2022001.ashx | bar: 1 to 53
|  | Uzbekistan cpi annual inflation rate - construction period - Case 3 |  |  | https://www.imf.org/-/media/Files/Publications/CR/2022/English/1UZBEA2022001.ashx | bar: 1 to 53
|  | Uzbekistan cpi annual inflation rate - construction period |  | % p.a. |  |  | 0% | 0% | 0% | 0% | 0% | 0% | 0% | 0% | 0% | 0% | 0% | 11.3% | 11.3% | 11.3% | 11.3% | 11.3% | 11.3% | 11.3% | 11.3% | 11.3% | 11.3% | 11.3% | 11.3% | 11.3% | 6.2% | 6.2% | 6.2% | 6.2% | 6.2% | 6.2% | 6.2% | 6.2% | 6.2% | 6.2% | 6.2% | 6.2% | 5.1% | 5.1% | 5.1% | 0% | 0% | 0% | 0% | 0% | 0% | 0% | 0% | 0% | 0% | 0% | 0% | 0% | 0% | 0% | 0% | 0%
EXCHANGE RATE FLUCTUATION
|  | Annual exchange rate movement profile selection | 3 | 1= profile 1, 2= profile 2, 3= profile 3
|  | Annual FX increase / decrease - construction period - profile 1 |  | % p.a. | bar: 1 to 53
|  | Annual FX increase / decrease - construction period - profile 2 |  | % p.a. | bar: 1 to 53
|  | Annual FX increase / decrease - construction period - profile 3 |  | % p.a. | bar: 1 to 53
|  | Annual FX increase / decrease - construction period - active |  | % p.a. | bar: 1 to 53
SENIOR DEBT NOTIONAL PROFILE
SENIOR DEBT NOTIONAL PROFILE - Base Case
|  | Senior debt hedged profile during construction - ADB |  | USD |  |  | 12: 0; 13: 0; 14: 0; 15: 0; 16: 10165991.8535; 17: 10165991.8535; 18: 10165991.8535; 19: 10165991.8535; 20: 10165991.8535; 21: 10165991.8535; 22: 19621872.9945; 23: 19621872.9945; 24: 19621872.9945; 25: 19621872.9945; 26: 19621872.9945; 27: 19621872.9945; 28: 21317311.0648; 29: 21317311.0648; 30: 21317311.0648; 31: 21317311.0648; 32: 21317311.0648; 33: 21317311.0648; 34: 22029460.665; 35: 22029460.665; 36: 22029460.665; 37: 22029460.665; 38: 22029460.665; 39: 22029460.665
|  | Senior debt hedged profile during construction - EBRD |  | USD |  |  | 12: 0; 13: 0; 14: 0; 15: 0; 16: 13346786.3724; 17: 13346786.3724; 18: 13346786.3724; 19: 13346786.3724; 20: 13346786.3724; 21: 13346786.3724; 22: 25761278.4723; 23: 25761278.4723; 24: 25761278.4723; 25: 25761278.4723; 26: 25761278.4723; 27: 25761278.4723; 28: 27987195.0437; 29: 27987195.0437; 30: 27987195.0437; 31: 27987195.0437; 32: 27987195.0437; 33: 27987195.0437; 34: 28922166.1431; 35: 28922166.1431; 36: 28922166.1431; 37: 28922166.1431; 38: 28922166.1431; 39: 28922166.1431
|  | Senior debt hedged profile during construction - AIIB |  | USD |  |  | 12: 0; 13: 0; 14: 0; 15: 0; 16: 7836285.387; 17: 7836285.387; 18: 7836285.387; 19: 7836285.387; 20: 7836285.387; 21: 7836285.387; 22: 15125193.7666; 23: 15125193.7666; 24: 15125193.7666; 25: 15125193.7666; 26: 15125193.7666; 27: 15125193.7666; 28: 16432093.9458; 29: 16432093.9458; 30: 16432093.9458; 31: 16432093.9458; 32: 16432093.9458; 33: 16432093.9458; 34: 16981042.5959; 35: 16981042.5959; 36: 16981042.5959; 37: 16981042.5959; 38: 16981042.5959; 39: 16981042.5959
|  | Senior debt hedged profile during construction - EIB |  | USD |  |  | 12: 0; 13: 0; 14: 0; 15: 0; 16: 7836285.387; 17: 7836285.387; 18: 7836285.387; 19: 7836285.387; 20: 7836285.387; 21: 7836285.387; 22: 15125193.7666; 23: 15125193.7666; 24: 15125193.7666; 25: 15125193.7666; 26: 15125193.7666; 27: 15125193.7666; 28: 16432093.9458; 29: 16432093.9458; 30: 16432093.9458; 31: 16432093.9458; 32: 16432093.9458; 33: 16432093.9458; 34: 16981042.5959; 35: 16981042.5959; 36: 16981042.5959; 37: 16981042.5959; 38: 16981042.5959; 39: 16981042.5959
SENIOR DEBT NOTIONAL PROFILE - Case 2
|  | Senior debt hedged profile during construction - ADB |  | USD
|  | Senior debt hedged profile during construction - EBRD |  | USD
|  | Senior debt hedged profile during construction - AIIB |  | USD
|  | Senior debt hedged profile during construction - EIB |  | USD
SENIOR DEBT NOTIONAL PROFILE - Case 3
|  | Senior debt hedged profile during construction - ADB |  | USD
|  | Senior debt hedged profile during construction - EBRD |  | USD
|  | Senior debt hedged profile during construction - AIIB |  | USD
|  | Senior debt hedged profile during construction - EIB |  | USD
|  | Profile selection switch | 1 | 1= Jizzakh, 2= Case 2, 3= Case 3
|  | Senior debt hedged profile during construction - ADB |  | USD |  |  | 0% | 0% | 0% | 0% | 0% | 0% | 0% | 0% | 0% | 0% | 0% | 0% | 0% | 0% | 0% | 1016599185% | 1016599185% | 1016599185% | 1016599185% | 1016599185% | 1016599185% | 1962187299% | 1962187299% | 1962187299% | 1962187299% | 1962187299% | 1962187299% | 2131731106% | 2131731106% | 2131731106% | 2131731106% | 2131731106% | 2131731106% | 2202946066% | 2202946066% | 2202946066% | 2202946066% | 2202946066% | 2202946066% | 0% | 0% | 0% | 0% | 0% | 0% | 0% | 0% | 0% | 0% | 0% | 0% | 0% | 0% | 0% | 0% | 0%
|  | Senior debt hedged profile during construction - EBRD |  | USD |  |  | 0% | 0% | 0% | 0% | 0% | 0% | 0% | 0% | 0% | 0% | 0% | 0% | 0% | 0% | 0% | 1334678637% | 1334678637% | 1334678637% | 1334678637% | 1334678637% | 1334678637% | 2576127847% | 2576127847% | 2576127847% | 2576127847% | 2576127847% | 2576127847% | 2798719504% | 2798719504% | 2798719504% | 2798719504% | 2798719504% | 2798719504% | 2892216614% | 2892216614% | 2892216614% | 2892216614% | 2892216614% | 2892216614% | 0% | 0% | 0% | 0% | 0% | 0% | 0% | 0% | 0% | 0% | 0% | 0% | 0% | 0% | 0% | 0% | 0%
|  | Senior debt hedged profile during construction - AIIB |  | USD |  |  | 0% | 0% | 0% | 0% | 0% | 0% | 0% | 0% | 0% | 0% | 0% | 0% | 0% | 0% | 0% | 783628539% | 783628539% | 783628539% | 783628539% | 783628539% | 783628539% | 1512519377% | 1512519377% | 1512519377% | 1512519377% | 1512519377% | 1512519377% | 1643209395% | 1643209395% | 1643209395% | 1643209395% | 1643209395% | 1643209395% | 1698104260% | 1698104260% | 1698104260% | 1698104260% | 1698104260% | 1698104260% | 0% | 0% | 0% | 0% | 0% | 0% | 0% | 0% | 0% | 0% | 0% | 0% | 0% | 0% | 0% | 0% | 0%
|  | Senior debt hedged profile during construction - EIB |  | USD |  |  | 0% | 0% | 0% | 0% | 0% | 0% | 0% | 0% | 0% | 0% | 0% | 0% | 0% | 0% | 0% | 783628539% | 783628539% | 783628539% | 783628539% | 783628539% | 783628539% | 1512519377% | 1512519377% | 1512519377% | 1512519377% | 1512519377% | 1512519377% | 1643209395% | 1643209395% | 1643209395% | 1643209395% | 1643209395% | 1643209395% | 1698104260% | 1698104260% | 1698104260% | 1698104260% | 1698104260% | 1698104260% | 0% | 0% | 0% | 0% | 0% | 0% | 0% | 0% | 0% | 0% | 0% | 0% | 0% | 0% | 0% | 0% | 0%
EBL NOTIONAL PROFILE - CONSTRUCTION
|  | Profile selection switch | 1 | 1= Jizzakh, 2= Case 2, 3= Case 3
|  | EBL notional profile during construction - hedged portion - Base Case |  | % p.a. |  |  | 0 | 0 | 0 | 0 | 0 | 0 | 0 | 0 | 0 | 0 | 0 | 0 | 0 | 0 | 0 | 0 | 0 | 0 | 0 | 0 | 0 | 0 | 0 | 0 | 0 | 0 | 0 | 0 | 0 | 0 | 0 | 0 | 0 | 0 | 0 | 0 | 0 | 0 | 0 | 0 | 0 | 0 | 0 | 0 | 0 | 0 | 0 | 0 | 0 | 0 | 0 | 0 | 0 | 0 | 0 | 0
|  | EBL notional profile during construction - hedged portion - Case 2 |  | % p.a. |  |  | 0 | 0 | 0 | 0 | 0 | 0 | 0 | 0 | 0 | 0 | 0 | 0 | 0 | 0 | 0 | 0 | 0 | 0 | 0 | 0 | 0 | 0 | 0 | 0 | 0 | 0 | 0 | 0 | 0 | 0 | 0 | 0 | 0 | 0 | 0 | 0 | 0 | 0 | 0 | 0 | 0 | 0 | 0 | 0 | 0 | 0 | 0 | 0 | 0 | 0 | 0 | 0 | 0 | 0 | 0 | 0
|  | EBL notional profile during construction - hedged portion - Case 3 |  | % p.a. |  |  | 0 | 0 | 0 | 0 | 0 | 0 | 0 | 0 | 0 | 0 | 0 | 0 | 0 | 0 | 0 | 0 | 0 | 0 | 0 | 0 | 0 | 0 | 0 | 0 | 0 | 0 | 0 | 0 | 0 | 0 | 0 | 0 | 0 | 0 | 0 | 0 | 0 | 0 | 0 | 0 | 0 | 0 | 0 | 0 | 0 | 0 | 0 | 0 | 0 | 0 | 0 | 0 | 0 | 0 | 0 | 0
|  | EBL notional profile during construction - hedged portion - Masdar |  | % p.a. | bar: 1 to 53
|  | Profile selection switch | 1 | 1= Jizzakh, 2= Case 2, 3= Case 3
|  | EBL notional profile during construction - hedged portion - Base Case |  | % p.a. |  |  | 0 | 0 | 0 | 0 | 0 | 0 | 0 | 0 | 0 | 0 | 0 | 0 | 0 | 0 | 0 | 0 | 0 | 0 | 0 | 0 | 0 | 0 | 0 | 0 | 0 | 0 | 0 | 0 | 0 | 0 | 0 | 0 | 0 | 0 | 0 | 0 | 0 | 0 | 0 | 0 | 0 | 0 | 0 | 0 | 0 | 0 | 0 | 0 | 0 | 0 | 0 | 0 | 0 | 0 | 0 | 0
|  | EBL notional profile during construction - hedged portion - Case 2 |  | % p.a. |  |  | 0 | 0 | 0 | 0 | 0 | 0 | 0 | 0 | 0 | 0 | 0 | 0 | 0 | 0 | 0 | 0 | 0 | 0 | 0 | 0 | 0 | 0 | 0 | 0 | 0 | 0 | 0 | 0 | 0 | 0 | 0 | 0 | 0 | 0 | 0 | 0 | 0 | 0 | 0 | 0 | 0 | 0 | 0 | 0 | 0 | 0 | 0 | 0 | 0 | 0 | 0 | 0 | 0 | 0 | 0 | 0
|  | EBL notional profile during construction - hedged portion - Case 3 |  | % p.a. |  |  | 0 | 0 | 0 | 0 | 0 | 0 | 0 | 0 | 0 | 0 | 0 | 0 | 0 | 0 | 0 | 0 | 0 | 0 | 0 | 0 | 0 | 0 | 0 | 0 | 0 | 0 | 0 | 0 | 0 | 0 | 0 | 0 | 0 | 0 | 0 | 0 | 0 | 0 | 0 | 0 | 0 | 0 | 0 | 0 | 0 | 0 | 0 | 0 | 0 | 0 | 0 | 0 | 0 | 0 | 0 | 0
|  | EBL notional profile during construction - hedged portion - [sponsor 2] |  | % p.a. | bar: 1 to 53
MONTHLY ASSUMPTIONS (CONVERTED TO MODEL TIMELINE)
|  | Model period start date - monthly | 0 | date | 0 | 0 | 2021-07-01 | 2021-08-01 | 2021-09-01 | 2021-10-01 | 2021-11-01 | 2021-12-01 | 2022-01-01 | 2022-02-01 | 2022-03-01 | 2022-04-01 | 2022-05-01 | 2022-06-01 | 2022-07-01 | 2022-08-01 | 2022-09-01 | 2022-10-01 | 2022-11-01 | 2022-12-01 | 2023-01-01 | 2023-02-01 | 2023-03-01 | 2023-04-01 | 2023-05-01 | 2023-06-01 | 2023-07-01 | 2023-08-01 | 2023-09-01 | 2023-10-01 | 2023-11-01 | 2023-12-01 | 2024-01-01 | 2024-02-01 | 2024-03-01 | 2024-04-01 | 2024-05-01 | 2024-06-01 | 2024-07-01 | 2024-08-01 | 2024-09-01 | 2024-10-01 | 2024-11-01 | 2024-12-01 | 2025-01-01 | 2025-02-01 | 2025-03-01 | 2025-04-01 | 2025-05-01 | 2025-06-01 | 2025-07-01 | 2025-08-01 | 2025-09-01 | 2025-10-01 | 2025-11-01 | 2025-12-01 | 2026-01-01 | 2026-02-01
|  | Model period end date - monthly | 0 | date | 0 | 0 | time axis 2021-07-31 to 2026-02-28
|  | Timeline label | 0 | label | 0 | 0 | Dev | Dev | Dev | Dev | Dev | Dev | Dev | Dev | Dev | Dev | Dev | Dev | Dev | Dev | Dev | Dev | Dev | Dev | Dev | Dev | Fin-close | Const | Const | Const | Const | Const | Const | Const | Const | Const | Const | Const | Const | Const | Const | Const | Const | Const | Const | Const | Const | Const | Const | Const | Const | Const | Const | Const | Ops | Ops | Ops | Ops | Ops | Ops | Ops | Ops
|  | Construction month number (inc FC and dev periods) - monthly | 0 | counter | 0 | 0 | 0 | 0 | 0 | 0 | 0 | 0 | 0 | 0 | 0 | 1 | 2 | 3 | 4 | 5 | 6 | 7 | 8 | 9 | 10 | 11 | 12 | 13 | 14 | 15 | 16 | 17 | 18 | 19 | 20 | 21 | 22 | 23 | 24 | 25 | 26 | 27 | 28 | 29 | 30 | 31 | 32 | 33 | 34 | 35 | 36 | 37 | 38 | 39 | 40 | 41 | 42 | 43 | 44 | 45 | 46 | 47
EPC LOCAL CURRENCY S-CURVES
|  | PV EPC costs Som s-curve |  | % | bar: 0; 0 to 47
|  | [spare 2] Som s-curve |  | % | bar: 0; 0 to 47
|  | [spare 3] Som s-curve |  | % | bar: 0; 0 to 47
|  | [spare 4] Som s-curve |  | % | bar: 0; 0 to 47
|  | [spare 5] Som s-curve |  | % | bar: 0; 0 to 47
EPC USD S-CURVES
|  | PV EPC costs USD s-curve |  | % | 100% |  | 0% | 0% | 0% | 0% | 0% | 0% | 0% | 0% | 0% | 0% | 0% | 0% | 0% | 0% | 0% | 0% | 0% | 0% | 0% | 0% | 20% | 16.72% | 18.4% | 19.44% | 15.44% | 6.8% | 3.2% | 0% | 0% | 0% | 0% | 0% | 0% | 0% | 0% | 0% | 0% | 0% | 0% | 0% | 0% | 0% | 0% | 0% | 0% | 0% | 0% | 0% | 0% | 0% | 0% | 0% | 0% | 0% | 0% | 0%
|  | [spare 2] USD s-curve |  | % | bar: 0; 0 to 47
|  | [spare 3] USD s-curve |  | % | bar: 0; 0 to 47
|  | [spare 4] USD s-curve |  | % | bar: 0; 0 to 47
|  | [spare 5] USD s-curve |  | % | bar: 0; 0 to 47
DEVELOPMENT COSTS - LOCAL CURRENCY
|  | [spare 1] Som s-curve |  | % | bar: 0; 0 to 47
|  | [spare 2] Som s-curve |  | % | bar: 0; 0 to 47
|  | [spare 3] Som s-curve |  | % | bar: 0; 0 to 47
|  | [spare 4] Som s-curve |  | % | bar: 0; 0 to 47
|  | [spare 5] Som s-curve |  | % | bar: 0; 0 to 47
|  | [spare 6] Som s-curve |  | % | bar: 0; 0 to 47
|  | [spare 7] Som s-curve |  | % | bar: 0; 0 to 47
DEVELOPMENT COSTS - USD
|  | Development cost USD s-curve |  | % | 100% |  | 0% | 0% | 0% | 0% | 0% | 0% | 0% | 0% | 0% | 0% | 0% | 0% | 0% | 0% | 0% | 0% | 0% | 0% | 0% | 0% | 0% | 0% | 0% | 0% | 0% | 0% | 0% | 0% | 0% | 0% | 0% | 0% | 100% | 0% | 0% | 0% | 0% | 0% | 0% | 0% | 0% | 0% | 0% | 0% | 0% | 0% | 0% | 0% | 0% | 0% | 0% | 0% | 0% | 0% | 0% | 0%
|  | Insurance USD s-curve |  | % | 100% |  | 0% | 0% | 0% | 0% | 0% | 0% | 0% | 0% | 0% | 0% | 0% | 0% | 0% | 0% | 0% | 0% | 0% | 0% | 0% | 0% | 100% | 0% | 0% | 0% | 0% | 0% | 0% | 0% | 0% | 0% | 0% | 0% | 0% | 0% | 0% | 0% | 0% | 0% | 0% | 0% | 0% | 0% | 0% | 0% | 0% | 0% | 0% | 0% | 0% | 0% | 0% | 0% | 0% | 0% | 0% | 0%
|  | SPV overhead USD s-curve |  | % | 100% |  | 0% | 0% | 0% | 0% | 0% | 0% | 0% | 0% | 0% | 0% | 0% | 0% | 0% | 0% | 0% | 0% | 0% | 0% | 0% | 0% | 0% | 8.333% | 8.333% | 8.333% | 8.333% | 8.333% | 8.333% | 8.333% | 8.333% | 8.333% | 8.333% | 8.333% | 8.333% | 0% | 0% | 0% | 0% | 0% | 0% | 0% | 0% | 0% | 0% | 0% | 0% | 0% | 0% | 0% | 0% | 0% | 0% | 0% | 0% | 0% | 0% | 0%
|  | SPV employees USD s-curve |  | % | 100% |  | 0% | 0% | 0% | 0% | 0% | 0% | 0% | 0% | 0% | 0% | 0% | 0% | 0% | 0% | 0% | 0% | 0% | 0% | 0% | 0% | 0% | 0% | 0% | 0% | 0% | 2% | 2% | 2% | 2% | 2% | 2% | 20% | 68% | 0% | 0% | 0% | 0% | 0% | 0% | 0% | 0% | 0% | 0% | 0% | 0% | 0% | 0% | 0% | 0% | 0% | 0% | 0% | 0% | 0% | 0% | 0%
|  | Upfront agency role fees USD s-curve |  | % | 100% |  | 0% | 0% | 0% | 0% | 0% | 0% | 0% | 0% | 0% | 0% | 0% | 0% | 0% | 0% | 0% | 0% | 0% | 0% | 0% | 0% | 100% | 0% | 0% | 0% | 0% | 0% | 0% | 0% | 0% | 0% | 0% | 0% | 0% | 0% | 0% | 0% | 0% | 0% | 0% | 0% | 0% | 0% | 0% | 0% | 0% | 0% | 0% | 0% | 0% | 0% | 0% | 0% | 0% | 0% | 0% | 0%
|  | O&M mobilisation fees USD s-curve |  | % | 100% |  | 0% | 0% | 0% | 0% | 0% | 0% | 0% | 0% | 0% | 0% | 0% | 0% | 0% | 0% | 0% | 0% | 0% | 0% | 0% | 0% | 0% | 0% | 0% | 0% | 0% | 0% | 0% | 0% | 0% | 0% | 0% | 0% | 0% | 0% | 0% | 0% | 0% | 0% | 0% | 0% | 0% | 100% | 0% | 0% | 0% | 0% | 0% | 0% | 0% | 0% | 0% | 0% | 0% | 0% | 0% | 0%
|  | [spare 7] USD s-curve |  | % | bar: 0; 0 to 47
OTHER S-CURVES
|  | Interconnection facilty costs USD s-curve |  | % | 100% |  | 0% | 0% | 0% | 0% | 0% | 0% | 0% | 0% | 0% | 0% | 0% | 0% | 0% | 0% | 0% | 0% | 0% | 0% | 0% | 0% | 20% | 16.72% | 18.4% | 19.44% | 15.44% | 6.8% | 3.2% | 0% | 0% | 0% | 0% | 0% | 0% | 0% | 0% | 0% | 0% | 0% | 0% | 0% | 0% | 0% | 0% | 0% | 0% | 0% | 0% | 0% | 0% | 0% | 0% | 0% | 0% | 0% | 0% | 0%
|  | Development fee - USD s-curve |  | % | 100% |  | 0% | 0% | 0% | 0% | 0% | 0% | 0% | 0% | 0% | 0% | 0% | 0% | 0% | 0% | 0% | 0% | 0% | 0% | 0% | 0% | 100% | 0% | 0% | 0% | 0% | 0% | 0% | 0% | 0% | 0% | 0% | 0% | 0% | 0% | 0% | 0% | 0% | 0% | 0% | 0% | 0% | 0% | 0% | 0% | 0% | 0% | 0% | 0% | 0% | 0% | 0% | 0% | 0% | 0% | 0% | 0%
|  | [Spare] USD s-curve |  | % | 100% |  | 0% | 0% | 0% | 0% | 0% | 0% | 0% | 0% | 0% | 0% | 0% | 0% | 0% | 0% | 0% | 0% | 0% | 0% | 0% | 0% | 100% | 0% | 0% | 0% | 0% | 0% | 0% | 0% | 0% | 0% | 0% | 0% | 0% | 0% | 0% | 0% | 0% | 0% | 0% | 0% | 0% | 0% | 0% | 0% | 0% | 0% | 0% | 0% | 0% | 0% | 0% | 0% | 0% | 0% | 0% | 0%
|  | [Spare] USD s-curve |  | % | 100% |  | 0% | 0% | 0% | 0% | 0% | 0% | 0% | 0% | 0% | 0% | 0% | 0% | 0% | 0% | 0% | 0% | 0% | 0% | 0% | 0% | 100% | 0% | 0% | 0% | 0% | 0% | 0% | 0% | 0% | 0% | 0% | 0% | 0% | 0% | 0% | 0% | 0% | 0% | 0% | 0% | 0% | 0% | 0% | 0% | 0% | 0% | 0% | 0% | 0% | 0% | 0% | 0% | 0% | 0% | 0% | 0%
|  | LNTP USD s-curve |  | % | bar: 0; 0 to 47
FORWARD CURVE
|  | Unhedged interest rate - sensitivity | 0% | % p.a.
|  | 6M SOFR forward curve - construction period |  | % p.a. |  |  | 0% | 0% | 0% | 0% | 0% | 0% | 0% | 0% | 0% | 0% | 0% | 0% | 0% | 0% | 0% | 0% | 0% | 0% | 0% | 0% | 5.027% | 5.027% | 5.027% | 5.027% | 4.933% | 4.933% | 4.933% | 4.933% | 4.933% | 4.933% | 3.961% | 3.961% | 3.961% | 3.961% | 3.961% | 3.961% | 3.133% | 3.133% | 3.133% | 3.133% | 3.133% | 3.133% | 2.742% | 2.742% | 2.742% | 2.742% | 2.742% | 2.742% | 2.742% | 2.742% | 2.742% | 2.742% | 2.742% | 2.742% | 2.742% | 2.742%
|  | 3M SOFR forward curve - construction period |  | % p.a. |  |  | 0% | 0% | 0% | 0% | 0% | 0% | 0% | 0% | 0% | 0% | 0% | 0% | 0% | 0% | 0% | 0% | 0% | 0% | 0% | 0% | 5.11% | 5.11% | 5.11% | 5.11% | 5.075% | 5.075% | 5.075% | 4.726% | 4.726% | 4.726% | 4.237% | 4.237% | 4.237% | 3.646% | 3.646% | 3.646% | 3.251% | 3.251% | 3.251% | 2.991% | 2.991% | 2.991% | 2.758% | 2.758% | 2.758% | 2.707% | 2.707% | 2.707% | 2.707% | 2.707% | 2.707% | 2.707% | 2.707% | 2.707% | 2.707% | 2.707%
|  | 1M SOFR forward curve - construction period |  | % p.a. |  |  | 0% | 0% | 0% | 0% | 0% | 0% | 0% | 0% | 0% | 0% | 0% | 0% | 0% | 0% | 0% | 0% | 0% | 0% | 0% | 0% | 5.062% | 5.062% | 5.062% | 5.062% | 5.116% | 5.059% | 5.035% | 4.911% | 4.779% | 4.634% | 4.433% | 4.285% | 4.168% | 3.904% | 3.766% | 3.489% | 3.379% | 3.282% | 3.189% | 3.105% | 3.025% | 2.932% | 2.837% | 2.761% | 2.714% | 2.695% | 2.7% | 2.704% | 2.704% | 2.704% | 2.704% | 2.704% | 2.704% | 2.704% | 2.704% | 2.704%
EXCHANGE RATE FLUCTUATION
|  | Annual FX increase / decrease - construction period - active |  | % | bar: 0 to 47
INFLATION RATE
|  | US PPI annual inflation rate - construction period |  | % p.a. |  |  | 0% | 0% | 0% | 0% | 0% | 0% | 0% | 0% | 0% | 0% | 0% | 0% | 0% | 0% | 0% | 0% | 0% | 0% | 0% | 0% | 3.5% | 3.5% | 3.5% | 3.5% | 3.5% | 3.5% | 3.5% | 3.5% | 3.5% | 3.5% | 3.5% | 3.5% | 3.5% | 2.2% | 2.2% | 2.2% | 2.2% | 2.2% | 2.2% | 2.2% | 2.2% | 2.2% | 2.2% | 2.2% | 2.2% | 2% | 2% | 2% | 0% | 0% | 0% | 0% | 0% | 0% | 0% | 0%
|  | Uzbekistan cpi annual inflation rate - construction period |  | % p.a. |  |  | 0% | 0% | 0% | 0% | 0% | 0% | 0% | 0% | 0% | 0% | 0% | 0% | 0% | 0% | 0% | 0% | 0% | 0% | 0% | 0% | 11.3% | 11.3% | 11.3% | 11.3% | 11.3% | 11.3% | 11.3% | 11.3% | 11.3% | 11.3% | 11.3% | 11.3% | 11.3% | 6.2% | 6.2% | 6.2% | 6.2% | 6.2% | 6.2% | 6.2% | 6.2% | 6.2% | 6.2% | 6.2% | 6.2% | 5.1% | 5.1% | 5.1% | 0% | 0% | 0% | 0% | 0% | 0% | 0% | 0%
SNR DEBT NOTIONAL PROFILE
|  | Senior debt hedged profile during construction - ADB |  | USD |  |  | 0 | 0 | 0 | 0 | 0 | 0 | 0 | 0 | 0 | 0 | 0 | 0 | 0 | 0 | 0 | 0 | 0 | 0 | 0 | 0 | 0 | 0 | 0 | 0 | 10165991.8535 | 10165991.8535 | 10165991.8535 | 10165991.8535 | 10165991.8535 | 10165991.8535 | 19621872.9945 | 19621872.9945 | 19621872.9945 | 19621872.9945 | 19621872.9945 | 19621872.9945 | 21317311.0648 | 21317311.0648 | 21317311.0648 | 21317311.0648 | 21317311.0648 | 21317311.0648 | 22029460.665 | 22029460.665 | 22029460.665 | 22029460.665 | 22029460.665 | 22029460.665 | 0 | 0 | 0 | 0 | 0 | 0 | 0 | 0
|  | Senior debt hedged profile during construction - EBRD |  | USD |  |  | 0 | 0 | 0 | 0 | 0 | 0 | 0 | 0 | 0 | 0 | 0 | 0 | 0 | 0 | 0 | 0 | 0 | 0 | 0 | 0 | 0 | 0 | 0 | 0 | 13346786.3724 | 13346786.3724 | 13346786.3724 | 13346786.3724 | 13346786.3724 | 13346786.3724 | 25761278.4723 | 25761278.4723 | 25761278.4723 | 25761278.4723 | 25761278.4723 | 25761278.4723 | 27987195.0437 | 27987195.0437 | 27987195.0437 | 27987195.0437 | 27987195.0437 | 27987195.0437 | 28922166.1431 | 28922166.1431 | 28922166.1431 | 28922166.1431 | 28922166.1431 | 28922166.1431 | 0 | 0 | 0 | 0 | 0 | 0 | 0 | 0
|  | Senior debt hedged profile during construction - AIIB |  | USD |  |  | 0 | 0 | 0 | 0 | 0 | 0 | 0 | 0 | 0 | 0 | 0 | 0 | 0 | 0 | 0 | 0 | 0 | 0 | 0 | 0 | 0 | 0 | 0 | 0 | 7836285.387 | 7836285.387 | 7836285.387 | 7836285.387 | 7836285.387 | 7836285.387 | 15125193.7666 | 15125193.7666 | 15125193.7666 | 15125193.7666 | 15125193.7666 | 15125193.7666 | 16432093.9458 | 16432093.9458 | 16432093.9458 | 16432093.9458 | 16432093.9458 | 16432093.9458 | 16981042.5959 | 16981042.5959 | 16981042.5959 | 16981042.5959 | 16981042.5959 | 16981042.5959 | 0 | 0 | 0 | 0 | 0 | 0 | 0 | 0
|  | Senior debt hedged profile during construction - EIB |  | USD |  |  | 0 | 0 | 0 | 0 | 0 | 0 | 0 | 0 | 0 | 0 | 0 | 0 | 0 | 0 | 0 | 0 | 0 | 0 | 0 | 0 | 0 | 0 | 0 | 0 | 7836285.387 | 7836285.387 | 7836285.387 | 7836285.387 | 7836285.387 | 7836285.387 | 15125193.7666 | 15125193.7666 | 15125193.7666 | 15125193.7666 | 15125193.7666 | 15125193.7666 | 16432093.9458 | 16432093.9458 | 16432093.9458 | 16432093.9458 | 16432093.9458 | 16432093.9458 | 16981042.5959 | 16981042.5959 | 16981042.5959 | 16981042.5959 | 16981042.5959 | 16981042.5959 | 0 | 0 | 0 | 0 | 0 | 0 | 0 | 0
HOLDCO EBL NOTIONAL PROFILE
|  | Units in a thousand | 1000 | units in thousand
|  | EBL notional profile during construction - hedged portion - Masdar |  | USD |  |  | 0 | 0 | 0 | 0 | 0 | 0 | 0 | 0 | 0 | 0 | 0 | 0 | 0 | 0 | 0 | 0 | 0 | 0 | 0 | 0 | 0 | 0 | 0 | 0 | 0 | 0 | 0 | 0 | 0 | 0 | 0 | 0 | 0 | 0 | 0 | 0 | 0 | 0 | 0 | 0 | 0 | 0 | 0 | 0 | 0 | 0 | 0 | 0 | 0 | 0 | 0 | 0 | 0 | 0 | 0 | 0
|  | EBL notional profile during construction - hedged portion - [sponsor 2] |  | USD |  |  | 0 | 0 | 0 | 0 | 0 | 0 | 0 | 0 | 0 | 0 | 0 | 0 | 0 | 0 | 0 | 0 | 0 | 0 | 0 | 0 | 0 | 0 | 0 | 0 | 0 | 0 | 0 | 0 | 0 | 0 | 0 | 0 | 0 | 0 | 0 | 0 | 0 | 0 | 0 | 0 | 0 | 0 | 0 | 0 | 0 | 0 | 0 | 0 | 0 | 0 | 0 | 0 | 0 | 0 | 0 | 0
END

## InpS
InpS
|  |  | 0 | Error chks
|  |  | 0 | Track chgs
|  |  | 1 | Alerts
|  |  | Constant | Unit | Total
QUARTERLY ASSUMPTIONS (NOT ON MODEL TIMELINE)
|  | Length of PPA | 30 | years
|  | Operations semi-annual period counter |  | counter |  |  | 1 | 2 | 3 | 4 | 5 | 6 | 7 | 8 | 9 | 10 | 11 | 12 | 13 | 14 | 15 | 16 | 17 | 18 | 19 | 20 | 21 | 22 | 23 | 24 | 25 | 26 | 27 | 28 | 29 | 30 | 31 | 32 | 33 | 34 | 35 | 36 | 37 | 38 | 39 | 40 | 41 | 42 | 43 | 44 | 45 | 46 | 47 | 48 | 49 | 50 | 51 | 52 | 53 | 54 | 55 | 56 | 57 | 58 | 59 | 60 | 61 | 62 | 63 | 64 | 65 | 66 | 67 | 68 | 69 | 70 | 71 | 72 | 73 | 74 | 75 | 76 | 77 | 78 | 79 | 80 | 81 | 82 | 83 | 84 | 85 | 86
|  | Operations YEAR counter |  | counter |  |  | 1 | 1 | 2 | 2 | 3 | 3 | 4 | 4 | 5 | 5 | 6 | 6 | 7 | 7 | 8 | 8 | 9 | 9 | 10 | 10 | 11 | 11 | 12 | 12 | 13 | 13 | 14 | 14 | 15 | 15 | 16 | 16 | 17 | 17 | 18 | 18 | 19 | 19 | 20 | 20 | 21 | 21 | 22 | 22 | 23 | 23 | 24 | 24 | 25 | 25 | 26 | 26 | 27 | 27 | 28 | 28 | 29 | 29 | 30 | 30 | 31 | 31 | 32 | 32 | 33 | 33 | 34 | 34 | 35 | 35 | 36 | 36 | 37 | 37 | 38 | 38 | 39 | 39 | 40 | 40 | 41 | 41 | 42 | 42 | 43 | 43
|  | Timeline label |  | label |  |  | Ops | Ops | Ops | Ops | Ops | Ops | Ops | Ops | Ops | Ops | Ops | Ops | Ops | Ops | Ops | Ops | Ops | Ops | Ops | Ops | Ops | Ops | Ops | Ops | Ops | Ops | Ops | Ops | Ops | Ops | Ops | Ops | Ops | Ops | Ops | Ops | Ops | Ops | Ops | Ops | Ops | Ops | Ops | Ops | Ops | Ops | Ops | Ops | Ops | Ops | Ops | Ops | Ops | Ops | Ops | Ops | Ops | Ops | Ops | Ops | Post-contract | Post-contract | Post-contract | Post-contract | Post-contract | Post-contract | Post-contract | Post-contract | Post-contract | Post-contract | Post-contract | Post-contract | Post-contract | Post-contract | Post-contract | Post-contract | Post-contract | Post-contract | Post-contract | Post-contract | Post-contract | Post-contract | Post-contract | Post-contract | Post-contract | Post-contract
LIFECYCLE COSTS
Local currency
|  | Profile selection switch | 1 | 1= Jizzakh, 2= Case 2, 3= Case 3
|  | Lifecycle costs - local currency - Base Case |  | Som 000s
|  | Lifecycle costs - local currency - Case 2 |  | Som 000s
|  | Lifecycle costs - local currency - Case 3 |  | Som 000s
|  | Lifecycle costs - local currency |  | Som 000s | bar: 1 to 86
Foreign currency
|  | Profile selection switch | 1 | 1= Jizzakh, 2= Case 2, 3= Case 3
|  | Lifecycle costs - local currency - Base Case |  | USD 000s
|  | Lifecycle costs - local currency - Case 2 |  | USD 000s
|  | Lifecycle costs - local currency - Case 3 |  | USD 000s
|  | Lifecycle costs - USD |  | USD 000s | 0% | bar: 1 to 86
INFLATION
|  | Profile selection switch | 1 | 1= Jizzakh, 2= Case 2, 3= Case 3
|  | US PPI inflation - sensitivity | 0% | %
|  | US PPI annual inflation rate - operationsBase Case |  | % p.a. | IMF Oct'22 forecasts | bar: 1 to 86
|  | US PPI annual inflation rate - operationsCase 2 |  | % p.a. | IMF Oct'22 forecasts | bar: 1 to 86
|  | US PPI annual inflation rate - operationsCase 3 |  | % p.a. | IMF Oct'22 forecasts | bar: 1 to 86
|  | US PPI annual inflation rate - operations |  | % p.a. | bar: 1 to 86
|  | Profile selection switch | 1 | 1= Jizzakh, 2= Case 2, 3= Case 3
|  | UZ CPI inflation - sensitivity | 0% | %
|  | Uzbekistan CPI annual inflation rate - operationsBase Case |  | % p.a. | https://www.imf.org/-/media/Files/Publications/CR/2022/English/1UZBEA2022001.ashx |  | 5.1% | 5.1% | 5% | 5% | 5% | 5% | 5% | 5% | 5% | 5% | 5% | 5% | 5% | 5% | 5% | 5% | 5% | 5% | 5% | 5% | 5% | 5% | 5% | 5% | 5% | 5% | 5% | 5% | 5% | 5% | 5% | 5% | 5% | 5% | 5% | 5% | 5% | 5% | 5% | 5% | 5% | 5% | 5% | 5% | 5% | 5% | 5% | 5% | 5% | 5% | 5% | 5% | 5% | 5% | 5% | 5% | 5% | 5% | 5% | 5% | 5% | 5% | 5% | 5% | 5% | 5% | 5% | 5% | 5% | 5% | 5% | 5% | 5% | 5% | 5% | 5% | 5% | 5% | 5% | 5% | 5% | 5% | 5% | 5% | 5% | 5%
|  | Uzbekistan CPI annual inflation rate - operationsCase 2 |  | % p.a. | https://www.imf.org/-/media/Files/Publications/CR/2022/English/1UZBEA2022001.ashx | bar: 1 to 86
|  | Uzbekistan CPI annual inflation rate - operationsCase 3 |  | % p.a. | https://www.imf.org/-/media/Files/Publications/CR/2022/English/1UZBEA2022001.ashx | bar: 1 to 86
|  | Uzbekistan CPI annual inflation rate - operations |  | % p.a. |  |  | 5.1% | 5.1% | 5% | 5% | 5% | 5% | 5% | 5% | 5% | 5% | 5% | 5% | 5% | 5% | 5% | 5% | 5% | 5% | 5% | 5% | 5% | 5% | 5% | 5% | 5% | 5% | 5% | 5% | 5% | 5% | 5% | 5% | 5% | 5% | 5% | 5% | 5% | 5% | 5% | 5% | 5% | 5% | 5% | 5% | 5% | 5% | 5% | 5% | 5% | 5% | 5% | 5% | 5% | 5% | 5% | 5% | 5% | 5% | 5% | 5% | 5% | 5% | 5% | 5% | 5% | 5% | 5% | 5% | 5% | 5% | 5% | 5% | 5% | 5% | 5% | 5% | 5% | 5% | 5% | 5% | 5% | 5% | 5% | 5% | 5% | 5%
FLOATING RATE FORWARD CURVE
|  | Profile selection switch | 1 | 1= Jizzakh, 2= Case 2, 3= Case 3
|  | 6M SOFR forward curve - operations periodBase Case |  | % p.a. |  |  | 2.66% | 2.651% | 2.658% | 2.709% | 2.78% | 2.851% | 2.935% | 2.982% | 3.02% | 3.055% | 3.085% | 3.135% | 3.196% | 3.24% | 3.286% | 3.308% | 3.318% | 3.329% | 3.338% | 3.344% | 3.368% | 3.386% | 3.388% | 3.373% | 3.342% | 3.297% | 3.288% | 3.29% | 3.282% | 3.265% | 3.237% | 3.201% | 3.155% | 3.099% | 3.034% | 2.96% | 2.896% | 2.842% | 2.793% | 2.75% | 2.712% | 2.679% | 2.652% | 2.629% | 2.613% | 2.601% | 2.606% | 2.607% | 2.596% | 2.574% | 2.541% | 2.496% | 2.44% | 2.372% | 2.293% | 2.205% | 2.16% | 2.135% | 2.109% | 2.082% | 2.055% | 2.027% | 1.999% | 1.969% | 1.939% | 1.908% | 1.908% | 1.908% | 1.908% | 1.908% | 1.908% | 1.908% | 1.908% | 1.908% | 1.908% | 1.908% | 1.908% | 1.908% | 1.908% | 1.908% | 1.908% | 1.908% | 1.908% | 1.908% | 1.908% | 1.908%
|  | 6M SOFR forward curve - operations periodCase 2 |  | % p.a. | [88 empty] | 1.353% | bar: 1 to 86
|  | 6M SOFR forward curve - operations periodCase 3 |  | % p.a. | [88 empty] | 1.353% | bar: 1 to 86
|  | 6M SOFR forward curve - operations period |  | % p.a. |  |  | 2.66% | 2.651% | 2.658% | 2.709% | 2.78% | 2.851% | 2.935% | 2.982% | 3.02% | 3.055% | 3.085% | 3.135% | 3.196% | 3.24% | 3.286% | 3.308% | 3.318% | 3.329% | 3.338% | 3.344% | 3.368% | 3.386% | 3.388% | 3.373% | 3.342% | 3.297% | 3.288% | 3.29% | 3.282% | 3.265% | 3.237% | 3.201% | 3.155% | 3.099% | 3.034% | 2.96% | 2.896% | 2.842% | 2.793% | 2.75% | 2.712% | 2.679% | 2.652% | 2.629% | 2.613% | 2.601% | 2.606% | 2.607% | 2.596% | 2.574% | 2.541% | 2.496% | 2.44% | 2.372% | 2.293% | 2.205% | 2.16% | 2.135% | 2.109% | 2.082% | 2.055% | 2.027% | 1.999% | 1.969% | 1.939% | 1.908% | 1.908% | 1.908% | 1.908% | 1.908% | 1.908% | 1.908% | 1.908% | 1.908% | 1.908% | 1.908% | 1.908% | 1.908% | 1.908% | 1.908% | 1.908% | 1.908% | 1.908% | 1.908% | 1.908% | 1.908%
EXCHANGE RATE FLUCTUATION
|  | Annual exchange rate movement profile selection | 3 | 1= profile 1, 2= profile 2, 3= profile 3
|  | Annual FX increase / decrease - operations period - profile 1 |  | % p.a. | bar: 1 to 86
|  | Annual FX increase / decrease - operations period - profile 2 |  | % p.a. | bar: 1 to 86
|  | Annual FX increase / decrease - operations period - profile 3 |  | % p.a. |  |  | 3% | 3% | 3% | 3% | 5.25% | 5.25% | 3% | 3% | 3% | 3% | 3% | 3% | 3% | 3% | 3% | 3% | 3% | 3% | 3% | 3% | 3% | 3% | 3% | 3% | 3% | 3% | 3% | 3% | 3% | 3% | 3% | 3% | 3% | 3% | 3% | 3% | 3% | 3% | 3% | 3% | 3% | 3% | 3% | 3% | 3% | 3% | 3% | 3% | 3% | 3% | 3% | 3% | 3% | 3% | 3% | 3% | 3% | 3% | 3% | 3% | 3% | 3% | 3% | 3% | 3% | 3% | 3% | 3% | 3% | 3% | 3% | 3% | 3% | 3% | 3% | 3% | 3% | 3% | 3% | 3% | 3% | 3% | 3% | 3% | 3% | 3%
|  | Annual FX increase / decrease - operations period - active |  | % p.a. |  |  | 3% | 3% | 3% | 3% | 5.25% | 5.25% | 3% | 3% | 3% | 3% | 3% | 3% | 3% | 3% | 3% | 3% | 3% | 3% | 3% | 3% | 3% | 3% | 3% | 3% | 3% | 3% | 3% | 3% | 3% | 3% | 3% | 3% | 3% | 3% | 3% | 3% | 3% | 3% | 3% | 3% | 3% | 3% | 3% | 3% | 3% | 3% | 3% | 3% | 3% | 3% | 3% | 3% | 3% | 3% | 3% | 3% | 3% | 3% | 3% | 3% | 3% | 3% | 3% | 3% | 3% | 3% | 3% | 3% | 3% | 3% | 3% | 3% | 3% | 3% | 3% | 3% | 3% | 3% | 3% | 3% | 3% | 3% | 3% | 3% | 3% | 3%
CASH BALANCE TO BE MAINTAINED FOR FUTURE CASH SHORTFALL
|  | Profile selection switch | 1 | 1= Jizzakh, 2= Case 2, 3= Case 3
|  | Cash balance to be maintained for future cash shortfallBase Case |  | USD 000s |  |  | 0 | 0 | 0 | 0 | 0 | 0 | 0 | 0 | 0 | 0 | 0 | 0 | 0 | 0 | 0 | 0 | 0 | 0 | 0 | 0 | 0 | 0 | 0 | 0 | 0 | 0 | 0 | 0 | 0 | 0 | 0 | 0 | 0 | 0 | 0 | 0 | 0 | 0 | 0 | 0 | 0 | 0 | 0 | 0 | 0 | 0 | 0 | 0 | 0 | 0 | 0 | 0 | 0 | 0 | 0 | 0 | 0 | 0 | 0 | 0 | 0 | 0 | 0 | 0 | 0 | 0 | 0 | 0 | 0 | 0 | 0 | 0 | 0 | 0 | 0 | 0 | 0 | 0 | 0 | 0 | 0 | 0 | 0 | 0 | 0 | 0
|  | Cash balance to be maintained for future cash shortfallCase 2 |  | USD 000s |  |  | 0 | 0 | 0 | 0 | 0 | 0 | 0 | 0 | 0 | 0 | 0 | 0 | 0 | 0 | 0 | 0 | 0 | 0 | 0 | 0 | 0 | 0 | 0 | 0 | 0 | 0 | 0 | 0 | 0 | 0 | 0 | 0 | 0 | 0 | 0 | 0 | 0 | 0 | 0 | 0 | 0 | 0 | 0 | 0 | 0 | 0 | 0 | 0 | 0 | 0 | 0 | 0 | 0 | 0 | 0 | 0 | 0 | 0 | 0 | 0 | 0 | 0 | 0 | 0 | 0 | 0 | 0 | 0 | 0 | 0 | 0 | 0 | 0 | 0 | 0 | 0 | 0 | 0 | 0 | 0 | 0 | 0 | 0 | 0 | 0 | 0
|  | Cash balance to be maintained for future cash shortfallCase 3 |  | USD 000s |  |  | 0 | 0 | 0 | 0 | 0 | 0 | 0 | 0 | 0 | 0 | 0 | 0 | 0 | 0 | 0 | 0 | 0 | 0 | 0 | 0 | 0 | 0 | 0 | 0 | 0 | 0 | 0 | 0 | 0 | 0 | 0 | 0 | 0 | 0 | 0 | 0 | 0 | 0 | 0 | 0 | 0 | 0 | 0 | 0 | 0 | 0 | 0 | 0 | 0 | 0 | 0 | 0 | 0 | 0 | 0 | 0 | 0 | 0 | 0 | 0 | 0 | 0 | 0 | 0 | 0 | 0 | 0 | 0 | 0 | 0 | 0 | 0 | 0 | 0 | 0 | 0 | 0 | 0 | 0 | 0 | 0 | 0 | 0 | 0 | 0 | 0
|  | Cash balance to be maintained for future cash shortfall |  | USD 000s | 0 | bar: 1 to 86
SENIOR DEBT REPAYMENT PROFILES - BULLET
SENIOR DEBT REPAYMENT PROFILES - BULLET - Base Case
|  | ADB Loan repayment profile - bullet |  | % | 0% | bar: 1 to 86
|  | EBRD Loan repayment profile - bullet |  | % | 0% | bar: 1 to 86
|  | AIIB Loan repayment profile - bullet |  | % | 0% | bar: 1 to 86
|  | EIB Loan repayment profile - bullet |  | % | 0% | bar: 1 to 86
SENIOR DEBT REPAYMENT PROFILES - BULLET - Case 2
|  | ADB Loan repayment profile - bullet |  | % | 0% | bar: 1 to 86
|  | EBRD Loan repayment profile - bullet |  | % | 0% | bar: 1 to 86
|  | AIIB Loan repayment profile - bullet |  | % | 0% | bar: 1 to 86
|  | EIB Loan repayment profile - bullet |  | % | 0% | bar: 1 to 86
SENIOR DEBT REPAYMENT PROFILES - BULLET - Case 3
|  | ADB Loan repayment profile - bullet |  | % | 0% | bar: 1 to 86
|  | EBRD Loan repayment profile - bullet |  | % | 0% | bar: 1 to 86
|  | AIIB Loan repayment profile - bullet |  | % | 0% | bar: 1 to 86
|  | EIB Loan repayment profile - bullet |  | % | 0% | bar: 1 to 86
|  | Profile selection switch | 1 | 1= Jizzakh, 2= Case 2, 3= Case 3
|  | ADB Loan repayment profile - bullet |  | % | 0% | bar: 1 to 86
|  | EBRD Loan repayment profile - bullet |  | % | 0% | bar: 1 to 86
|  | AIIB Loan repayment profile - bullet |  | % | 0% | bar: 1 to 86
|  | EIB Loan repayment profile - bullet |  | % | 0% | bar: 1 to 86
EIB REPAYMENT PROFILE FIXED - INPUT
|  | Profile selection switch | 1 | 1= Jizzakh, 2= Case 2, 3= Case 3
|  | EIB repayment profile fixed - Input - Base Case |  | % | 87.5% |  | 0.72% | 1.82% | 2.06% | 1.99% | 1.98% | 1.86% | 2.06% | 1.98% | 2.17% | 2.08% | 2.21% | 2.11% | 2.28% | 2.18% | 2.41% | 2.33% | 2.53% | 1.94% | 2.08% | 1.99% | 2.24% | 2.15% | 2.36% | 2.28% | 1.99% | 1.8% | 2.53% | 2.55% | 2.77% | 2.68% | 2.92% | 2.84% | 3.08% | 3.01% | 3.25% | 3.18% | 3.43% | 1.66% | 0% | 0% | 0% | 0% | 0% | 0% | 0% | 0% | 0% | 0% | 0% | 0% | 0% | 0% | 0% | 0% | 0% | 0% | 0% | 0% | 0% | 0% | 0% | 0% | 0% | 0% | 0% | 0% | 0% | 0% | 0% | 0% | 0% | 0% | 0% | 0% | 0% | 0% | 0% | 0% | 0% | 0% | 0% | 0% | 0% | 0% | 0% | 0%
|  | EIB repayment profile fixed - Input - Case 2 |  | % | 0% | bar: 1 to 86
|  | EIB repayment profile fixed - Input - Case 3 |  | % | 0% | bar: 1 to 86
|  | EIB repayment profile fixed - Input |  | % | 87.5% |  | 0.72% | 1.82% | 2.06% | 1.99% | 1.98% | 1.86% | 2.06% | 1.98% | 2.17% | 2.08% | 2.21% | 2.11% | 2.28% | 2.18% | 2.41% | 2.33% | 2.53% | 1.94% | 2.08% | 1.99% | 2.24% | 2.15% | 2.36% | 2.28% | 1.99% | 1.8% | 2.53% | 2.55% | 2.77% | 2.68% | 2.92% | 2.84% | 3.08% | 3.01% | 3.25% | 3.18% | 3.43% | 1.66% | 0% | 0% | 0% | 0% | 0% | 0% | 0% | 0% | 0% | 0% | 0% | 0% | 0% | 0% | 0% | 0% | 0% | 0% | 0% | 0% | 0% | 0% | 0% | 0% | 0% | 0% | 0% | 0% | 0% | 0% | 0% | 0% | 0% | 0% | 0% | 0% | 0% | 0% | 0% | 0% | 0% | 0% | 0% | 0% | 0% | 0% | 0% | 0% | 0%
SNR DEBT NOTIONAL PROFILE
SNR DEBT NOTIONAL PROFILE - Base Case
|  | Senior debt hedged profile during operations - ADB |  | USD |  |  | 1: 20636035.8659; 2: 20636035.8659; 3: 20253417.6471; 4: 19696862.7637; 5: 19282911.7246; 6: 18869307.548; 7: 18484566.6444; 8: 18055038.1808; 9: 17648128.1665; 10: 17197809.4813; 11: 16769482.1948; 12: 16311161.8024; 13: 15877895.6805; 14: 15404925.079; 15: 14957414.5019; 16: 14458719.2537; 17: 13980461.9165; 18: 13456202.3517; 19: 13058398.1936; 20: 12626261.3856; 21: 12218751.8206; 22: 11755138.9851; 23: 11313589.6707; 24: 10824682.5887; 25: 10357341.9534; 26: 9945752.2779; 27: 9577760.4004; 28: 9054705.1258; 29: 8531940.6762; 30: 7959769.7127; 31: 7409085.8092; 32: 6805562.3085; 33: 6221465.9658; 34: 5583774.5555; 35: 4964850.3045; 36: 4291301.8132; 37: 3636143.7838; 38: 2925476.846
|  | Senior debt hedged profile during operations - EBRD |  | USD |  |  | 1: 27092758.5076; 2: 27092758.5076; 3: 26590424.4803; 4: 25859731.4756; 5: 25316261.0334; 6: 24773245.9822; 7: 24268125.1122; 8: 23704203.2906; 9: 23169976.91; 10: 22578759.9016; 11: 22016415.0883; 12: 21414692.7522; 13: 20845863.812; 14: 20224907.4243; 15: 19637377.1411; 16: 18982647.2301; 17: 18354749.9622; 18: 17666457.0227; 19: 17144185.5913; 20: 16576839.3115; 21: 16041825.7892; 22: 15433155.0796; 23: 14853451.2536; 24: 14211572.087; 25: 13598007.2019; 26: 13057636.9605; 27: 12574505.6491; 28: 11887793.8052; 29: 11201463.7813; 30: 10450268.6468; 31: 9727283.5682; 32: 8934926.1326; 33: 8168074.337; 34: 7330858.3381; 35: 6518281.4761; 36: 5633989.2247; 37: 4773841.5495; 38: 3840817.0165
|  | Senior debt hedged profile during operations - AIIB |  | USD |  |  | 1: 15906944.3133; 2: 15906944.3133; 3: 15612009.4363; 4: 15182998.3803; 5: 14863911.121; 6: 14545091.2349; 7: 14248520.1217; 8: 13917425.2643; 9: 13603765.4617; 10: 13256644.8085; 11: 12926475.8585; 12: 12573187.2227; 13: 12239211.2537; 14: 11874629.7484; 15: 11529673.6785; 16: 11145262.7581; 17: 10776606.0607; 18: 10372489.3128; 19: 10065848.6075; 20: 9732743.1514; 21: 9418621.1951; 22: 9061252.9677; 23: 8720892.0378; 24: 8344026.1621; 25: 7983784.4224; 26: 7666517.3808; 27: 7382856.9753; 28: 6979668.5345; 29: 6576704.2712; 30: 6135655.8202; 31: 5711170.3113; 32: 5245954.2795; 33: 4795713.3486; 34: 4304159.5532; 35: 3827072.1097; 36: 3307878.481; 37: 2802860.8334; 38: 2255055.0688
|  | Senior debt hedged profile during operations - EIB |  | USD |  |  | 1: 15906944.3133; 2: 15906944.3133; 3: 15612009.4363; 4: 15182998.3803; 5: 14863911.121; 6: 14545091.2349; 7: 14248520.1217; 8: 13917425.2643; 9: 13603765.4617; 10: 13256644.8085; 11: 12926475.8585; 12: 12573187.2227; 13: 12239211.2537; 14: 11874629.7484; 15: 11529673.6785; 16: 11145262.7581; 17: 10776606.0607; 18: 10372489.3128; 19: 10065848.6075; 20: 9732743.1514; 21: 9418621.1951; 22: 9061252.9677; 23: 8720892.0378; 24: 8344026.1621; 25: 7983784.4224; 26: 7666517.3808; 27: 7382856.9753; 28: 6979668.5345; 29: 6576704.2712; 30: 6135655.8202; 31: 5711170.3113; 32: 5245954.2795; 33: 4795713.3486; 34: 4304159.5532; 35: 3827072.1097; 36: 3307878.481; 37: 2802860.8334; 38: 2255055.0688
SNR DEBT NOTIONAL PROFILE - Case 2
|  | Senior debt hedged profile during operations - ADB |  | USD
|  | Senior debt hedged profile during operations - EBRD |  | USD
|  | Senior debt hedged profile during operations - AIIB |  | USD
|  | Senior debt hedged profile during operations - EIB |  | USD
SNR DEBT NOTIONAL PROFILE - Case 3
|  | Senior debt hedged profile during operations - ADB |  | USD
|  | Senior debt hedged profile during operations - EBRD |  | USD
|  | Senior debt hedged profile during operations - AIIB |  | USD
|  | Senior debt hedged profile during operations - EIB |  | USD
|  | Profile selection switch | 1 | 1= Jizzakh, 2= Case 2, 3= Case 3
|  | Senior debt hedged profile during operations - ADB |  | USD |  |  | 20636035.8659 | 20636035.8659 | 20253417.6471 | 19696862.7637 | 19282911.7246 | 18869307.548 | 18484566.6444 | 18055038.1808 | 17648128.1665 | 17197809.4813 | 16769482.1948 | 16311161.8024 | 15877895.6805 | 15404925.079 | 14957414.5019 | 14458719.2537 | 13980461.9165 | 13456202.3517 | 13058398.1936 | 12626261.3856 | 12218751.8206 | 11755138.9851 | 11313589.6707 | 10824682.5887 | 10357341.9534 | 9945752.2779 | 9577760.4004 | 9054705.1258 | 8531940.6762 | 7959769.7127 | 7409085.8092 | 6805562.3085 | 6221465.9658 | 5583774.5555 | 4964850.3045 | 4291301.8132 | 3636143.7838 | 2925476.846 | 0 | 0 | 0 | 0 | 0 | 0 | 0 | 0 | 0 | 0 | 0 | 0 | 0 | 0 | 0 | 0 | 0 | 0 | 0 | 0 | 0 | 0 | 0 | 0 | 0 | 0 | 0 | 0 | 0 | 0 | 0 | 0 | 0 | 0 | 0 | 0 | 0 | 0 | 0 | 0 | 0 | 0 | 0 | 0 | 0 | 0 | 0 | 0
|  | Senior debt hedged profile during operations - EBRD |  | USD |  |  | 27092758.5076 | 27092758.5076 | 26590424.4803 | 25859731.4756 | 25316261.0334 | 24773245.9822 | 24268125.1122 | 23704203.2906 | 23169976.91 | 22578759.9016 | 22016415.0883 | 21414692.7522 | 20845863.812 | 20224907.4243 | 19637377.1411 | 18982647.2301 | 18354749.9622 | 17666457.0227 | 17144185.5913 | 16576839.3115 | 16041825.7892 | 15433155.0796 | 14853451.2536 | 14211572.087 | 13598007.2019 | 13057636.9605 | 12574505.6491 | 11887793.8052 | 11201463.7813 | 10450268.6468 | 9727283.5682 | 8934926.1326 | 8168074.337 | 7330858.3381 | 6518281.4761 | 5633989.2247 | 4773841.5495 | 3840817.0165 | 0 | 0 | 0 | 0 | 0 | 0 | 0 | 0 | 0 | 0 | 0 | 0 | 0 | 0 | 0 | 0 | 0 | 0 | 0 | 0 | 0 | 0 | 0 | 0 | 0 | 0 | 0 | 0 | 0 | 0 | 0 | 0 | 0 | 0 | 0 | 0 | 0 | 0 | 0 | 0 | 0 | 0 | 0 | 0 | 0 | 0 | 0 | 0
|  | Senior debt hedged profile during operations - AIIB |  | USD |  |  | 15906944.3133 | 15906944.3133 | 15612009.4363 | 15182998.3803 | 14863911.121 | 14545091.2349 | 14248520.1217 | 13917425.2643 | 13603765.4617 | 13256644.8085 | 12926475.8585 | 12573187.2227 | 12239211.2537 | 11874629.7484 | 11529673.6785 | 11145262.7581 | 10776606.0607 | 10372489.3128 | 10065848.6075 | 9732743.1514 | 9418621.1951 | 9061252.9677 | 8720892.0378 | 8344026.1621 | 7983784.4224 | 7666517.3808 | 7382856.9753 | 6979668.5345 | 6576704.2712 | 6135655.8202 | 5711170.3113 | 5245954.2795 | 4795713.3486 | 4304159.5532 | 3827072.1097 | 3307878.481 | 2802860.8334 | 2255055.0688 | 0 | 0 | 0 | 0 | 0 | 0 | 0 | 0 | 0 | 0 | 0 | 0 | 0 | 0 | 0 | 0 | 0 | 0 | 0 | 0 | 0 | 0 | 0 | 0 | 0 | 0 | 0 | 0 | 0 | 0 | 0 | 0 | 0 | 0 | 0 | 0 | 0 | 0 | 0 | 0 | 0 | 0 | 0 | 0 | 0 | 0 | 0 | 0
|  | Senior debt hedged profile during operations - EIB |  | USD |  |  | 15906944.3133 | 15906944.3133 | 15612009.4363 | 15182998.3803 | 14863911.121 | 14545091.2349 | 14248520.1217 | 13917425.2643 | 13603765.4617 | 13256644.8085 | 12926475.8585 | 12573187.2227 | 12239211.2537 | 11874629.7484 | 11529673.6785 | 11145262.7581 | 10776606.0607 | 10372489.3128 | 10065848.6075 | 9732743.1514 | 9418621.1951 | 9061252.9677 | 8720892.0378 | 8344026.1621 | 7983784.4224 | 7666517.3808 | 7382856.9753 | 6979668.5345 | 6576704.2712 | 6135655.8202 | 5711170.3113 | 5245954.2795 | 4795713.3486 | 4304159.5532 | 3827072.1097 | 3307878.481 | 2802860.8334 | 2255055.0688 | 0 | 0 | 0 | 0 | 0 | 0 | 0 | 0 | 0 | 0 | 0 | 0 | 0 | 0 | 0 | 0 | 0 | 0 | 0 | 0 | 0 | 0 | 0 | 0 | 0 | 0 | 0 | 0 | 0 | 0 | 0 | 0 | 0 | 0 | 0 | 0 | 0 | 0 | 0 | 0 | 0 | 0 | 0 | 0 | 0 | 0 | 0 | 0
EBL NOTIONAL PROFILE
|  | Profile selection switch | 1 | 1= Jizzakh, 2= Case 2, 3= Case 3
EBL notional profile during operations - hedged portion - Base Case
EBL notional profile during operations - hedged portion - Case 2
EBL notional profile during operations - hedged portion - Case 3
|  | EBL notional profile during operations - hedged portion - masdar |  | % p.a. | bar: 1 to 86
|  | Profile selection switch | 1 | 1= Jizzakh, 2= Case 2, 3= Case 3
EBL notional profile during operations - hedged portion - Base Case
EBL notional profile during operations - hedged portion - Case 2
EBL notional profile during operations - hedged portion - Case 3
|  | EBL notional profile during operations - hedged portion - [sponsor 2] |  | % p.a. | bar: 1 to 86
QUARTERLY ASSUMPTIONS (CONVERTED TO MODEL TIMELINE)
|  | Model period start date | 0 | date | 0 | 0 | 2021-07-01 | 2022-01-01 | 2022-07-01 | 2023-01-01 | 2023-07-01 | 2024-01-01 | 2024-07-01 | 2025-01-01 | 2025-07-01 | 2026-01-01 | 2026-07-01 | 2027-01-01 | 2027-07-01 | 2028-01-01 | 2028-07-01 | 2029-01-01 | 2029-07-01 | 2030-01-01 | 2030-07-01 | 2031-01-01 | 2031-07-01 | 2032-01-01 | 2032-07-01 | 2033-01-01 | 2033-07-01 | 2034-01-01 | 2034-07-01 | 2035-01-01 | 2035-07-01 | 2036-01-01 | 2036-07-01 | 2037-01-01 | 2037-07-01 | 2038-01-01 | 2038-07-01 | 2039-01-01 | 2039-07-01 | 2040-01-01 | 2040-07-01 | 2041-01-01 | 2041-07-01 | 2042-01-01 | 2042-07-01 | 2043-01-01 | 2043-07-01 | 2044-01-01 | 2044-07-01 | 2045-01-01 | 2045-07-01 | 2046-01-01 | 2046-07-01 | 2047-01-01 | 2047-07-01 | 2048-01-01 | 2048-07-01 | 2049-01-01 | 2049-07-01 | 2050-01-01 | 2050-07-01 | 2051-01-01 | 2051-07-01 | 2052-01-01 | 2052-07-01 | 2053-01-01 | 2053-07-01 | 2054-01-01 | 2054-07-01 | 2055-01-01 | 2055-07-01 | 2056-01-01 | 2056-07-01 | 2057-01-01 | 2057-07-01 | 2058-01-01 | 2058-07-01 | 2059-01-01 | 2059-07-01 | 2060-01-01 | 2060-07-01 | 2061-01-01 | 2061-07-01 | 2062-01-01 | 2062-07-01 | 2063-01-01 | 2063-07-01 | 2064-01-01
|  | Model period end date | 0 | date | 0 | 0 | 2021-12-31 | 2022-06-30 | 2022-12-31 | 2023-06-30 | 2023-12-31 | 2024-06-30 | 2024-12-31 | 2025-06-30 | 2025-12-31 | 2026-06-30 | 2026-12-31 | 2027-06-30 | 2027-12-31 | 2028-06-30 | 2028-12-31 | 2029-06-30 | 2029-12-31 | 2030-06-30 | 2030-12-31 | 2031-06-30 | 2031-12-31 | 2032-06-30 | 2032-12-31 | 2033-06-30 | 2033-12-31 | 2034-06-30 | 2034-12-31 | 2035-06-30 | 2035-12-31 | 2036-06-30 | 2036-12-31 | 2037-06-30 | 2037-12-31 | 2038-06-30 | 2038-12-31 | 2039-06-30 | 2039-12-31 | 2040-06-30 | 2040-12-31 | 2041-06-30 | 2041-12-31 | 2042-06-30 | 2042-12-31 | 2043-06-30 | 2043-12-31 | 2044-06-30 | 2044-12-31 | 2045-06-30 | 2045-12-31 | 2046-06-30 | 2046-12-31 | 2047-06-30 | 2047-12-31 | 2048-06-30 | 2048-12-31 | 2049-06-30 | 2049-12-31 | 2050-06-30 | 2050-12-31 | 2051-06-30 | 2051-12-31 | 2052-06-30 | 2052-12-31 | 2053-06-30 | 2053-12-31 | 2054-06-30 | 2054-12-31 | 2055-06-30 | 2055-12-31 | 2056-06-30 | 2056-12-31 | 2057-06-30 | 2057-12-31 | 2058-06-30 | 2058-12-31 | 2059-06-30 | 2059-12-31 | 2060-06-30 | 2060-12-31 | 2061-06-30 | 2061-12-31 | 2062-06-30 | 2062-12-31 | 2063-06-30 | 2063-12-31 | 2064-06-30
|  | Timeline label | 0 | label | 0 | 0 | Dev | Dev | Dev | FC/Const. | Const | Const | Const | Const | Ops - PPA | Ops - PPA | Ops - PPA | Ops - PPA | Ops - PPA | Ops - PPA | Ops - PPA | Ops - PPA | Ops - PPA | Ops - PPA | Ops - PPA | Ops - PPA | Ops - PPA | Ops - PPA | Ops - PPA | Ops - PPA | Ops - PPA | Ops - PPA | Ops - PPA | Ops - PPA | Ops - PPA | Ops - PPA | Ops - PPA | Ops - PPA | Ops - PPA | Ops - PPA | Ops - PPA | Ops - PPA | Ops - PPA | Ops - PPA | Ops - PPA | Ops - PPA | Ops - PPA | Ops - PPA | Ops - PPA | Ops - PPA | Ops - PPA | Ops - PPA | Ops - PPA | Ops - PPA | Ops - PPA | Ops - PPA | Ops - PPA | Ops - PPA | Ops - PPA | Ops - PPA | Ops - PPA | Ops - PPA | Ops - PPA | Ops - PPA | Ops - PPA | Ops - PPA | Ops - PPA | Ops - PPA | Ops - PPA | Ops - PPA | Ops - PPA | Ops - PPA | Ops - PPA | Ops - PPA | Post-Ops | Post-Ops | Post-Ops | Post-Ops | Post-Ops | Post-Ops | Post-Ops | Post-Ops | Post-Ops | Post-Ops | Post-Ops | Post-Ops | Post-Ops | Post-Ops | Post-Ops | Post-Ops | Post-Ops | Post-Ops
|  | Operations period counter | 0 | counter | 0 | 0 | 0 | 0 | 0 | 0 | 0 | 0 | 0 | 0 | 1 | 2 | 3 | 4 | 5 | 6 | 7 | 8 | 9 | 10 | 11 | 12 | 13 | 14 | 15 | 16 | 17 | 18 | 19 | 20 | 21 | 22 | 23 | 24 | 25 | 26 | 27 | 28 | 29 | 30 | 31 | 32 | 33 | 34 | 35 | 36 | 37 | 38 | 39 | 40 | 41 | 42 | 43 | 44 | 45 | 46 | 47 | 48 | 49 | 50 | 51 | 52 | 53 | 54 | 55 | 56 | 57 | 58 | 59 | 60 | 0 | 0 | 0 | 0 | 0 | 0 | 0 | 0 | 0 | 0 | 0 | 0 | 0 | 0 | 0 | 0 | 0 | 0
LIFECYCLE COSTS
|  | Lifecycle costs - local currency |  | USD 000s | 0 |  | 0 | 0 | 0 | 0 | 0 | 0 | 0 | 0 | 0 | 0 | 0 | 0 | 0 | 0 | 0 | 0 | 0 | 0 | 0 | 0 | 0 | 0 | 0 | 0 | 0 | 0 | 0 | 0 | 0 | 0 | 0 | 0 | 0 | 0 | 0 | 0 | 0 | 0 | 0 | 0 | 0 | 0 | 0 | 0 | 0 | 0 | 0 | 0 | 0 | 0 | 0 | 0 | 0 | 0 | 0 | 0 | 0 | 0 | 0 | 0 | 0 | 0 | 0 | 0 | 0 | 0 | 0 | 0 | 0 | 0 | 0 | 0 | 0 | 0 | 0 | 0 | 0 | 0 | 0 | 0 | 0 | 0 | 0 | 0 | 0 | 0
|  | Lifecycle costs - USD |  | USD 000s | 0 |  | 0 | 0 | 0 | 0 | 0 | 0 | 0 | 0 | 0 | 0 | 0 | 0 | 0 | 0 | 0 | 0 | 0 | 0 | 0 | 0 | 0 | 0 | 0 | 0 | 0 | 0 | 0 | 0 | 0 | 0 | 0 | 0 | 0 | 0 | 0 | 0 | 0 | 0 | 0 | 0 | 0 | 0 | 0 | 0 | 0 | 0 | 0 | 0 | 0 | 0 | 0 | 0 | 0 | 0 | 0 | 0 | 0 | 0 | 0 | 0 | 0 | 0 | 0 | 0 | 0 | 0 | 0 | 0 | 0 | 0 | 0 | 0 | 0 | 0 | 0 | 0 | 0 | 0 | 0 | 0 | 0 | 0 | 0 | 0 | 0 | 0
EXCHANGE RATE FLUCTUATION
|  | YoY FX depreciation - sensitivity | 0% | %
|  | USD to Som exchange rate - sensitised | 11000 | Som / USD
|  | US PPI escalation factor (usppim / usppir) | 0 | factor | 0 | 0 | 1 | 1 | 1 | 1 | 1 | 1 | 1 | 1 | 1.0301 | 1.0301 | 1.0507 | 1.0507 | 1.0717 | 1.0717 | 1.0931 | 1.0931 | 1.115 | 1.115 | 1.1373 | 1.1373 | 1.16 | 1.16 | 1.1832 | 1.1832 | 1.2069 | 1.2069 | 1.231 | 1.231 | 1.2557 | 1.2557 | 1.2808 | 1.2808 | 1.3064 | 1.3064 | 1.3325 | 1.3325 | 1.3592 | 1.3592 | 1.3864 | 1.3864 | 1.4141 | 1.4141 | 1.4424 | 1.4424 | 1.4712 | 1.4712 | 1.5006 | 1.5006 | 1.5306 | 1.5306 | 1.5613 | 1.5613 | 1.5925 | 1.5925 | 1.6243 | 1.6243 | 1.6568 | 1.6568 | 1.69 | 1.69 | 1.7238 | 1.7238 | 1.7582 | 1.7582 | 1.7934 | 1.7934 | 1.8293 | 1.8293 | 1.8293 | 1.8293 | 1.8293 | 1.8293 | 1.8293 | 1.8293 | 1.8293 | 1.8293 | 1.8293 | 1.8293 | 1.8293 | 1.8293 | 1.8293 | 1.8293 | 1.8293 | 1.8293 | 1.8293 | 1.8293
|  | Uzbekistann cpi cost escalation factor (cpim / cpir) | 0 | factor | 0 | 0 | 1 | 1 | 1 | 1 | 1 | 1 | 1 | 1 | 1.0773 | 1.0773 | 1.1311 | 1.1311 | 1.1877 | 1.1877 | 1.2471 | 1.2471 | 1.3094 | 1.3094 | 1.3749 | 1.3749 | 1.4437 | 1.4437 | 1.5158 | 1.5158 | 1.5916 | 1.5916 | 1.6712 | 1.6712 | 1.7548 | 1.7548 | 1.8425 | 1.8425 | 1.9346 | 1.9346 | 2.0314 | 2.0314 | 2.1329 | 2.1329 | 2.2396 | 2.2396 | 2.3516 | 2.3516 | 2.4692 | 2.4692 | 2.5926 | 2.5926 | 2.7222 | 2.7222 | 2.8584 | 2.8584 | 3.0013 | 3.0013 | 3.1513 | 3.1513 | 3.3089 | 3.3089 | 3.4743 | 3.4743 | 3.6481 | 3.6481 | 3.8305 | 3.8305 | 4.022 | 4.022 | 4.2231 | 4.2231 | 4.4342 | 4.4342 | 4.4342 | 4.4342 | 4.4342 | 4.4342 | 4.4342 | 4.4342 | 4.4342 | 4.4342 | 4.4342 | 4.4342 | 4.4342 | 4.4342 | 4.4342 | 4.4342 | 4.4342 | 4.4342 | 4.4342 | 4.4342
|  | Uzbekistann cpi escalation factor (cpim / cpir) - YoY FX depreciation sensi | 0 | factor | 0 | 0 | 1 | 1 | 1 | 1 | 1 | 1 | 1 | 1 | 1.0301 | 1.0301 | 1.0507 | 1.0507 | 1.0717 | 1.0717 | 1.0931 | 1.0931 | 1.115 | 1.115 | 1.1373 | 1.1373 | 1.16 | 1.16 | 1.1832 | 1.1832 | 1.2069 | 1.2069 | 1.231 | 1.231 | 1.2557 | 1.2557 | 1.2808 | 1.2808 | 1.3064 | 1.3064 | 1.3325 | 1.3325 | 1.3592 | 1.3592 | 1.3864 | 1.3864 | 1.4141 | 1.4141 | 1.4424 | 1.4424 | 1.4712 | 1.4712 | 1.5006 | 1.5006 | 1.5306 | 1.5306 | 1.5613 | 1.5613 | 1.5925 | 1.5925 | 1.6243 | 1.6243 | 1.6568 | 1.6568 | 1.69 | 1.69 | 1.7238 | 1.7238 | 1.7582 | 1.7582 | 1.7934 | 1.7934 | 1.8293 | 1.8293 | 1.8293 | 1.8293 | 1.8293 | 1.8293 | 1.8293 | 1.8293 | 1.8293 | 1.8293 | 1.8293 | 1.8293 | 1.8293 | 1.8293 | 1.8293 | 1.8293 | 1.8293 | 1.8293 | 1.8293 | 1.8293
|  | USD to Som exchange rate curve - inflation based |  | Som / USD |  |  | 11000 | 11000 | 11000 | 11000 | 11000 | 11000 | 11000 | 11000 | 11504.0837 | 11504.0837 | 11842.4391 | 11842.4391 | 12190.7461 | 12190.7461 | 12549.2975 | 12549.2975 | 12918.3945 | 12918.3945 | 13298.3473 | 13298.3473 | 13689.4751 | 13689.4751 | 14092.1067 | 14092.1067 | 14506.5805 | 14506.5805 | 14933.2446 | 14933.2446 | 15372.4577 | 15372.4577 | 15824.5888 | 15824.5888 | 16290.0179 | 16290.0179 | 16769.136 | 16769.136 | 17262.3459 | 17262.3459 | 17770.062 | 17770.062 | 18292.7109 | 18292.7109 | 18830.7318 | 18830.7318 | 19384.5768 | 19384.5768 | 19954.7114 | 19954.7114 | 20541.6147 | 20541.6147 | 21145.7799 | 21145.7799 | 21767.7146 | 21767.7146 | 22407.9415 | 22407.9415 | 23066.9986 | 23066.9986 | 23745.4397 | 23745.4397 | 24443.835 | 24443.835 | 25162.7713 | 25162.7713 | 25902.8528 | 25902.8528 | 26664.7014 | 26664.7014 | 26664.7014 | 26664.7014 | 26664.7014 | 26664.7014 | 26664.7014 | 26664.7014 | 26664.7014 | 26664.7014 | 26664.7014 | 26664.7014 | 26664.7014 | 26664.7014 | 26664.7014 | 26664.7014 | 26664.7014 | 26664.7014 | 26664.7014 | 26664.7014
|  | USD to Som exchange rate - sensitised | 11000 | Som / USD
|  | US PPI escalation factor (usppim / usppir) | 0 | factor | 0 | 0 | 1 | 1 | 1 | 1 | 1 | 1 | 1 | 1 | 1.0301 | 1.0301 | 1.0507 | 1.0507 | 1.0717 | 1.0717 | 1.0931 | 1.0931 | 1.115 | 1.115 | 1.1373 | 1.1373 | 1.16 | 1.16 | 1.1832 | 1.1832 | 1.2069 | 1.2069 | 1.231 | 1.231 | 1.2557 | 1.2557 | 1.2808 | 1.2808 | 1.3064 | 1.3064 | 1.3325 | 1.3325 | 1.3592 | 1.3592 | 1.3864 | 1.3864 | 1.4141 | 1.4141 | 1.4424 | 1.4424 | 1.4712 | 1.4712 | 1.5006 | 1.5006 | 1.5306 | 1.5306 | 1.5613 | 1.5613 | 1.5925 | 1.5925 | 1.6243 | 1.6243 | 1.6568 | 1.6568 | 1.69 | 1.69 | 1.7238 | 1.7238 | 1.7582 | 1.7582 | 1.7934 | 1.7934 | 1.8293 | 1.8293 | 1.8293 | 1.8293 | 1.8293 | 1.8293 | 1.8293 | 1.8293 | 1.8293 | 1.8293 | 1.8293 | 1.8293 | 1.8293 | 1.8293 | 1.8293 | 1.8293 | 1.8293 | 1.8293 | 1.8293 | 1.8293
|  | Annual FX increase / decrease - operations period - active | 0% | % p.a. | 0% | 0% | 3% | 3% | 3% | 3% | 5.25% | 5.25% | 3% | 3% | 3% | 3% | 3% | 3% | 3% | 3% | 3% | 3% | 3% | 3% | 3% | 3% | 3% | 3% | 3% | 3% | 3% | 3% | 3% | 3% | 3% | 3% | 3% | 3% | 3% | 3% | 3% | 3% | 3% | 3% | 3% | 3% | 3% | 3% | 3% | 3% | 3% | 3% | 3% | 3% | 3% | 3% | 3% | 3% | 3% | 3% | 3% | 3% | 3% | 3% | 3% | 3% | 3% | 3% | 3% | 3% | 3% | 3% | 3% | 3% | 3% | 3% | 3% | 3% | 3% | 3% | 3% | 3% | 3% | 3% | 3% | 3% | 3% | 3% | 3% | 3% | 3% | 3%
|  | USD to Som exchange rate curve - profile based |  | Som / USD |  |  | 11000 | 11000 | 11000 | 11000 | 11000 | 11000 | 11000 | 11000 | 11330 | 11330 | 11669.9 | 11669.9 | 12019.997 | 12019.997 | 12380.5969 | 12380.5969 | 12752.0148 | 12752.0148 | 13134.5753 | 13134.5753 | 13528.6125 | 13528.6125 | 13934.4709 | 13934.4709 | 14352.505 | 14352.505 | 14783.0802 | 14783.0802 | 15226.5726 | 15226.5726 | 15683.3698 | 15683.3698 | 16153.8708 | 16153.8708 | 16638.487 | 16638.487 | 17137.6416 | 17137.6416 | 17651.7708 | 17651.7708 | 18181.324 | 18181.324 | 18726.7637 | 18726.7637 | 19288.5666 | 19288.5666 | 19867.2236 | 19867.2236 | 20463.2403 | 20463.2403 | 21077.1375 | 21077.1375 | 21709.4516 | 21709.4516 | 22360.7352 | 22360.7352 | 23031.5572 | 23031.5572 | 23722.5039 | 23722.5039 | 24434.1791 | 24434.1791 | 25167.2044 | 25167.2044 | 25922.2206 | 25922.2206 | 26699.8872 | 26699.8872 | 26699.8872 | 26699.8872 | 26699.8872 | 26699.8872 | 26699.8872 | 26699.8872 | 26699.8872 | 26699.8872 | 26699.8872 | 26699.8872 | 26699.8872 | 26699.8872 | 26699.8872 | 26699.8872 | 26699.8872 | 26699.8872 | 26699.8872 | 26699.8872
|  | USD to Som exchange rate - sensitised | 11000 | Som / USD
|  | Exchange rate forecast from FC - Y01 | 11000 | Som / USD
|  | Exchange rate forecast from FC - Y02 | 0 | Som / USD
|  | Exchange rate forecast from FC - Y03 | 0 | Som / USD
|  | Exchange rate forecast from FC - Y04 | 0 | Som / USD
|  | Exchange rate forecast from FC - Y05 | 0 | Som / USD
|  | Exchange rate forecast from FC - Y06 | 0 | Som / USD
|  | Exchange rate forecast from FC - Y07 | 0 | Som / USD
|  | Exchange rate forecast from FC - Y08 | 0 | Som / USD
|  | Exchange rate forecast from FC - Y09 | 0 | Som / USD
|  | Exchange rate forecast from FC - Y10 | 0 | Som / USD
|  | Year number from construction | 0 | counter | 0 | 0 | 0 | 0 | 0 | 1 | 1 | 2 | 2 | 3 | 3 | 4 | 4 | 5 | 5 | 6 | 6 | 7 | 7 | 8 | 8 | 9 | 9 | 10 | 10 | 11 | 11 | 12 | 12 | 13 | 13 | 14 | 14 | 15 | 15 | 16 | 16 | 17 | 17 | 18 | 18 | 19 | 19 | 20 | 20 | 21 | 21 | 22 | 22 | 23 | 23 | 24 | 24 | 25 | 25 | 26 | 26 | 27 | 27 | 28 | 28 | 29 | 29 | 30 | 30 | 31 | 31 | 32 | 32 | 33 | 0 | 0 | 0 | 0 | 0 | 0 | 0 | 0 | 0 | 0 | 0 | 0 | 0 | 0 | 0 | 0 | 0 | 0
|  | USD to Som exchange rate curve - input estimates |  | Som / USD |  |  | 11000 | 11000 | 11000 | 11000 | 11000 | 0 | 0 | 0 | 0 | 0 | 0 | 0 | 0 | 0 | 0 | 0 | 0 | 0 | 0 | 0 | 0 | 0 | 0 | 0 | 0 | 0 | 0 | 0 | 0 | 0 | 0 | 0 | 0 | 0 | 0 | 0 | 0 | 0 | 0 | 0 | 0 | 0 | 0 | 0 | 0 | 0 | 0 | 0 | 0 | 0 | 0 | 0 | 0 | 0 | 0 | 0 | 0 | 0 | 0 | 0 | 0 | 0 | 0 | 0 | 0 | 0 | 0 | 0 | 11000 | 11000 | 11000 | 11000 | 11000 | 11000 | 11000 | 11000 | 11000 | 11000 | 11000 | 11000 | 11000 | 11000 | 11000 | 11000 | 11000 | 11000
|  | USD to Som exchange rate - sensitised | 11000 | Som / USD
|  | Construction period flag | 0 | flag | 5 | 0 | 0 | 0 | 0 | 1 | 1 | 1 | 1 | 1 | 0 | 0 | 0 | 0 | 0 | 0 | 0 | 0 | 0 | 0 | 0 | 0 | 0 | 0 | 0 | 0 | 0 | 0 | 0 | 0 | 0 | 0 | 0 | 0 | 0 | 0 | 0 | 0 | 0 | 0 | 0 | 0 | 0 | 0 | 0 | 0 | 0 | 0 | 0 | 0 | 0 | 0 | 0 | 0 | 0 | 0 | 0 | 0 | 0 | 0 | 0 | 0 | 0 | 0 | 0 | 0 | 0 | 0 | 0 | 0 | 0 | 0 | 0 | 0 | 0 | 0 | 0 | 0 | 0 | 0 | 0 | 0 | 0 | 0 | 0 | 0 | 0 | 0
|  | USD to Som exchange rate curve - input estimates | 0 | Som / USD | 0 | 0 | 11000 | 11000 | 11000 | 11000 | 11000 | 0 | 0 | 0 | 0 | 0 | 0 | 0 | 0 | 0 | 0 | 0 | 0 | 0 | 0 | 0 | 0 | 0 | 0 | 0 | 0 | 0 | 0 | 0 | 0 | 0 | 0 | 0 | 0 | 0 | 0 | 0 | 0 | 0 | 0 | 0 | 0 | 0 | 0 | 0 | 0 | 0 | 0 | 0 | 0 | 0 | 0 | 0 | 0 | 0 | 0 | 0 | 0 | 0 | 0 | 0 | 0 | 0 | 0 | 0 | 0 | 0 | 0 | 0 | 11000 | 11000 | 11000 | 11000 | 11000 | 11000 | 11000 | 11000 | 11000 | 11000 | 11000 | 11000 | 11000 | 11000 | 11000 | 11000 | 11000 | 11000
|  | USD to Som exchange rate curve - hybrid - monthly - s.a. | 0 | Som / USD | 0 | 0 | 11000 | 11000 | 11000 | 11000 | 11000 | 11110.1644 | 11333.8142 | 11536.1195 | 11000 | 0 | 0 | 0 | 0 | 0 | 0 | 0 | 0 | 0 | 0 | 0 | 0 | 0 | 0 | 0 | 0 | 0 | 0 | 0 | 0 | 0 | 0 | 0 | 0 | 0 | 0 | 0 | 0 | 0 | 0 | 0 | 0 | 0 | 0 | 0 | 0 | 0 | 0 | 0 | 0 | 0 | 0 | 0 | 0 | 0 | 0 | 0 | 0 | 0 | 0 | 0 | 0 | 0 | 0 | 0 | 0 | 0 | 0 | 0 | 0 | 0 | 0 | 0 | 0 | 0 | 0 | 0 | 0 | 0 | 0 | 0 | 0 | 0 | 0 | 0 | 0 | 0
|  | USD to Som exchange rate curve - input estimates - operations |  | Som / USD |  |  | 11000 | 11000 | 11000 | 11000 | 11000 | 11110.1644 | 11333.8142 | 11536.1195 | 0 | 0 | 0 | 0 | 0 | 0 | 0 | 0 | 0 | 0 | 0 | 0 | 0 | 0 | 0 | 0 | 0 | 0 | 0 | 0 | 0 | 0 | 0 | 0 | 0 | 0 | 0 | 0 | 0 | 0 | 0 | 0 | 0 | 0 | 0 | 0 | 0 | 0 | 0 | 0 | 0 | 0 | 0 | 0 | 0 | 0 | 0 | 0 | 0 | 0 | 0 | 0 | 0 | 0 | 0 | 0 | 0 | 0 | 0 | 0 | 11000 | 11000 | 11000 | 11000 | 11000 | 11000 | 11000 | 11000 | 11000 | 11000 | 11000 | 11000 | 11000 | 11000 | 11000 | 11000 | 11000 | 11000
|  | Base Exchange rate - sensitivity | 0% | %
|  | Number of semi annual periods in year | 2 | periods
|  | USD to Som exchange rate curve - input estimates - operations | 0 | Som / USD | 0 | 0 | 11000 | 11000 | 11000 | 11000 | 11000 | 11110.1644 | 11333.8142 | 11536.1195 | 0 | 0 | 0 | 0 | 0 | 0 | 0 | 0 | 0 | 0 | 0 | 0 | 0 | 0 | 0 | 0 | 0 | 0 | 0 | 0 | 0 | 0 | 0 | 0 | 0 | 0 | 0 | 0 | 0 | 0 | 0 | 0 | 0 | 0 | 0 | 0 | 0 | 0 | 0 | 0 | 0 | 0 | 0 | 0 | 0 | 0 | 0 | 0 | 0 | 0 | 0 | 0 | 0 | 0 | 0 | 0 | 0 | 0 | 0 | 0 | 11000 | 11000 | 11000 | 11000 | 11000 | 11000 | 11000 | 11000 | 11000 | 11000 | 11000 | 11000 | 11000 | 11000 | 11000 | 11000 | 11000 | 11000
|  | US PPI annual inflation rate - operations | 0% | % p.a. | 0% | 0% | bar: 1 to 86
|  | Uzbekistan cpi annual inflation rate - operations | 0% | % p.a. | 0% | 0% | 0% | 0% | 0% | 0% | 0% | 0% | 0% | 0% | 5.1% | 5.1% | 5% | 5% | 5% | 5% | 5% | 5% | 5% | 5% | 5% | 5% | 5% | 5% | 5% | 5% | 5% | 5% | 5% | 5% | 5% | 5% | 5% | 5% | 5% | 5% | 5% | 5% | 5% | 5% | 5% | 5% | 5% | 5% | 5% | 5% | 5% | 5% | 5% | 5% | 5% | 5% | 5% | 5% | 5% | 5% | 5% | 5% | 5% | 5% | 5% | 5% | 5% | 5% | 5% | 5% | 5% | 5% | 5% | 5% | 0% | 0% | 0% | 0% | 0% | 0% | 0% | 0% | 0% | 0% | 0% | 0% | 0% | 0% | 0% | 0% | 0% | 0%
|  | Post operation period flag | 0 | flag | 18 | 0 | 0 | 0 | 0 | 0 | 0 | 0 | 0 | 0 | 0 | 0 | 0 | 0 | 0 | 0 | 0 | 0 | 0 | 0 | 0 | 0 | 0 | 0 | 0 | 0 | 0 | 0 | 0 | 0 | 0 | 0 | 0 | 0 | 0 | 0 | 0 | 0 | 0 | 0 | 0 | 0 | 0 | 0 | 0 | 0 | 0 | 0 | 0 | 0 | 0 | 0 | 0 | 0 | 0 | 0 | 0 | 0 | 0 | 0 | 0 | 0 | 0 | 0 | 0 | 0 | 0 | 0 | 0 | 0 | 1 | 1 | 1 | 1 | 1 | 1 | 1 | 1 | 1 | 1 | 1 | 1 | 1 | 1 | 1 | 1 | 1 | 1 | 0
|  | USD to Som exchange rate curve - hybrid |  | Som / USD |  |  | 11000 | 11000 | 11000 | 11000 | 11000 | 11110.1644 | 11333.8142 | 11536.1195 | 11713.159 | 11892.9154 | 12069.5429 | 12248.7935 | 12430.7063 | 12615.3207 | 12802.677 | 12992.8157 | 13185.7783 | 13381.6067 | 13580.3435 | 13782.0317 | 13986.7154 | 14194.4389 | 14405.2474 | 14619.1867 | 14836.3033 | 15056.6445 | 15280.258 | 15507.1925 | 15737.4973 | 15971.2226 | 16208.4189 | 16449.138 | 16693.4322 | 16941.3544 | 17192.9587 | 17448.2997 | 17707.4328 | 17970.4145 | 18237.3018 | 18508.1529 | 18783.0264 | 19061.9823 | 19345.081 | 19632.3842 | 19923.9542 | 20219.8546 | 20520.1494 | 20824.9041 | 21134.1849 | 21448.0589 | 21766.5944 | 22089.8607 | 22417.9279 | 22750.8675 | 23088.7516 | 23431.6539 | 23779.6487 | 24132.8118 | 24491.2199 | 24854.9509 | 25224.0839 | 25598.699 | 25978.8777 | 26364.7026 | 26756.2576 | 27153.6277 | 27556.8994 | 27966.1603 | 27966.1603 | 27966.1603 | 27966.1603 | 27966.1603 | 27966.1603 | 27966.1603 | 27966.1603 | 27966.1603 | 27966.1603 | 27966.1603 | 27966.1603 | 27966.1603 | 27966.1603 | 27966.1603 | 27966.1603 | 27966.1603 | 27966.1603 | 27966.1603 | 27966.1603
|  | Exchange rate calculation basis switch | 3 | 1= inflation based, 2= profile based, 3= hybrid
|  | USD to Som exchange rate curve - inflation based | 0 | Som / USD | 0 | 0 | 11000 | 11000 | 11000 | 11000 | 11000 | 11000 | 11000 | 11000 | 11504.0837 | 11504.0837 | 11842.4391 | 11842.4391 | 12190.7461 | 12190.7461 | 12549.2975 | 12549.2975 | 12918.3945 | 12918.3945 | 13298.3473 | 13298.3473 | 13689.4751 | 13689.4751 | 14092.1067 | 14092.1067 | 14506.5805 | 14506.5805 | 14933.2446 | 14933.2446 | 15372.4577 | 15372.4577 | 15824.5888 | 15824.5888 | 16290.0179 | 16290.0179 | 16769.136 | 16769.136 | 17262.3459 | 17262.3459 | 17770.062 | 17770.062 | 18292.7109 | 18292.7109 | 18830.7318 | 18830.7318 | 19384.5768 | 19384.5768 | 19954.7114 | 19954.7114 | 20541.6147 | 20541.6147 | 21145.7799 | 21145.7799 | 21767.7146 | 21767.7146 | 22407.9415 | 22407.9415 | 23066.9986 | 23066.9986 | 23745.4397 | 23745.4397 | 24443.835 | 24443.835 | 25162.7713 | 25162.7713 | 25902.8528 | 25902.8528 | 26664.7014 | 26664.7014 | 26664.7014 | 26664.7014 | 26664.7014 | 26664.7014 | 26664.7014 | 26664.7014 | 26664.7014 | 26664.7014 | 26664.7014 | 26664.7014 | 26664.7014 | 26664.7014 | 26664.7014 | 26664.7014 | 26664.7014 | 26664.7014 | 26664.7014 | 26664.7014
|  | USD to Som exchange rate curve - profile based | 0 | Som / USD | 0 | 0 | 11000 | 11000 | 11000 | 11000 | 11000 | 11000 | 11000 | 11000 | 11330 | 11330 | 11669.9 | 11669.9 | 12019.997 | 12019.997 | 12380.5969 | 12380.5969 | 12752.0148 | 12752.0148 | 13134.5753 | 13134.5753 | 13528.6125 | 13528.6125 | 13934.4709 | 13934.4709 | 14352.505 | 14352.505 | 14783.0802 | 14783.0802 | 15226.5726 | 15226.5726 | 15683.3698 | 15683.3698 | 16153.8708 | 16153.8708 | 16638.487 | 16638.487 | 17137.6416 | 17137.6416 | 17651.7708 | 17651.7708 | 18181.324 | 18181.324 | 18726.7637 | 18726.7637 | 19288.5666 | 19288.5666 | 19867.2236 | 19867.2236 | 20463.2403 | 20463.2403 | 21077.1375 | 21077.1375 | 21709.4516 | 21709.4516 | 22360.7352 | 22360.7352 | 23031.5572 | 23031.5572 | 23722.5039 | 23722.5039 | 24434.1791 | 24434.1791 | 25167.2044 | 25167.2044 | 25922.2206 | 25922.2206 | 26699.8872 | 26699.8872 | 26699.8872 | 26699.8872 | 26699.8872 | 26699.8872 | 26699.8872 | 26699.8872 | 26699.8872 | 26699.8872 | 26699.8872 | 26699.8872 | 26699.8872 | 26699.8872 | 26699.8872 | 26699.8872 | 26699.8872 | 26699.8872 | 26699.8872 | 26699.8872
|  | USD to Som exchange rate curve - hybrid | 0 | Som / USD | 0 | 0 | 11000 | 11000 | 11000 | 11000 | 11000 | 11110.1644 | 11333.8142 | 11536.1195 | 11713.159 | 11892.9154 | 12069.5429 | 12248.7935 | 12430.7063 | 12615.3207 | 12802.677 | 12992.8157 | 13185.7783 | 13381.6067 | 13580.3435 | 13782.0317 | 13986.7154 | 14194.4389 | 14405.2474 | 14619.1867 | 14836.3033 | 15056.6445 | 15280.258 | 15507.1925 | 15737.4973 | 15971.2226 | 16208.4189 | 16449.138 | 16693.4322 | 16941.3544 | 17192.9587 | 17448.2997 | 17707.4328 | 17970.4145 | 18237.3018 | 18508.1529 | 18783.0264 | 19061.9823 | 19345.081 | 19632.3842 | 19923.9542 | 20219.8546 | 20520.1494 | 20824.9041 | 21134.1849 | 21448.0589 | 21766.5944 | 22089.8607 | 22417.9279 | 22750.8675 | 23088.7516 | 23431.6539 | 23779.6487 | 24132.8118 | 24491.2199 | 24854.9509 | 25224.0839 | 25598.699 | 25978.8777 | 26364.7026 | 26756.2576 | 27153.6277 | 27556.8994 | 27966.1603 | 27966.1603 | 27966.1603 | 27966.1603 | 27966.1603 | 27966.1603 | 27966.1603 | 27966.1603 | 27966.1603 | 27966.1603 | 27966.1603 | 27966.1603 | 27966.1603 | 27966.1603 | 27966.1603 | 27966.1603 | 27966.1603 | 27966.1603 | 27966.1603
|  | USD to Som exchange rate curve |  | Som / USD |  |  | 11000 | 11000 | 11000 | 11000 | 11000 | 11110.1644 | 11333.8142 | 11536.1195 | 11713.159 | 11892.9154 | 12069.5429 | 12248.7935 | 12430.7063 | 12615.3207 | 12802.677 | 12992.8157 | 13185.7783 | 13381.6067 | 13580.3435 | 13782.0317 | 13986.7154 | 14194.4389 | 14405.2474 | 14619.1867 | 14836.3033 | 15056.6445 | 15280.258 | 15507.1925 | 15737.4973 | 15971.2226 | 16208.4189 | 16449.138 | 16693.4322 | 16941.3544 | 17192.9587 | 17448.2997 | 17707.4328 | 17970.4145 | 18237.3018 | 18508.1529 | 18783.0264 | 19061.9823 | 19345.081 | 19632.3842 | 19923.9542 | 20219.8546 | 20520.1494 | 20824.9041 | 21134.1849 | 21448.0589 | 21766.5944 | 22089.8607 | 22417.9279 | 22750.8675 | 23088.7516 | 23431.6539 | 23779.6487 | 24132.8118 | 24491.2199 | 24854.9509 | 25224.0839 | 25598.699 | 25978.8777 | 26364.7026 | 26756.2576 | 27153.6277 | 27556.8994 | 27966.1603 | 27966.1603 | 27966.1603 | 27966.1603 | 27966.1603 | 27966.1603 | 27966.1603 | 27966.1603 | 27966.1603 | 27966.1603 | 27966.1603 | 27966.1603 | 27966.1603 | 27966.1603 | 27966.1603 | 27966.1603 | 27966.1603 | 27966.1603 | 27966.1603
INFLATION
|  | US PPI annual inflation rate - operations |  | % p.a. | bar: 1 to 86
|  | Uzbekistan cpi annual inflation rate - operations |  | % p.a. |  |  | 0% | 0% | 0% | 0% | 0% | 0% | 0% | 0% | 5.1% | 5.1% | 5% | 5% | 5% | 5% | 5% | 5% | 5% | 5% | 5% | 5% | 5% | 5% | 5% | 5% | 5% | 5% | 5% | 5% | 5% | 5% | 5% | 5% | 5% | 5% | 5% | 5% | 5% | 5% | 5% | 5% | 5% | 5% | 5% | 5% | 5% | 5% | 5% | 5% | 5% | 5% | 5% | 5% | 5% | 5% | 5% | 5% | 5% | 5% | 5% | 5% | 5% | 5% | 5% | 5% | 5% | 5% | 5% | 5% | 0% | 0% | 0% | 0% | 0% | 0% | 0% | 0% | 0% | 0% | 0% | 0% | 0% | 0% | 0% | 0% | 0% | 0%
FLOATING RATE FORWARD CURVE
|  | Unhedged interest rate - sensitivity | 0% | % p.a.
|  | 6M SOFR forward curve - operations period |  | % p.a. |  |  | 0% | 0% | 0% | 0% | 0% | 0% | 0% | 0% | 2.66% | 2.651% | 2.658% | 2.709% | 2.78% | 2.851% | 2.935% | 2.982% | 3.02% | 3.055% | 3.085% | 3.135% | 3.196% | 3.24% | 3.286% | 3.308% | 3.318% | 3.329% | 3.338% | 3.344% | 3.368% | 3.386% | 3.388% | 3.373% | 3.342% | 3.297% | 3.288% | 3.29% | 3.282% | 3.265% | 3.237% | 3.201% | 3.155% | 3.099% | 3.034% | 2.96% | 2.896% | 2.842% | 2.793% | 2.75% | 2.712% | 2.679% | 2.652% | 2.629% | 2.613% | 2.601% | 2.606% | 2.607% | 2.596% | 2.574% | 2.541% | 2.496% | 2.44% | 2.372% | 2.293% | 2.205% | 2.16% | 2.135% | 2.109% | 2.082% | 0% | 0% | 0% | 0% | 0% | 0% | 0% | 0% | 0% | 0% | 0% | 0% | 0% | 0% | 0% | 0% | 0% | 0%
CASH BALANCE TO BE MAINTAINED FOR FUTURE CASH SHORTFALL
|  | Cash balance to be maintained for future cash shortfall |  | USD 000s | 0 | bar: 1 to 86
SENIOR DEBT REPAYMENT PROFILES - BULLET
|  | ADB Loan repayment profile - bullet |  | % | 0% | bar: 1 to 86
|  | EBRD Loan repayment profile - bullet |  | % | 0% | bar: 1 to 86
|  | AIIB Loan repayment profile - bullet |  | % | 0% | bar: 1 to 86
|  | EIB Loan repayment profile - bullet |  | % | 0% | bar: 1 to 86
EIB REPAYMENT PROFILE FIXED - INPUT
|  | EIB repayment profile fixed - Input |  | % | 87.5% |  | 0% | 0% | 0% | 0% | 0% | 0% | 0% | 0% | 0.72% | 1.82% | 2.06% | 1.99% | 1.98% | 1.86% | 2.06% | 1.98% | 2.17% | 2.08% | 2.21% | 2.11% | 2.28% | 2.18% | 2.41% | 2.33% | 2.53% | 1.94% | 2.08% | 1.99% | 2.24% | 2.15% | 2.36% | 2.28% | 1.99% | 1.8% | 2.53% | 2.55% | 2.77% | 2.68% | 2.92% | 2.84% | 3.08% | 3.01% | 3.25% | 3.18% | 3.43% | 1.66% | 0% | 0% | 0% | 0% | 0% | 0% | 0% | 0% | 0% | 0% | 0% | 0% | 0% | 0% | 0% | 0% | 0% | 0% | 0% | 0% | 0% | 0% | 0% | 0% | 0% | 0% | 0% | 0% | 0% | 0% | 0% | 0% | 0% | 0% | 0% | 0% | 0% | 0% | 0% | 0% | 0%
SNR DEBT NOTIONAL PROFILE
|  | Senior debt hedged profile during operations - ADB |  | USD |  |  | 0 | 0 | 0 | 0 | 0 | 0 | 0 | 0 | 20636035.8659 | 20636035.8659 | 20253417.6471 | 19696862.7637 | 19282911.7246 | 18869307.548 | 18484566.6444 | 18055038.1808 | 17648128.1665 | 17197809.4813 | 16769482.1948 | 16311161.8024 | 15877895.6805 | 15404925.079 | 14957414.5019 | 14458719.2537 | 13980461.9165 | 13456202.3517 | 13058398.1936 | 12626261.3856 | 12218751.8206 | 11755138.9851 | 11313589.6707 | 10824682.5887 | 10357341.9534 | 9945752.2779 | 9577760.4004 | 9054705.1258 | 8531940.6762 | 7959769.7127 | 7409085.8092 | 6805562.3085 | 6221465.9658 | 5583774.5555 | 4964850.3045 | 4291301.8132 | 3636143.7838 | 2925476.846 | 0 | 0 | 0 | 0 | 0 | 0 | 0 | 0 | 0 | 0 | 0 | 0 | 0 | 0 | 0 | 0 | 0 | 0 | 0 | 0 | 0 | 0 | 0 | 0 | 0 | 0 | 0 | 0 | 0 | 0 | 0 | 0 | 0 | 0 | 0 | 0 | 0 | 0 | 0 | 0
|  | Senior debt hedged profile during operations - EBRD |  | USD |  |  | 0 | 0 | 0 | 0 | 0 | 0 | 0 | 0 | 27092758.5076 | 27092758.5076 | 26590424.4803 | 25859731.4756 | 25316261.0334 | 24773245.9822 | 24268125.1122 | 23704203.2906 | 23169976.91 | 22578759.9016 | 22016415.0883 | 21414692.7522 | 20845863.812 | 20224907.4243 | 19637377.1411 | 18982647.2301 | 18354749.9622 | 17666457.0227 | 17144185.5913 | 16576839.3115 | 16041825.7892 | 15433155.0796 | 14853451.2536 | 14211572.087 | 13598007.2019 | 13057636.9605 | 12574505.6491 | 11887793.8052 | 11201463.7813 | 10450268.6468 | 9727283.5682 | 8934926.1326 | 8168074.337 | 7330858.3381 | 6518281.4761 | 5633989.2247 | 4773841.5495 | 3840817.0165 | 0 | 0 | 0 | 0 | 0 | 0 | 0 | 0 | 0 | 0 | 0 | 0 | 0 | 0 | 0 | 0 | 0 | 0 | 0 | 0 | 0 | 0 | 0 | 0 | 0 | 0 | 0 | 0 | 0 | 0 | 0 | 0 | 0 | 0 | 0 | 0 | 0 | 0 | 0 | 0
|  | Senior debt hedged profile during operations - AIIB |  | USD |  |  | 0 | 0 | 0 | 0 | 0 | 0 | 0 | 0 | 15906944.3133 | 15906944.3133 | 15612009.4363 | 15182998.3803 | 14863911.121 | 14545091.2349 | 14248520.1217 | 13917425.2643 | 13603765.4617 | 13256644.8085 | 12926475.8585 | 12573187.2227 | 12239211.2537 | 11874629.7484 | 11529673.6785 | 11145262.7581 | 10776606.0607 | 10372489.3128 | 10065848.6075 | 9732743.1514 | 9418621.1951 | 9061252.9677 | 8720892.0378 | 8344026.1621 | 7983784.4224 | 7666517.3808 | 7382856.9753 | 6979668.5345 | 6576704.2712 | 6135655.8202 | 5711170.3113 | 5245954.2795 | 4795713.3486 | 4304159.5532 | 3827072.1097 | 3307878.481 | 2802860.8334 | 2255055.0688 | 0 | 0 | 0 | 0 | 0 | 0 | 0 | 0 | 0 | 0 | 0 | 0 | 0 | 0 | 0 | 0 | 0 | 0 | 0 | 0 | 0 | 0 | 0 | 0 | 0 | 0 | 0 | 0 | 0 | 0 | 0 | 0 | 0 | 0 | 0 | 0 | 0 | 0 | 0 | 0
|  | Senior debt hedged profile during operations - EIB |  | USD |  |  | 0 | 0 | 0 | 0 | 0 | 0 | 0 | 0 | 15906944.3133 | 15906944.3133 | 15612009.4363 | 15182998.3803 | 14863911.121 | 14545091.2349 | 14248520.1217 | 13917425.2643 | 13603765.4617 | 13256644.8085 | 12926475.8585 | 12573187.2227 | 12239211.2537 | 11874629.7484 | 11529673.6785 | 11145262.7581 | 10776606.0607 | 10372489.3128 | 10065848.6075 | 9732743.1514 | 9418621.1951 | 9061252.9677 | 8720892.0378 | 8344026.1621 | 7983784.4224 | 7666517.3808 | 7382856.9753 | 6979668.5345 | 6576704.2712 | 6135655.8202 | 5711170.3113 | 5245954.2795 | 4795713.3486 | 4304159.5532 | 3827072.1097 | 3307878.481 | 2802860.8334 | 2255055.0688 | 0 | 0 | 0 | 0 | 0 | 0 | 0 | 0 | 0 | 0 | 0 | 0 | 0 | 0 | 0 | 0 | 0 | 0 | 0 | 0 | 0 | 0 | 0 | 0 | 0 | 0 | 0 | 0 | 0 | 0 | 0 | 0 | 0 | 0 | 0 | 0 | 0 | 0 | 0 | 0
HOLDCO EBL NOTIONAL PROFILE
|  | Units in a thousand | 1000 | units in thousand
|  | EBL notional profile during operations - hedged portion - masdar |  | USD |  |  | 0 | 0 | 0 | 0 | 0 | 0 | 0 | 0 | 0 | 0 | 0 | 0 | 0 | 0 | 0 | 0 | 0 | 0 | 0 | 0 | 0 | 0 | 0 | 0 | 0 | 0 | 0 | 0 | 0 | 0 | 0 | 0 | 0 | 0 | 0 | 0 | 0 | 0 | 0 | 0 | 0 | 0 | 0 | 0 | 0 | 0 | 0 | 0 | 0 | 0 | 0 | 0 | 0 | 0 | 0 | 0 | 0 | 0 | 0 | 0 | 0 | 0 | 0 | 0 | 0 | 0 | 0 | 0 | 0 | 0 | 0 | 0 | 0 | 0 | 0 | 0 | 0 | 0 | 0 | 0 | 0 | 0 | 0 | 0 | 0 | 0
|  | EBL notional profile during operations - hedged portion - [sponsor 2] |  | USD |  |  | 0 | 0 | 0 | 0 | 0 | 0 | 0 | 0 | 0 | 0 | 0 | 0 | 0 | 0 | 0 | 0 | 0 | 0 | 0 | 0 | 0 | 0 | 0 | 0 | 0 | 0 | 0 | 0 | 0 | 0 | 0 | 0 | 0 | 0 | 0 | 0 | 0 | 0 | 0 | 0 | 0 | 0 | 0 | 0 | 0 | 0 | 0 | 0 | 0 | 0 | 0 | 0 | 0 | 0 | 0 | 0 | 0 | 0 | 0 | 0 | 0 | 0 | 0 | 0 | 0 | 0 | 0 | 0 | 0 | 0 | 0 | 0 | 0 | 0 | 0 | 0 | 0 | 0 | 0 | 0 | 0 | 0 | 0 | 0 | 0 | 0
END

## Sensitivity
Sensitivity
|  | 0 | Error chks
|  | 0 | Track chgs
|  | 1 | Alerts
[7 empty] | Base case | Sensitivity 1 | Sensitivity 2 | Sensitivity 3 | Sensitivity 4 | Sensitivity 5 | Sensitivity 6
| Active input column label | Base case | 2 |  |  |  | Base case scenario inputs | EPC cost overruns | Annual generation | Inflation | Interest rate | Opex cost | Combined Downside Sensitivity
|  | Constant | Unit | Comment | Links
SENSITIVITY INPUTS
| Sensitivity switch | 0 | 0= Off, 1=On |  |  |  | 0 | 1 | 1 | 1 | 1 | 1 | 1
| EPC cost - sensitivity | 0% | % | x * (1 + n) |  |  | 0 | 5% | 0% | 0% | 0% | 0% | 5%
| P50 annual generation - sensitivity | 0% | % | x + n |  |  | 0 | 0 | 0% | 0 | 0 | 0 | 0
| P75 annual generation - sensitivity | 0% | % | x + n |  |  | 0 | 0 | 0% | 0 | 0 | 0 | 0
| P90 annual generation - sensitivity | 0% | % | x + n |  |  | 0 | 0 | -3% | 0 | 0 | 0 | 0%
| US PPI inflation - sensitivity | 0% | % | x + n |  |  | 0 | 0% | 0% | 1% | 0% | 0% | 1%
| UZ CPI inflation - sensitivity | 0% | % | x + n |  |  | 0 | 0% | 0% | 1% | 0% | 0% | 1%
| Base Exchange rate - sensitivity | 0% | % | x * (1 + n) |  |  | 0 | 0% | 0% | 0% | 0% | 0% | 0%
| YoY FX depreciation - sensitivity | 0% | % | x * (1 + n) |  |  | 0 | 0% | 0% | 0% | 0% | 0% | 0%
| ADB Loan margin - sensitivity | 0% | % p.a. | x + n |  |  | 0 | 0% | 0% | 0% | 0% | 0% | 0%
| EBRD margin - sensitivity | 0% | % p.a. | x + n |  |  | 0 | 0% | 0% | 0% | 0% | 0% | 0%
| AIIB loan margin - sensitivity | 0% | % p.a. | x + n |  |  | 0 | 0% | 0% | 0% | 0% | 0% | 0%
| EIB margin - sensitivity | 0% | % p.a. | x + n |  |  | 0 | 0% | 0% | 0% | 0% | 0% | 0%
| EBL + Senior debt swap rate - sensitivity | 0% | % p.a. | x + n |  |  | 0 | 0% | 0% | 0% | 0% | 0% | 0%
| Unhedged interest rate - sensitivity | 0% | % p.a. | x + n |  |  | 0 | 0% | 0% | 0% | 0.5% | 0% | 0.25%
| Opex cost - sensitivity | 0% | % | x * (1 + n) |  |  | 0% | 0% | 0% | 0% | 0% | 10% | 5%
| Degaradation rate - sensitivity | 0% | % p.a. | x + n |  |  | 0 | 0% | 0% | 0% | 0% | 0% | 0.15%
| Delay in construction - sensitivity | 0 | months | x + n |  |  | 0 | 0% | 0% | 0% | 0% | 0% | 0%
[do not delete]
SENSITIVITY OUTPUTS
| Energy Charge | 2.21 | UScts / kWh |  |  |  | 2.21 | 2.21 | 2.21 | 2.21 | 2.21 | 2.21 | 2.21
| Project IRR | 5.276% | % p.a. |  |  |  | 5.277% | 4.941% | 5.278% | 5.107% | 5.283% | 5.166% | 4.564%
| Min 12m historic DSCR - P90 | 1.15 | ratio |  |  |  | 1.15 | 1.1495 | 1.1089 | 1.1455 | 1.1329 | 1.1386 | 1.1091
| Date of min 12m historic DSCR - P90 | 2025-12-31 | date |  |  |  | 2028-12-31 | 2025-12-31 | 2025-12-31 | 2028-12-31 | 2025-12-31 | 2028-12-31 | 2038-06-30
| Min 12m historic DSCR - P50 | 1.195 | ratio |  |  |  | 1.195 | 1.1946 | 1.195 | 1.1933 | 1.1814 | 1.1863 | 1.1756
| Date of min 12m historic DSCR - P50 | 2027-06-30 | date |  |  |  | 2027-06-30 | 2026-12-31 | 2027-06-30 | 2028-12-31 | 2026-12-31 | 2028-06-30 | 2029-06-30
| Average DSCR - P90 | 1.2062 | ratio |  |  |  | 1.2045 | 1.2043 | 1.1508 | 1.1798 | 1.1959 | 1.1833 | 1.1389
| End of senior debt amortization period | 2044-03-31 | date |  |  |  | 2044-03-31 | 2044-03-31 | 2044-03-31 | 2044-03-31 | 2044-03-31 | 2044-03-31 | 2044-03-31
| Final cashsweep payment date - adjusted | 2038-12-31 | date |  |  |  | 2038-12-31 | 2038-12-31 | 2041-12-31 | 2040-06-30 | 2039-06-30 | 2039-12-31 | 2043-06-30
| Final cashsweep payment tail (x years from maturity) | 5.2521 | years |  |  |  | 5.2521 | 5.2521 | 2.2493 | 3.7534 | 4.7562 | 4.2521 | 0.75342
| Senior debt outstanding | 0 | 1= yes; 0 = no |  |  |  | 0 | 0 | 0 | 0 | 0 | 0 | 0
| ADB Loan balance - at end | 0.00032639 | USD 000s |  |  |  | 1.7089e-05 | 3.8799e-05 | 3.8799e-05 | 3.8799e-05 | 3.8799e-05 | 3.8799e-05 | 3.8799e-05
| EBRD Loan balance - at end | 0.00042852 | USD 000s |  |  |  | 2.2436e-05 | 5.0938e-05 | 5.0938e-05 | 5.0938e-05 | 5.0938e-05 | 5.0938e-05 | 5.0938e-05
| AIIB balance - at end | 0.00025159 | USD 000s |  |  |  | 1.3173e-05 | 2.9907e-05 | 2.9907e-05 | 2.9907e-05 | 2.9907e-05 | 2.9907e-05 | 2.9907e-05
| EIB balance - at end | 2.1728e-05 | USD 000s |  |  |  | 1.3173e-05 | 2.9907e-05 | 2.9907e-05 | 2.9907e-05 | 2.9907e-05 | 2.9907e-05 | 2.9907e-05
| ADB - WAL (actual repayments including cashsweep) | 11.9267 | years |  |  |  | 11.8732 | 11.9943 | 12.0822 | 11.9316 | 11.9047 | 11.9401 | 12.2283
[do not delete]
[6 empty] | 4% | [7 empty] | 4%
[6 empty] | 4% | [7 empty] | 4%
Formulas:
Constant = INDEX(Metrics!$J3:CQ3, MATCH([Constant, row above],Metrics!$J113:CQ113,0))
Run all sensitivities
Solve Model

## Time-M
Time-M
|  | Model period start date - monthly | 0 | Error chks | time axis 2021-07-01 to 2026-02-01
|  | Model period end date - monthly | 0 | Track chgs | time axis 2021-07-31 to 2026-02-28
|  | Timeline label | 1 | Alerts |  |  | Dev | Dev | Dev | Dev | Dev | Dev | Dev | Dev | Dev | Dev | Dev | Dev | Dev | Dev | Dev | Dev | Dev | Dev | Dev | Dev | Fin-close | Const | Const | Const | Const | Const | Const | Const | Const | Const | Const | Const | Const | Const | Const | Const | Const | Const | Const | Const | Const | Const | Const | Const | Const | Const | Const | Const | Ops | Ops | Ops | Ops | Ops | Ops | Ops | Ops
|  | Model column counter - monthly | Constant | Unit | Total |  | 1 | 2 | 3 | 4 | 5 | 6 | 7 | 8 | 9 | 10 | 11 | 12 | 13 | 14 | 15 | 16 | 17 | 18 | 19 | 20 | 21 | 22 | 23 | 24 | 25 | 26 | 27 | 28 | 29 | 30 | 31 | 32 | 33 | 34 | 35 | 36 | 37 | 38 | 39 | 40 | 41 | 42 | 43 | 44 | 45 | 46 | 47 | 48 | 49 | 50 | 51 | 52 | 53 | 54 | 55 | 56
MODEL TIME LINE - MONTHLY
Model column counter
|  | Model column counter - monthly |  | counter |  |  | 1 | 2 | 3 | 4 | 5 | 6 | 7 | 8 | 9 | 10 | 11 | 12 | 13 | 14 | 15 | 16 | 17 | 18 | 19 | 20 | 21 | 22 | 23 | 24 | 25 | 26 | 27 | 28 | 29 | 30 | 31 | 32 | 33 | 34 | 35 | 36 | 37 | 38 | 39 | 40 | 41 | 42 | 43 | 44 | 45 | 46 | 47 | 48 | 49 | 50 | 51 | 52 | 53 | 54 | 55 | 56
|  | Months in year | 12 | months
|  | Model column counter - monthly | 0 | counter | 0 | 0 | 1 | 2 | 3 | 4 | 5 | 6 | 7 | 8 | 9 | 10 | 11 | 12 | 13 | 14 | 15 | 16 | 17 | 18 | 19 | 20 | 21 | 22 | 23 | 24 | 25 | 26 | 27 | 28 | 29 | 30 | 31 | 32 | 33 | 34 | 35 | 36 | 37 | 38 | 39 | 40 | 41 | 42 | 43 | 44 | 45 | 46 | 47 | 48 | 49 | 50 | 51 | 52 | 53 | 54 | 55 | 56
|  | Annual period number - construction |  | counter |  |  | 1 | 1 | 1 | 1 | 1 | 1 | 1 | 1 | 1 | 1 | 1 | 1 | 2 | 2 | 2 | 2 | 2 | 2 | 2 | 2 | 2 | 2 | 2 | 2 | 3 | 3 | 3 | 3 | 3 | 3 | 3 | 3 | 3 | 3 | 3 | 3 | 4 | 4 | 4 | 4 | 4 | 4 | 4 | 4 | 4 | 4 | 4 | 4 | 5 | 5 | 5 | 5 | 5 | 5 | 5 | 5
First column flag
|  | Model column counter - monthly | 0 | counter | 0 | 0 | 1 | 2 | 3 | 4 | 5 | 6 | 7 | 8 | 9 | 10 | 11 | 12 | 13 | 14 | 15 | 16 | 17 | 18 | 19 | 20 | 21 | 22 | 23 | 24 | 25 | 26 | 27 | 28 | 29 | 30 | 31 | 32 | 33 | 34 | 35 | 36 | 37 | 38 | 39 | 40 | 41 | 42 | 43 | 44 | 45 | 46 | 47 | 48 | 49 | 50 | 51 | 52 | 53 | 54 | 55 | 56
|  | 1st model column flag - monthly |  | flag | 1 |  | 1 | 0 | 0 | 0 | 0 | 0 | 0 | 0 | 0 | 0 | 0 | 0 | 0 | 0 | 0 | 0 | 0 | 0 | 0 | 0 | 0 | 0 | 0 | 0 | 0 | 0 | 0 | 0 | 0 | 0 | 0 | 0 | 0 | 0 | 0 | 0 | 0 | 0 | 0 | 0 | 0 | 0 | 0 | 0 | 0 | 0 | 0 | 0 | 0 | 0 | 0 | 0 | 0 | 0 | 0 | 0
Semi annually period number counter
|  | End of first semi annual period | 12 | month #
|  | End of second semi annual period | 6 | month #
|  | Model period end date - monthly | 0 | date | 0 | 0 | 2021-07-31 | 2021-08-31 | 2021-09-30 | 2021-10-31 | 2021-11-30 | 2021-12-31 | 2022-01-31 | 2022-02-28 | 2022-03-31 | 2022-04-30 | 2022-05-31 | 2022-06-30 | 2022-07-31 | 2022-08-31 | 2022-09-30 | 2022-10-31 | 2022-11-30 | 2022-12-31 | 2023-01-31 | 2023-02-28 | 2023-03-31 | 2023-04-30 | 2023-05-31 | 2023-06-30 | 2023-07-31 | 2023-08-31 | 2023-09-30 | 2023-10-31 | 2023-11-30 | 2023-12-31 | 2024-01-31 | 2024-02-29 | 2024-03-31 | 2024-04-30 | 2024-05-31 | 2024-06-30 | 2024-07-31 | 2024-08-31 | 2024-09-30 | 2024-10-31 | 2024-11-30 | 2024-12-31 | 2025-01-31 | 2025-02-28 | 2025-03-31 | 2025-04-30 | 2025-05-31 | 2025-06-30 | 2025-07-31 | 2025-08-31 | 2025-09-30 | 2025-10-31 | 2025-11-30 | 2025-12-31 | 2026-01-31 | 2026-02-28
|  | Semi annually period end flag |  | flag | 9 |  | 0 | 0 | 0 | 0 | 0 | 1 | 0 | 0 | 0 | 0 | 0 | 1 | 0 | 0 | 0 | 0 | 0 | 1 | 0 | 0 | 0 | 0 | 0 | 1 | 0 | 0 | 0 | 0 | 0 | 1 | 0 | 0 | 0 | 0 | 0 | 1 | 0 | 0 | 0 | 0 | 0 | 1 | 0 | 0 | 0 | 0 | 0 | 1 | 0 | 0 | 0 | 0 | 0 | 1 | 0 | 0
|  | Semi annually period end flag | 0 | flag | 9 | 0 | 0 | 0 | 0 | 0 | 0 | 1 | 0 | 0 | 0 | 0 | 0 | 1 | 0 | 0 | 0 | 0 | 0 | 1 | 0 | 0 | 0 | 0 | 0 | 1 | 0 | 0 | 0 | 0 | 0 | 1 | 0 | 0 | 0 | 0 | 0 | 1 | 0 | 0 | 0 | 0 | 0 | 1 | 0 | 0 | 0 | 0 | 0 | 1 | 0 | 0 | 0 | 0 | 0 | 1 | 0 | 0
|  | 1st model column flag - monthly | 0 | flag | 1 | 0 | 1 | 0 | 0 | 0 | 0 | 0 | 0 | 0 | 0 | 0 | 0 | 0 | 0 | 0 | 0 | 0 | 0 | 0 | 0 | 0 | 0 | 0 | 0 | 0 | 0 | 0 | 0 | 0 | 0 | 0 | 0 | 0 | 0 | 0 | 0 | 0 | 0 | 0 | 0 | 0 | 0 | 0 | 0 | 0 | 0 | 0 | 0 | 0 | 0 | 0 | 0 | 0 | 0 | 0 | 0 | 0
|  | Semi annually period number counter |  | counter |  |  | 1 | 1 | 1 | 1 | 1 | 1 | 2 | 2 | 2 | 2 | 2 | 2 | 3 | 3 | 3 | 3 | 3 | 3 | 4 | 4 | 4 | 4 | 4 | 4 | 5 | 5 | 5 | 5 | 5 | 5 | 6 | 6 | 6 | 6 | 6 | 6 | 7 | 7 | 7 | 7 | 7 | 7 | 8 | 8 | 8 | 8 | 8 | 8 | 9 | 9 | 9 | 9 | 9 | 9 | 10 | 10
Model period start date
|  | First date of monthly time line | 2021-07-01 | date
|  | 1st model column flag - monthly | 0 | flag | 1 | 0 | 1 | 0 | 0 | 0 | 0 | 0 | 0 | 0 | 0 | 0 | 0 | 0 | 0 | 0 | 0 | 0 | 0 | 0 | 0 | 0 | 0 | 0 | 0 | 0 | 0 | 0 | 0 | 0 | 0 | 0 | 0 | 0 | 0 | 0 | 0 | 0 | 0 | 0 | 0 | 0 | 0 | 0 | 0 | 0 | 0 | 0 | 0 | 0 | 0 | 0 | 0 | 0 | 0 | 0 | 0 | 0
|  | Model period start date - monthly |  | date | time axis 2021-07-01 to 2026-02-01
Model period end date
|  | First date of monthly time line | 2021-07-01 | date
|  | Last date of 1st date | 2021-07-31 | date
|  | Model period start date - monthly | 0 | date | 0 | 0 | 2021-07-01 | 2021-08-01 | 2021-09-01 | 2021-10-01 | 2021-11-01 | 2021-12-01 | 2022-01-01 | 2022-02-01 | 2022-03-01 | 2022-04-01 | 2022-05-01 | 2022-06-01 | 2022-07-01 | 2022-08-01 | 2022-09-01 | 2022-10-01 | 2022-11-01 | 2022-12-01 | 2023-01-01 | 2023-02-01 | 2023-03-01 | 2023-04-01 | 2023-05-01 | 2023-06-01 | 2023-07-01 | 2023-08-01 | 2023-09-01 | 2023-10-01 | 2023-11-01 | 2023-12-01 | 2024-01-01 | 2024-02-01 | 2024-03-01 | 2024-04-01 | 2024-05-01 | 2024-06-01 | 2024-07-01 | 2024-08-01 | 2024-09-01 | 2024-10-01 | 2024-11-01 | 2024-12-01 | 2025-01-01 | 2025-02-01 | 2025-03-01 | 2025-04-01 | 2025-05-01 | 2025-06-01 | 2025-07-01 | 2025-08-01 | 2025-09-01 | 2025-10-01 | 2025-11-01 | 2025-12-01 | 2026-01-01 | 2026-02-01
|  | Model period end date - monthly |  | date | time axis 2021-07-31 to 2026-02-28
Days in a period - construction
|  | Model period start date - monthly | 0 | date | 0 | 0 | 2021-07-01 | 2021-08-01 | 2021-09-01 | 2021-10-01 | 2021-11-01 | 2021-12-01 | 2022-01-01 | 2022-02-01 | 2022-03-01 | 2022-04-01 | 2022-05-01 | 2022-06-01 | 2022-07-01 | 2022-08-01 | 2022-09-01 | 2022-10-01 | 2022-11-01 | 2022-12-01 | 2023-01-01 | 2023-02-01 | 2023-03-01 | 2023-04-01 | 2023-05-01 | 2023-06-01 | 2023-07-01 | 2023-08-01 | 2023-09-01 | 2023-10-01 | 2023-11-01 | 2023-12-01 | 2024-01-01 | 2024-02-01 | 2024-03-01 | 2024-04-01 | 2024-05-01 | 2024-06-01 | 2024-07-01 | 2024-08-01 | 2024-09-01 | 2024-10-01 | 2024-11-01 | 2024-12-01 | 2025-01-01 | 2025-02-01 | 2025-03-01 | 2025-04-01 | 2025-05-01 | 2025-06-01 | 2025-07-01 | 2025-08-01 | 2025-09-01 | 2025-10-01 | 2025-11-01 | 2025-12-01 | 2026-01-01 | 2026-02-01
|  | Model period end date - monthly | 0 | date | 0 | 0 | 2021-07-31 | 2021-08-31 | 2021-09-30 | 2021-10-31 | 2021-11-30 | 2021-12-31 | 2022-01-31 | 2022-02-28 | 2022-03-31 | 2022-04-30 | 2022-05-31 | 2022-06-30 | 2022-07-31 | 2022-08-31 | 2022-09-30 | 2022-10-31 | 2022-11-30 | 2022-12-31 | 2023-01-31 | 2023-02-28 | 2023-03-31 | 2023-04-30 | 2023-05-31 | 2023-06-30 | 2023-07-31 | 2023-08-31 | 2023-09-30 | 2023-10-31 | 2023-11-30 | 2023-12-31 | 2024-01-31 | 2024-02-29 | 2024-03-31 | 2024-04-30 | 2024-05-31 | 2024-06-30 | 2024-07-31 | 2024-08-31 | 2024-09-30 | 2024-10-31 | 2024-11-30 | 2024-12-31 | 2025-01-31 | 2025-02-28 | 2025-03-31 | 2025-04-30 | 2025-05-31 | 2025-06-30 | 2025-07-31 | 2025-08-31 | 2025-09-30 | 2025-10-31 | 2025-11-30 | 2025-12-31 | 2026-01-31 | 2026-02-28
|  | Days in period - construction |  | days |  |  | 31 | 31 | 30 | 31 | 30 | 31 | 31 | 28 | 31 | 30 | 31 | 30 | 31 | 31 | 30 | 31 | 30 | 31 | 31 | 28 | 31 | 30 | 31 | 30 | 31 | 31 | 30 | 31 | 30 | 31 | 31 | 29 | 31 | 30 | 31 | 30 | 31 | 31 | 30 | 31 | 30 | 31 | 31 | 28 | 31 | 30 | 31 | 30 | 31 | 31 | 30 | 31 | 30 | 31 | 31 | 28
FLAGS - MONTHLY
Financial close date flag
|  | Financial close date | 2023-03-31 | date
|  | Model period start date - monthly | 0 | date | 0 | 0 | 2021-07-01 | 2021-08-01 | 2021-09-01 | 2021-10-01 | 2021-11-01 | 2021-12-01 | 2022-01-01 | 2022-02-01 | 2022-03-01 | 2022-04-01 | 2022-05-01 | 2022-06-01 | 2022-07-01 | 2022-08-01 | 2022-09-01 | 2022-10-01 | 2022-11-01 | 2022-12-01 | 2023-01-01 | 2023-02-01 | 2023-03-01 | 2023-04-01 | 2023-05-01 | 2023-06-01 | 2023-07-01 | 2023-08-01 | 2023-09-01 | 2023-10-01 | 2023-11-01 | 2023-12-01 | 2024-01-01 | 2024-02-01 | 2024-03-01 | 2024-04-01 | 2024-05-01 | 2024-06-01 | 2024-07-01 | 2024-08-01 | 2024-09-01 | 2024-10-01 | 2024-11-01 | 2024-12-01 | 2025-01-01 | 2025-02-01 | 2025-03-01 | 2025-04-01 | 2025-05-01 | 2025-06-01 | 2025-07-01 | 2025-08-01 | 2025-09-01 | 2025-10-01 | 2025-11-01 | 2025-12-01 | 2026-01-01 | 2026-02-01
|  | Model period end date - monthly | 0 | date | 0 | 0 | 2021-07-31 | 2021-08-31 | 2021-09-30 | 2021-10-31 | 2021-11-30 | 2021-12-31 | 2022-01-31 | 2022-02-28 | 2022-03-31 | 2022-04-30 | 2022-05-31 | 2022-06-30 | 2022-07-31 | 2022-08-31 | 2022-09-30 | 2022-10-31 | 2022-11-30 | 2022-12-31 | 2023-01-31 | 2023-02-28 | 2023-03-31 | 2023-04-30 | 2023-05-31 | 2023-06-30 | 2023-07-31 | 2023-08-31 | 2023-09-30 | 2023-10-31 | 2023-11-30 | 2023-12-31 | 2024-01-31 | 2024-02-29 | 2024-03-31 | 2024-04-30 | 2024-05-31 | 2024-06-30 | 2024-07-31 | 2024-08-31 | 2024-09-30 | 2024-10-31 | 2024-11-30 | 2024-12-31 | 2025-01-31 | 2025-02-28 | 2025-03-31 | 2025-04-30 | 2025-05-31 | 2025-06-30 | 2025-07-31 | 2025-08-31 | 2025-09-30 | 2025-10-31 | 2025-11-30 | 2025-12-31 | 2026-01-31 | 2026-02-28
|  | Financial close date flag - construction |  | flag | 1 |  | 0 | 0 | 0 | 0 | 0 | 0 | 0 | 0 | 0 | 0 | 0 | 0 | 0 | 0 | 0 | 0 | 0 | 0 | 0 | 0 | 1 | 0 | 0 | 0 | 0 | 0 | 0 | 0 | 0 | 0 | 0 | 0 | 0 | 0 | 0 | 0 | 0 | 0 | 0 | 0 | 0 | 0 | 0 | 0 | 0 | 0 | 0 | 0 | 0 | 0 | 0 | 0 | 0 | 0 | 0 | 0
Construction period flag
|  | Financial close date | 2023-03-31 | date
|  | Start of construction date | 2023-04-01 | date
|  | Length of construction period | 27 | months
|  | Delay in construction - sensitivity | 0 | months
|  | Length of construction period incl. delay | 27 | months
|  | Start of construction date | 2023-04-01 | date
|  | Length of construction period incl. delay | 27 | months
|  | End of construction date | 2025-06-30 | date
|  | Start of construction date | 2023-04-01 | date
|  | End of construction date | 2025-06-30 | date
|  | Model period end date - monthly | 0 | date | 0 | 0 | 2021-07-31 | 2021-08-31 | 2021-09-30 | 2021-10-31 | 2021-11-30 | 2021-12-31 | 2022-01-31 | 2022-02-28 | 2022-03-31 | 2022-04-30 | 2022-05-31 | 2022-06-30 | 2022-07-31 | 2022-08-31 | 2022-09-30 | 2022-10-31 | 2022-11-30 | 2022-12-31 | 2023-01-31 | 2023-02-28 | 2023-03-31 | 2023-04-30 | 2023-05-31 | 2023-06-30 | 2023-07-31 | 2023-08-31 | 2023-09-30 | 2023-10-31 | 2023-11-30 | 2023-12-31 | 2024-01-31 | 2024-02-29 | 2024-03-31 | 2024-04-30 | 2024-05-31 | 2024-06-30 | 2024-07-31 | 2024-08-31 | 2024-09-30 | 2024-10-31 | 2024-11-30 | 2024-12-31 | 2025-01-31 | 2025-02-28 | 2025-03-31 | 2025-04-30 | 2025-05-31 | 2025-06-30 | 2025-07-31 | 2025-08-31 | 2025-09-30 | 2025-10-31 | 2025-11-30 | 2025-12-31 | 2026-01-31 | 2026-02-28
|  | Construction period flag - monthly |  | flag | 27 |  | 0 | 0 | 0 | 0 | 0 | 0 | 0 | 0 | 0 | 0 | 0 | 0 | 0 | 0 | 0 | 0 | 0 | 0 | 0 | 0 | 0 | 1 | 1 | 1 | 1 | 1 | 1 | 1 | 1 | 1 | 1 | 1 | 1 | 1 | 1 | 1 | 1 | 1 | 1 | 1 | 1 | 1 | 1 | 1 | 1 | 1 | 1 | 1 | 0 | 0 | 0 | 0 | 0 | 0 | 0 | 0
|  | Construction period flag - monthly | 0 | flag | 27 | 0 | 0 | 0 | 0 | 0 | 0 | 0 | 0 | 0 | 0 | 0 | 0 | 0 | 0 | 0 | 0 | 0 | 0 | 0 | 0 | 0 | 0 | 1 | 1 | 1 | 1 | 1 | 1 | 1 | 1 | 1 | 1 | 1 | 1 | 1 | 1 | 1 | 1 | 1 | 1 | 1 | 1 | 1 | 1 | 1 | 1 | 1 | 1 | 1 | 0 | 0 | 0 | 0 | 0 | 0 | 0 | 0
|  | Construction month number - monthly |  | counter |  |  | 0 | 0 | 0 | 0 | 0 | 0 | 0 | 0 | 0 | 0 | 0 | 0 | 0 | 0 | 0 | 0 | 0 | 0 | 0 | 0 | 0 | 1 | 2 | 3 | 4 | 5 | 6 | 7 | 8 | 9 | 10 | 11 | 12 | 13 | 14 | 15 | 16 | 17 | 18 | 19 | 20 | 21 | 22 | 23 | 24 | 25 | 26 | 27 | 0 | 0 | 0 | 0 | 0 | 0 | 0 | 0
|  | Financial close date flag - construction | 0 | flag | 1 | 0 | 0 | 0 | 0 | 0 | 0 | 0 | 0 | 0 | 0 | 0 | 0 | 0 | 0 | 0 | 0 | 0 | 0 | 0 | 0 | 0 | 1 | 0 | 0 | 0 | 0 | 0 | 0 | 0 | 0 | 0 | 0 | 0 | 0 | 0 | 0 | 0 | 0 | 0 | 0 | 0 | 0 | 0 | 0 | 0 | 0 | 0 | 0 | 0 | 0 | 0 | 0 | 0 | 0 | 0 | 0 | 0
|  | Construction period flag - monthly | 0 | flag | 27 | 0 | 0 | 0 | 0 | 0 | 0 | 0 | 0 | 0 | 0 | 0 | 0 | 0 | 0 | 0 | 0 | 0 | 0 | 0 | 0 | 0 | 0 | 1 | 1 | 1 | 1 | 1 | 1 | 1 | 1 | 1 | 1 | 1 | 1 | 1 | 1 | 1 | 1 | 1 | 1 | 1 | 1 | 1 | 1 | 1 | 1 | 1 | 1 | 1 | 0 | 0 | 0 | 0 | 0 | 0 | 0 | 0
|  | Construction period flag incl. FC - monthly |  | flag | 28 |  | 0 | 0 | 0 | 0 | 0 | 0 | 0 | 0 | 0 | 0 | 0 | 0 | 0 | 0 | 0 | 0 | 0 | 0 | 0 | 0 | 1 | 1 | 1 | 1 | 1 | 1 | 1 | 1 | 1 | 1 | 1 | 1 | 1 | 1 | 1 | 1 | 1 | 1 | 1 | 1 | 1 | 1 | 1 | 1 | 1 | 1 | 1 | 1 | 0 | 0 | 0 | 0 | 0 | 0 | 0 | 0
|  | Number of Development months in construction | 11 | months
|  | Financial close date | 2023-03-31 | date
|  | Model period end date - monthly | 0 | date | 0 | 0 | 2021-07-31 | 2021-08-31 | 2021-09-30 | 2021-10-31 | 2021-11-30 | 2021-12-31 | 2022-01-31 | 2022-02-28 | 2022-03-31 | 2022-04-30 | 2022-05-31 | 2022-06-30 | 2022-07-31 | 2022-08-31 | 2022-09-30 | 2022-10-31 | 2022-11-30 | 2022-12-31 | 2023-01-31 | 2023-02-28 | 2023-03-31 | 2023-04-30 | 2023-05-31 | 2023-06-30 | 2023-07-31 | 2023-08-31 | 2023-09-30 | 2023-10-31 | 2023-11-30 | 2023-12-31 | 2024-01-31 | 2024-02-29 | 2024-03-31 | 2024-04-30 | 2024-05-31 | 2024-06-30 | 2024-07-31 | 2024-08-31 | 2024-09-30 | 2024-10-31 | 2024-11-30 | 2024-12-31 | 2025-01-31 | 2025-02-28 | 2025-03-31 | 2025-04-30 | 2025-05-31 | 2025-06-30 | 2025-07-31 | 2025-08-31 | 2025-09-30 | 2025-10-31 | 2025-11-30 | 2025-12-31 | 2026-01-31 | 2026-02-28
|  | Construction month number (inc FC and dev periods) - monthly |  | counter |  |  | 0 | 0 | 0 | 0 | 0 | 0 | 0 | 0 | 0 | 1 | 2 | 3 | 4 | 5 | 6 | 7 | 8 | 9 | 10 | 11 | 12 | 13 | 14 | 15 | 16 | 17 | 18 | 19 | 20 | 21 | 22 | 23 | 24 | 25 | 26 | 27 | 28 | 29 | 30 | 31 | 32 | 33 | 34 | 35 | 36 | 37 | 38 | 39 | 40 | 41 | 42 | 43 | 44 | 45 | 46 | 47
|  | Construction period flag incl. FC - monthly | 0 | flag | 28 | 0 | 0 | 0 | 0 | 0 | 0 | 0 | 0 | 0 | 0 | 0 | 0 | 0 | 0 | 0 | 0 | 0 | 0 | 0 | 0 | 0 | 1 | 1 | 1 | 1 | 1 | 1 | 1 | 1 | 1 | 1 | 1 | 1 | 1 | 1 | 1 | 1 | 1 | 1 | 1 | 1 | 1 | 1 | 1 | 1 | 1 | 1 | 1 | 1 | 0 | 0 | 0 | 0 | 0 | 0 | 0 | 0
|  | Construction month (including FC) |  | period |  |  | 0 | 0 | 0 | 0 | 0 | 0 | 0 | 0 | 0 | 0 | 0 | 0 | 0 | 0 | 0 | 0 | 0 | 0 | 0 | 0 | 1 | 2 | 3 | 4 | 5 | 6 | 7 | 8 | 9 | 10 | 11 | 12 | 1 | 2 | 3 | 4 | 5 | 6 | 7 | 8 | 9 | 10 | 11 | 12 | 1 | 2 | 3 | 4 | 0 | 0 | 0 | 0 | 0 | 0 | 0 | 0
|  | Construction month (including FC) | 0 | period | 0 | 0 | 0 | 0 | 0 | 0 | 0 | 0 | 0 | 0 | 0 | 0 | 0 | 0 | 0 | 0 | 0 | 0 | 0 | 0 | 0 | 0 | 1 | 2 | 3 | 4 | 5 | 6 | 7 | 8 | 9 | 10 | 11 | 12 | 1 | 2 | 3 | 4 | 5 | 6 | 7 | 8 | 9 | 10 | 11 | 12 | 1 | 2 | 3 | 4 | 0 | 0 | 0 | 0 | 0 | 0 | 0 | 0
|  | Construction period flag incl. FC - monthly | 0 | flag | 28 | 0 | 0 | 0 | 0 | 0 | 0 | 0 | 0 | 0 | 0 | 0 | 0 | 0 | 0 | 0 | 0 | 0 | 0 | 0 | 0 | 0 | 1 | 1 | 1 | 1 | 1 | 1 | 1 | 1 | 1 | 1 | 1 | 1 | 1 | 1 | 1 | 1 | 1 | 1 | 1 | 1 | 1 | 1 | 1 | 1 | 1 | 1 | 1 | 1 | 0 | 0 | 0 | 0 | 0 | 0 | 0 | 0
|  | Construction year (including FC) |  | year |  |  | 0 | 0 | 0 | 0 | 0 | 0 | 0 | 0 | 0 | 0 | 0 | 0 | 0 | 0 | 0 | 0 | 0 | 0 | 0 | 0 | 1 | 1 | 1 | 1 | 1 | 1 | 1 | 1 | 1 | 1 | 1 | 1 | 2 | 2 | 2 | 2 | 2 | 2 | 2 | 2 | 2 | 2 | 2 | 2 | 3 | 3 | 3 | 3 | 0 | 0 | 0 | 0 | 0 | 0 | 0 | 0
|  | Number of Development months in construction | 11 | months
|  | Length of construction period | 27 | months
|  | Model column counter - monthly | 0 | counter | 0 | 0 | 1 | 2 | 3 | 4 | 5 | 6 | 7 | 8 | 9 | 10 | 11 | 12 | 13 | 14 | 15 | 16 | 17 | 18 | 19 | 20 | 21 | 22 | 23 | 24 | 25 | 26 | 27 | 28 | 29 | 30 | 31 | 32 | 33 | 34 | 35 | 36 | 37 | 38 | 39 | 40 | 41 | 42 | 43 | 44 | 45 | 46 | 47 | 48 | 49 | 50 | 51 | 52 | 53 | 54 | 55 | 56
|  | Construction period flag for inpS_M |  | flag |  |  | 0 | 0 | 0 | 0 | 0 | 0 | 0 | 0 | 0 | 0 | 0 | 0 | 1 | 1 | 1 | 1 | 1 | 1 | 1 | 1 | 1 | 1 | 1 | 1 | 1 | 1 | 1 | 1 | 1 | 1 | 1 | 1 | 1 | 1 | 1 | 1 | 1 | 1 | 1 | 0 | 0 | 0 | 0 | 0 | 0 | 0 | 0 | 0 | 0 | 0 | 0 | 0 | 0 | 0 | 0 | 0
|  | Construction period flag - monthly | 0 | flag | 27 | 0 | 0 | 0 | 0 | 0 | 0 | 0 | 0 | 0 | 0 | 0 | 0 | 0 | 0 | 0 | 0 | 0 | 0 | 0 | 0 | 0 | 0 | 1 | 1 | 1 | 1 | 1 | 1 | 1 | 1 | 1 | 1 | 1 | 1 | 1 | 1 | 1 | 1 | 1 | 1 | 1 | 1 | 1 | 1 | 1 | 1 | 1 | 1 | 1 | 0 | 0 | 0 | 0 | 0 | 0 | 0 | 0
|  | Construction month |  | period |  |  | 0 | 0 | 0 | 0 | 0 | 0 | 0 | 0 | 0 | 0 | 0 | 0 | 0 | 0 | 0 | 0 | 0 | 0 | 0 | 0 | 0 | 1 | 2 | 3 | 4 | 5 | 6 | 7 | 8 | 9 | 10 | 11 | 12 | 1 | 2 | 3 | 4 | 5 | 6 | 7 | 8 | 9 | 10 | 11 | 12 | 1 | 2 | 3 | 0 | 0 | 0 | 0 | 0 | 0 | 0 | 0
|  | Construction month | 0 | period | 0 | 0 | 0 | 0 | 0 | 0 | 0 | 0 | 0 | 0 | 0 | 0 | 0 | 0 | 0 | 0 | 0 | 0 | 0 | 0 | 0 | 0 | 0 | 1 | 2 | 3 | 4 | 5 | 6 | 7 | 8 | 9 | 10 | 11 | 12 | 1 | 2 | 3 | 4 | 5 | 6 | 7 | 8 | 9 | 10 | 11 | 12 | 1 | 2 | 3 | 0 | 0 | 0 | 0 | 0 | 0 | 0 | 0
|  | Construction period flag - monthly | 0 | flag | 27 | 0 | 0 | 0 | 0 | 0 | 0 | 0 | 0 | 0 | 0 | 0 | 0 | 0 | 0 | 0 | 0 | 0 | 0 | 0 | 0 | 0 | 0 | 1 | 1 | 1 | 1 | 1 | 1 | 1 | 1 | 1 | 1 | 1 | 1 | 1 | 1 | 1 | 1 | 1 | 1 | 1 | 1 | 1 | 1 | 1 | 1 | 1 | 1 | 1 | 0 | 0 | 0 | 0 | 0 | 0 | 0 | 0
|  | Financial close date flag - construction | 0 | flag | 1 | 0 | 0 | 0 | 0 | 0 | 0 | 0 | 0 | 0 | 0 | 0 | 0 | 0 | 0 | 0 | 0 | 0 | 0 | 0 | 0 | 0 | 1 | 0 | 0 | 0 | 0 | 0 | 0 | 0 | 0 | 0 | 0 | 0 | 0 | 0 | 0 | 0 | 0 | 0 | 0 | 0 | 0 | 0 | 0 | 0 | 0 | 0 | 0 | 0 | 0 | 0 | 0 | 0 | 0 | 0 | 0 | 0
|  | Construction year (including FC) |  | year |  |  | 0 | 0 | 0 | 0 | 0 | 0 | 0 | 0 | 0 | 0 | 0 | 0 | 0 | 0 | 0 | 0 | 0 | 0 | 0 | 0 | 1 | 1 | 1 | 1 | 1 | 1 | 1 | 1 | 1 | 1 | 1 | 1 | 1 | 2 | 2 | 2 | 2 | 2 | 2 | 2 | 2 | 2 | 2 | 2 | 2 | 3 | 3 | 3 | 0 | 0 | 0 | 0 | 0 | 0 | 0 | 0
Timeline for annual contruction costs
|  | Months in year | 12 | months
|  | Financial close date flag - construction | 0 | flag | 1 | 0 | 0 | 0 | 0 | 0 | 0 | 0 | 0 | 0 | 0 | 0 | 0 | 0 | 0 | 0 | 0 | 0 | 0 | 0 | 0 | 0 | 1 | 0 | 0 | 0 | 0 | 0 | 0 | 0 | 0 | 0 | 0 | 0 | 0 | 0 | 0 | 0 | 0 | 0 | 0 | 0 | 0 | 0 | 0 | 0 | 0 | 0 | 0 | 0 | 0 | 0 | 0 | 0 | 0 | 0 | 0 | 0
|  | Construction period flag - monthly | 0 | flag | 27 | 0 | 0 | 0 | 0 | 0 | 0 | 0 | 0 | 0 | 0 | 0 | 0 | 0 | 0 | 0 | 0 | 0 | 0 | 0 | 0 | 0 | 0 | 1 | 1 | 1 | 1 | 1 | 1 | 1 | 1 | 1 | 1 | 1 | 1 | 1 | 1 | 1 | 1 | 1 | 1 | 1 | 1 | 1 | 1 | 1 | 1 | 1 | 1 | 1 | 0 | 0 | 0 | 0 | 0 | 0 | 0 | 0
|  | Month counter for annual costs |  | counter |  |  | 0 | 0 | 0 | 0 | 0 | 0 | 0 | 0 | 0 | 0 | 0 | 0 | 0 | 0 | 0 | 0 | 0 | 0 | 0 | 0 | 0 | 1 | 2 | 3 | 4 | 5 | 6 | 7 | 8 | 9 | 10 | 11 | 12 | 1 | 2 | 3 | 4 | 5 | 6 | 7 | 8 | 9 | 10 | 11 | 12 | 1 | 2 | 3 | 0 | 0 | 0 | 0 | 0 | 0 | 0 | 0
|  | Length of construction period incl. delay | 27 | months
|  | Months in year | 12 | months
|  | Construction month number - monthly | 0 | counter | 0 | 0 | 0 | 0 | 0 | 0 | 0 | 0 | 0 | 0 | 0 | 0 | 0 | 0 | 0 | 0 | 0 | 0 | 0 | 0 | 0 | 0 | 0 | 1 | 2 | 3 | 4 | 5 | 6 | 7 | 8 | 9 | 10 | 11 | 12 | 13 | 14 | 15 | 16 | 17 | 18 | 19 | 20 | 21 | 22 | 23 | 24 | 25 | 26 | 27 | 0 | 0 | 0 | 0 | 0 | 0 | 0 | 0
|  | Month counter for annual costs | 0 | counter | 0 | 0 | 0 | 0 | 0 | 0 | 0 | 0 | 0 | 0 | 0 | 0 | 0 | 0 | 0 | 0 | 0 | 0 | 0 | 0 | 0 | 0 | 0 | 1 | 2 | 3 | 4 | 5 | 6 | 7 | 8 | 9 | 10 | 11 | 12 | 1 | 2 | 3 | 4 | 5 | 6 | 7 | 8 | 9 | 10 | 11 | 12 | 1 | 2 | 3 | 0 | 0 | 0 | 0 | 0 | 0 | 0 | 0
|  | Number of month of costs to pay |  | months |  |  | 0 | 0 | 0 | 0 | 0 | 0 | 0 | 0 | 0 | 0 | 0 | 0 | 0 | 0 | 0 | 0 | 0 | 0 | 0 | 0 | 12 | 0 | 0 | 0 | 0 | 0 | 0 | 0 | 0 | 0 | 0 | 0 | 0 | 12 | 0 | 0 | 0 | 0 | 0 | 0 | 0 | 0 | 0 | 0 | 0 | 3 | 0 | 0 | 0 | 0 | 0 | 0 | 0 | 0 | 0 | 0
First construction period flag
|  | Start of construction date | 2023-04-01 | date
|  | Model period end date - monthly | 0 | date | 0 | 0 | 2021-07-31 | 2021-08-31 | 2021-09-30 | 2021-10-31 | 2021-11-30 | 2021-12-31 | 2022-01-31 | 2022-02-28 | 2022-03-31 | 2022-04-30 | 2022-05-31 | 2022-06-30 | 2022-07-31 | 2022-08-31 | 2022-09-30 | 2022-10-31 | 2022-11-30 | 2022-12-31 | 2023-01-31 | 2023-02-28 | 2023-03-31 | 2023-04-30 | 2023-05-31 | 2023-06-30 | 2023-07-31 | 2023-08-31 | 2023-09-30 | 2023-10-31 | 2023-11-30 | 2023-12-31 | 2024-01-31 | 2024-02-29 | 2024-03-31 | 2024-04-30 | 2024-05-31 | 2024-06-30 | 2024-07-31 | 2024-08-31 | 2024-09-30 | 2024-10-31 | 2024-11-30 | 2024-12-31 | 2025-01-31 | 2025-02-28 | 2025-03-31 | 2025-04-30 | 2025-05-31 | 2025-06-30 | 2025-07-31 | 2025-08-31 | 2025-09-30 | 2025-10-31 | 2025-11-30 | 2025-12-31 | 2026-01-31 | 2026-02-28
|  | First construction period flag - monthly |  | flag | 1 |  | 0 | 0 | 0 | 0 | 0 | 0 | 0 | 0 | 0 | 0 | 0 | 0 | 0 | 0 | 0 | 0 | 0 | 0 | 0 | 0 | 0 | 1 | 0 | 0 | 0 | 0 | 0 | 0 | 0 | 0 | 0 | 0 | 0 | 0 | 0 | 0 | 0 | 0 | 0 | 0 | 0 | 0 | 0 | 0 | 0 | 0 | 0 | 0 | 0 | 0 | 0 | 0 | 0 | 0 | 0 | 0
Last construction period flag
|  | End of construction date | 2025-06-30 | date
|  | Model period end date - monthly | 0 | date | 0 | 0 | 2021-07-31 | 2021-08-31 | 2021-09-30 | 2021-10-31 | 2021-11-30 | 2021-12-31 | 2022-01-31 | 2022-02-28 | 2022-03-31 | 2022-04-30 | 2022-05-31 | 2022-06-30 | 2022-07-31 | 2022-08-31 | 2022-09-30 | 2022-10-31 | 2022-11-30 | 2022-12-31 | 2023-01-31 | 2023-02-28 | 2023-03-31 | 2023-04-30 | 2023-05-31 | 2023-06-30 | 2023-07-31 | 2023-08-31 | 2023-09-30 | 2023-10-31 | 2023-11-30 | 2023-12-31 | 2024-01-31 | 2024-02-29 | 2024-03-31 | 2024-04-30 | 2024-05-31 | 2024-06-30 | 2024-07-31 | 2024-08-31 | 2024-09-30 | 2024-10-31 | 2024-11-30 | 2024-12-31 | 2025-01-31 | 2025-02-28 | 2025-03-31 | 2025-04-30 | 2025-05-31 | 2025-06-30 | 2025-07-31 | 2025-08-31 | 2025-09-30 | 2025-10-31 | 2025-11-30 | 2025-12-31 | 2026-01-31 | 2026-02-28
|  | Last construction period flag - monthly |  | flag | 1 |  | 0 | 0 | 0 | 0 | 0 | 0 | 0 | 0 | 0 | 0 | 0 | 0 | 0 | 0 | 0 | 0 | 0 | 0 | 0 | 0 | 0 | 0 | 0 | 0 | 0 | 0 | 0 | 0 | 0 | 0 | 0 | 0 | 0 | 0 | 0 | 0 | 0 | 0 | 0 | 0 | 0 | 0 | 0 | 0 | 0 | 0 | 0 | 1 | 0 | 0 | 0 | 0 | 0 | 0 | 0 | 0
|  | Last construction period flag - monthly | 0 | flag | 1 | 0 | 0 | 0 | 0 | 0 | 0 | 0 | 0 | 0 | 0 | 0 | 0 | 0 | 0 | 0 | 0 | 0 | 0 | 0 | 0 | 0 | 0 | 0 | 0 | 0 | 0 | 0 | 0 | 0 | 0 | 0 | 0 | 0 | 0 | 0 | 0 | 0 | 0 | 0 | 0 | 0 | 0 | 0 | 0 | 0 | 0 | 0 | 0 | 1 | 0 | 0 | 0 | 0 | 0 | 0 | 0 | 0
|  | First operations period flag - monthly |  | flag | 1 |  | 0 | 0 | 0 | 0 | 0 | 0 | 0 | 0 | 0 | 0 | 0 | 0 | 0 | 0 | 0 | 0 | 0 | 0 | 0 | 0 | 0 | 0 | 0 | 0 | 0 | 0 | 0 | 0 | 0 | 0 | 0 | 0 | 0 | 0 | 0 | 0 | 0 | 0 | 0 | 0 | 0 | 0 | 0 | 0 | 0 | 0 | 0 | 0 | 1 | 0 | 0 | 0 | 0 | 0 | 0 | 0
|  | First operations period flag - monthly | 0 | flag | 1 | 0 | 0 | 0 | 0 | 0 | 0 | 0 | 0 | 0 | 0 | 0 | 0 | 0 | 0 | 0 | 0 | 0 | 0 | 0 | 0 | 0 | 0 | 0 | 0 | 0 | 0 | 0 | 0 | 0 | 0 | 0 | 0 | 0 | 0 | 0 | 0 | 0 | 0 | 0 | 0 | 0 | 0 | 0 | 0 | 0 | 0 | 0 | 0 | 0 | 1 | 0 | 0 | 0 | 0 | 0 | 0 | 0
|  | Operating period flag |  | flag |  |  | 0 | 0 | 0 | 0 | 0 | 0 | 0 | 0 | 0 | 0 | 0 | 0 | 0 | 0 | 0 | 0 | 0 | 0 | 0 | 0 | 0 | 0 | 0 | 0 | 0 | 0 | 0 | 0 | 0 | 0 | 0 | 0 | 0 | 0 | 0 | 0 | 0 | 0 | 0 | 0 | 0 | 0 | 0 | 0 | 0 | 0 | 0 | 0 | 1 | 1 | 1 | 1 | 1 | 1 | 1 | 1
Construction period ppf
|  | Start of construction date | 2023-04-01 | date
|  | End of construction date | 2025-06-30 | date
|  | Model period start date - monthly | 0 | date | 0 | 0 | 2021-07-01 | 2021-08-01 | 2021-09-01 | 2021-10-01 | 2021-11-01 | 2021-12-01 | 2022-01-01 | 2022-02-01 | 2022-03-01 | 2022-04-01 | 2022-05-01 | 2022-06-01 | 2022-07-01 | 2022-08-01 | 2022-09-01 | 2022-10-01 | 2022-11-01 | 2022-12-01 | 2023-01-01 | 2023-02-01 | 2023-03-01 | 2023-04-01 | 2023-05-01 | 2023-06-01 | 2023-07-01 | 2023-08-01 | 2023-09-01 | 2023-10-01 | 2023-11-01 | 2023-12-01 | 2024-01-01 | 2024-02-01 | 2024-03-01 | 2024-04-01 | 2024-05-01 | 2024-06-01 | 2024-07-01 | 2024-08-01 | 2024-09-01 | 2024-10-01 | 2024-11-01 | 2024-12-01 | 2025-01-01 | 2025-02-01 | 2025-03-01 | 2025-04-01 | 2025-05-01 | 2025-06-01 | 2025-07-01 | 2025-08-01 | 2025-09-01 | 2025-10-01 | 2025-11-01 | 2025-12-01 | 2026-01-01 | 2026-02-01
|  | Model period end date - monthly | 0 | date | 0 | 0 | 2021-07-31 | 2021-08-31 | 2021-09-30 | 2021-10-31 | 2021-11-30 | 2021-12-31 | 2022-01-31 | 2022-02-28 | 2022-03-31 | 2022-04-30 | 2022-05-31 | 2022-06-30 | 2022-07-31 | 2022-08-31 | 2022-09-30 | 2022-10-31 | 2022-11-30 | 2022-12-31 | 2023-01-31 | 2023-02-28 | 2023-03-31 | 2023-04-30 | 2023-05-31 | 2023-06-30 | 2023-07-31 | 2023-08-31 | 2023-09-30 | 2023-10-31 | 2023-11-30 | 2023-12-31 | 2024-01-31 | 2024-02-29 | 2024-03-31 | 2024-04-30 | 2024-05-31 | 2024-06-30 | 2024-07-31 | 2024-08-31 | 2024-09-30 | 2024-10-31 | 2024-11-30 | 2024-12-31 | 2025-01-31 | 2025-02-28 | 2025-03-31 | 2025-04-30 | 2025-05-31 | 2025-06-30 | 2025-07-31 | 2025-08-31 | 2025-09-30 | 2025-10-31 | 2025-11-30 | 2025-12-31 | 2026-01-31 | 2026-02-28
|  | Days in construction period - m |  | days | 822 |  | 0 | 0 | 0 | 0 | 0 | 0 | 0 | 0 | 0 | 0 | 0 | 0 | 0 | 0 | 0 | 0 | 0 | 0 | 0 | 0 | 0 | 30 | 31 | 30 | 31 | 31 | 30 | 31 | 30 | 31 | 31 | 29 | 31 | 30 | 31 | 30 | 31 | 31 | 30 | 31 | 30 | 31 | 31 | 28 | 31 | 30 | 31 | 30 | 0 | 0 | 0 | 0 | 0 | 0 | 0 | 0
|  | Days in construction period - m | 0 | days | 822 | 0 | 0 | 0 | 0 | 0 | 0 | 0 | 0 | 0 | 0 | 0 | 0 | 0 | 0 | 0 | 0 | 0 | 0 | 0 | 0 | 0 | 0 | 30 | 31 | 30 | 31 | 31 | 30 | 31 | 30 | 31 | 31 | 29 | 31 | 30 | 31 | 30 | 31 | 31 | 30 | 31 | 30 | 31 | 31 | 28 | 31 | 30 | 31 | 30 | 0 | 0 | 0 | 0 | 0 | 0 | 0 | 0
|  | Days in period - construction | 0 | days | 0 | 0 | 31 | 31 | 30 | 31 | 30 | 31 | 31 | 28 | 31 | 30 | 31 | 30 | 31 | 31 | 30 | 31 | 30 | 31 | 31 | 28 | 31 | 30 | 31 | 30 | 31 | 31 | 30 | 31 | 30 | 31 | 31 | 29 | 31 | 30 | 31 | 30 | 31 | 31 | 30 | 31 | 30 | 31 | 31 | 28 | 31 | 30 | 31 | 30 | 31 | 31 | 30 | 31 | 30 | 31 | 31 | 28
|  | Construction period ppf |  | time factor | 27 |  | 0 | 0 | 0 | 0 | 0 | 0 | 0 | 0 | 0 | 0 | 0 | 0 | 0 | 0 | 0 | 0 | 0 | 0 | 0 | 0 | 0 | 1 | 1 | 1 | 1 | 1 | 1 | 1 | 1 | 1 | 1 | 1 | 1 | 1 | 1 | 1 | 1 | 1 | 1 | 1 | 1 | 1 | 1 | 1 | 1 | 1 | 1 | 1 | 0 | 0 | 0 | 0 | 0 | 0 | 0 | 0
Construction / FC overlap flag
|  | Financial close date flag - construction | 0 | flag | 1 | 0 | 0 | 0 | 0 | 0 | 0 | 0 | 0 | 0 | 0 | 0 | 0 | 0 | 0 | 0 | 0 | 0 | 0 | 0 | 0 | 0 | 1 | 0 | 0 | 0 | 0 | 0 | 0 | 0 | 0 | 0 | 0 | 0 | 0 | 0 | 0 | 0 | 0 | 0 | 0 | 0 | 0 | 0 | 0 | 0 | 0 | 0 | 0 | 0 | 0 | 0 | 0 | 0 | 0 | 0 | 0 | 0
|  | First construction period flag - monthly | 0 | flag | 1 | 0 | 0 | 0 | 0 | 0 | 0 | 0 | 0 | 0 | 0 | 0 | 0 | 0 | 0 | 0 | 0 | 0 | 0 | 0 | 0 | 0 | 0 | 1 | 0 | 0 | 0 | 0 | 0 | 0 | 0 | 0 | 0 | 0 | 0 | 0 | 0 | 0 | 0 | 0 | 0 | 0 | 0 | 0 | 0 | 0 | 0 | 0 | 0 | 0 | 0 | 0 | 0 | 0 | 0 | 0 | 0 | 0
|  | Construction / FC overlap flag |  | flag | 0 |  | 0 | 0 | 0 | 0 | 0 | 0 | 0 | 0 | 0 | 0 | 0 | 0 | 0 | 0 | 0 | 0 | 0 | 0 | 0 | 0 | 0 | 0 | 0 | 0 | 0 | 0 | 0 | 0 | 0 | 0 | 0 | 0 | 0 | 0 | 0 | 0 | 0 | 0 | 0 | 0 | 0 | 0 | 0 | 0 | 0 | 0 | 0 | 0 | 0 | 0 | 0 | 0 | 0 | 0 | 0 | 0
EGR period flag
|  | End of construction date | 2025-06-30 | date
|  | Total number of iep months | 18 | months
|  | First energy date | 2023-12-31 | date
|  | First energy date | 2023-12-31 | date
|  | End of construction date | 2025-06-30 | date
|  | Model period end date - monthly | 0 | date | 0 | 0 | 2021-07-31 | 2021-08-31 | 2021-09-30 | 2021-10-31 | 2021-11-30 | 2021-12-31 | 2022-01-31 | 2022-02-28 | 2022-03-31 | 2022-04-30 | 2022-05-31 | 2022-06-30 | 2022-07-31 | 2022-08-31 | 2022-09-30 | 2022-10-31 | 2022-11-30 | 2022-12-31 | 2023-01-31 | 2023-02-28 | 2023-03-31 | 2023-04-30 | 2023-05-31 | 2023-06-30 | 2023-07-31 | 2023-08-31 | 2023-09-30 | 2023-10-31 | 2023-11-30 | 2023-12-31 | 2024-01-31 | 2024-02-29 | 2024-03-31 | 2024-04-30 | 2024-05-31 | 2024-06-30 | 2024-07-31 | 2024-08-31 | 2024-09-30 | 2024-10-31 | 2024-11-30 | 2024-12-31 | 2025-01-31 | 2025-02-28 | 2025-03-31 | 2025-04-30 | 2025-05-31 | 2025-06-30 | 2025-07-31 | 2025-08-31 | 2025-09-30 | 2025-10-31 | 2025-11-30 | 2025-12-31 | 2026-01-31 | 2026-02-28
|  | EGR period flag |  | flag | 18 |  | 0 | 0 | 0 | 0 | 0 | 0 | 0 | 0 | 0 | 0 | 0 | 0 | 0 | 0 | 0 | 0 | 0 | 0 | 0 | 0 | 0 | 0 | 0 | 0 | 0 | 0 | 0 | 0 | 0 | 0 | 1 | 1 | 1 | 1 | 1 | 1 | 1 | 1 | 1 | 1 | 1 | 1 | 1 | 1 | 1 | 1 | 1 | 1 | 0 | 0 | 0 | 0 | 0 | 0 | 0 | 0
|  | Total EGR months | 18 | months
|  | EGR period flag | 0 | flag | 18 | 0 | 0 | 0 | 0 | 0 | 0 | 0 | 0 | 0 | 0 | 0 | 0 | 0 | 0 | 0 | 0 | 0 | 0 | 0 | 0 | 0 | 0 | 0 | 0 | 0 | 0 | 0 | 0 | 0 | 0 | 0 | 1 | 1 | 1 | 1 | 1 | 1 | 1 | 1 | 1 | 1 | 1 | 1 | 1 | 1 | 1 | 1 | 1 | 1 | 0 | 0 | 0 | 0 | 0 | 0 | 0 | 0
|  | Construction period flag - monthly | 0 | flag | 27 | 0 | 0 | 0 | 0 | 0 | 0 | 0 | 0 | 0 | 0 | 0 | 0 | 0 | 0 | 0 | 0 | 0 | 0 | 0 | 0 | 0 | 0 | 1 | 1 | 1 | 1 | 1 | 1 | 1 | 1 | 1 | 1 | 1 | 1 | 1 | 1 | 1 | 1 | 1 | 1 | 1 | 1 | 1 | 1 | 1 | 1 | 1 | 1 | 1 | 0 | 0 | 0 | 0 | 0 | 0 | 0 | 0
|  | EGR period counter |  | counter |  |  | 0 | 0 | 0 | 0 | 0 | 0 | 0 | 0 | 0 | 0 | 0 | 0 | 0 | 0 | 0 | 0 | 0 | 0 | 0 | 0 | 0 | 0 | 0 | 0 | 0 | 0 | 0 | 0 | 0 | 0 | 1 | 2 | 3 | 4 | 5 | 6 | 7 | 8 | 9 | 10 | 11 | 12 | 13 | 14 | 15 | 16 | 17 | 18 | 0 | 0 | 0 | 0 | 0 | 0 | 0 | 0
Senior debt reduced drawdown duration flag
|  | Higher upfront equity injection duration - pro-rata scenario | 0 | periods incl. FC
|  | Construction / FC overlap flag | 0 | flag | 0 | 0 | 0 | 0 | 0 | 0 | 0 | 0 | 0 | 0 | 0 | 0 | 0 | 0 | 0 | 0 | 0 | 0 | 0 | 0 | 0 | 0 | 0 | 0 | 0 | 0 | 0 | 0 | 0 | 0 | 0 | 0 | 0 | 0 | 0 | 0 | 0 | 0 | 0 | 0 | 0 | 0 | 0 | 0 | 0 | 0 | 0 | 0 | 0 | 0 | 0 | 0 | 0 | 0 | 0 | 0 | 0 | 0
|  | Construction period flag incl. FC - monthly | 0 | flag | 28 | 0 | 0 | 0 | 0 | 0 | 0 | 0 | 0 | 0 | 0 | 0 | 0 | 0 | 0 | 0 | 0 | 0 | 0 | 0 | 0 | 0 | 1 | 1 | 1 | 1 | 1 | 1 | 1 | 1 | 1 | 1 | 1 | 1 | 1 | 1 | 1 | 1 | 1 | 1 | 1 | 1 | 1 | 1 | 1 | 1 | 1 | 1 | 1 | 1 | 0 | 0 | 0 | 0 | 0 | 0 | 0 | 0
|  | Senior debt reduced drawdown duration flag |  | flag | 28 |  | 0 | 0 | 0 | 0 | 0 | 0 | 0 | 0 | 0 | 0 | 0 | 0 | 0 | 0 | 0 | 0 | 0 | 0 | 0 | 0 | 1 | 1 | 1 | 1 | 1 | 1 | 1 | 1 | 1 | 1 | 1 | 1 | 1 | 1 | 1 | 1 | 1 | 1 | 1 | 1 | 1 | 1 | 1 | 1 | 1 | 1 | 1 | 1 | 0 | 0 | 0 | 0 | 0 | 0 | 0 | 0
Senior repayment flag
|  | Senior debt interest payment frequency - construction | 6 | months
|  | Financial close date flag - construction | 0 | flag | 1 | 0 | 0 | 0 | 0 | 0 | 0 | 0 | 0 | 0 | 0 | 0 | 0 | 0 | 0 | 0 | 0 | 0 | 0 | 0 | 0 | 0 | 1 | 0 | 0 | 0 | 0 | 0 | 0 | 0 | 0 | 0 | 0 | 0 | 0 | 0 | 0 | 0 | 0 | 0 | 0 | 0 | 0 | 0 | 0 | 0 | 0 | 0 | 0 | 0 | 0 | 0 | 0 | 0 | 0 | 0 | 0 | 0
|  | Model column counter - monthly | 0 | counter | 0 | 0 | 1 | 2 | 3 | 4 | 5 | 6 | 7 | 8 | 9 | 10 | 11 | 12 | 13 | 14 | 15 | 16 | 17 | 18 | 19 | 20 | 21 | 22 | 23 | 24 | 25 | 26 | 27 | 28 | 29 | 30 | 31 | 32 | 33 | 34 | 35 | 36 | 37 | 38 | 39 | 40 | 41 | 42 | 43 | 44 | 45 | 46 | 47 | 48 | 49 | 50 | 51 | 52 | 53 | 54 | 55 | 56
|  | Construction period flag - monthly | 0 | flag | 27 | 0 | 0 | 0 | 0 | 0 | 0 | 0 | 0 | 0 | 0 | 0 | 0 | 0 | 0 | 0 | 0 | 0 | 0 | 0 | 0 | 0 | 0 | 1 | 1 | 1 | 1 | 1 | 1 | 1 | 1 | 1 | 1 | 1 | 1 | 1 | 1 | 1 | 1 | 1 | 1 | 1 | 1 | 1 | 1 | 1 | 1 | 1 | 1 | 1 | 0 | 0 | 0 | 0 | 0 | 0 | 0 | 0
|  | Senior debt interest payment frequency flag |  | flag |  |  | 0 | 0 | 0 | 0 | 0 | 0 | 0 | 0 | 0 | 0 | 0 | 0 | 0 | 0 | 0 | 0 | 0 | 0 | 0 | 0 | 1 | 0 | 0 | 0 | 0 | 0 | 1 | 0 | 0 | 0 | 0 | 0 | 1 | 0 | 0 | 0 | 0 | 0 | 1 | 0 | 0 | 0 | 0 | 0 | 1 | 0 | 0 | 0 | 0 | 0 | 0 | 0 | 0 | 0 | 0 | 0
|  | Financial close date | 2023-03-31 | date
|  | Stub period | 3 | months
|  | First senior debt interest payment date | 2023-06-30 | date
|  | First senior debt interest payment date | 2023-06-30 | date
|  | Model period end date - monthly | 0 | date | 0 | 0 | 2021-07-31 | 2021-08-31 | 2021-09-30 | 2021-10-31 | 2021-11-30 | 2021-12-31 | 2022-01-31 | 2022-02-28 | 2022-03-31 | 2022-04-30 | 2022-05-31 | 2022-06-30 | 2022-07-31 | 2022-08-31 | 2022-09-30 | 2022-10-31 | 2022-11-30 | 2022-12-31 | 2023-01-31 | 2023-02-28 | 2023-03-31 | 2023-04-30 | 2023-05-31 | 2023-06-30 | 2023-07-31 | 2023-08-31 | 2023-09-30 | 2023-10-31 | 2023-11-30 | 2023-12-31 | 2024-01-31 | 2024-02-29 | 2024-03-31 | 2024-04-30 | 2024-05-31 | 2024-06-30 | 2024-07-31 | 2024-08-31 | 2024-09-30 | 2024-10-31 | 2024-11-30 | 2024-12-31 | 2025-01-31 | 2025-02-28 | 2025-03-31 | 2025-04-30 | 2025-05-31 | 2025-06-30 | 2025-07-31 | 2025-08-31 | 2025-09-30 | 2025-10-31 | 2025-11-30 | 2025-12-31 | 2026-01-31 | 2026-02-28
|  | First senior debt interest payment date flag |  |  |  |  | 0 | 0 | 0 | 0 | 0 | 0 | 0 | 0 | 0 | 0 | 0 | 0 | 0 | 0 | 0 | 0 | 0 | 0 | 0 | 0 | 0 | 0 | 0 | 1 | 0 | 0 | 0 | 0 | 0 | 0 | 0 | 0 | 0 | 0 | 0 | 0 | 0 | 0 | 0 | 0 | 0 | 0 | 0 | 0 | 0 | 0 | 0 | 0 | 0 | 0 | 0 | 0 | 0 | 0 | 0 | 0
|  | Senior debt interest payment frequency - construction | 6 | months
|  | First senior debt interest payment date flag | 0 | 0 | 0 | 0 | 0 | 0 | 0 | 0 | 0 | 0 | 0 | 0 | 0 | 0 | 0 | 0 | 0 | 0 | 0 | 0 | 0 | 0 | 0 | 0 | 0 | 0 | 0 | 1 | 0 | 0 | 0 | 0 | 0 | 0 | 0 | 0 | 0 | 0 | 0 | 0 | 0 | 0 | 0 | 0 | 0 | 0 | 0 | 0 | 0 | 0 | 0 | 0 | 0 | 0 | 0 | 0 | 0 | 0 | 0 | 0
|  | Model column counter - monthly | 0 | counter | 0 | 0 | 1 | 2 | 3 | 4 | 5 | 6 | 7 | 8 | 9 | 10 | 11 | 12 | 13 | 14 | 15 | 16 | 17 | 18 | 19 | 20 | 21 | 22 | 23 | 24 | 25 | 26 | 27 | 28 | 29 | 30 | 31 | 32 | 33 | 34 | 35 | 36 | 37 | 38 | 39 | 40 | 41 | 42 | 43 | 44 | 45 | 46 | 47 | 48 | 49 | 50 | 51 | 52 | 53 | 54 | 55 | 56
|  | Construction period flag - monthly | 0 | flag | 27 | 0 | 0 | 0 | 0 | 0 | 0 | 0 | 0 | 0 | 0 | 0 | 0 | 0 | 0 | 0 | 0 | 0 | 0 | 0 | 0 | 0 | 0 | 1 | 1 | 1 | 1 | 1 | 1 | 1 | 1 | 1 | 1 | 1 | 1 | 1 | 1 | 1 | 1 | 1 | 1 | 1 | 1 | 1 | 1 | 1 | 1 | 1 | 1 | 1 | 0 | 0 | 0 | 0 | 0 | 0 | 0 | 0
|  | Senior debt interest payment frequency flag - stub adjustment |  |  |  |  | 0 | 0 | 0 | 0 | 0 | 0 | 0 | 0 | 0 | 0 | 0 | 0 | 0 | 0 | 0 | 0 | 0 | 0 | 0 | 0 | 0 | 0 | 0 | 1 | 0 | 0 | 0 | 0 | 0 | 1 | 0 | 0 | 0 | 0 | 0 | 1 | 0 | 0 | 0 | 0 | 0 | 1 | 0 | 0 | 0 | 0 | 0 | 1 | 0 | 0 | 0 | 0 | 0 | 0 | 0 | 0
EBL repayment flag
|  | Equity bridge repayment date - masdar | 2029-03-30 | date
|  | Model period end date - monthly | 0 | date | 0 | 0 | 2021-07-31 | 2021-08-31 | 2021-09-30 | 2021-10-31 | 2021-11-30 | 2021-12-31 | 2022-01-31 | 2022-02-28 | 2022-03-31 | 2022-04-30 | 2022-05-31 | 2022-06-30 | 2022-07-31 | 2022-08-31 | 2022-09-30 | 2022-10-31 | 2022-11-30 | 2022-12-31 | 2023-01-31 | 2023-02-28 | 2023-03-31 | 2023-04-30 | 2023-05-31 | 2023-06-30 | 2023-07-31 | 2023-08-31 | 2023-09-30 | 2023-10-31 | 2023-11-30 | 2023-12-31 | 2024-01-31 | 2024-02-29 | 2024-03-31 | 2024-04-30 | 2024-05-31 | 2024-06-30 | 2024-07-31 | 2024-08-31 | 2024-09-30 | 2024-10-31 | 2024-11-30 | 2024-12-31 | 2025-01-31 | 2025-02-28 | 2025-03-31 | 2025-04-30 | 2025-05-31 | 2025-06-30 | 2025-07-31 | 2025-08-31 | 2025-09-30 | 2025-10-31 | 2025-11-30 | 2025-12-31 | 2026-01-31 | 2026-02-28
|  | Equity bridge repayment date flag - monthly - masdar |  | flag | 0 |  | 0 | 0 | 0 | 0 | 0 | 0 | 0 | 0 | 0 | 0 | 0 | 0 | 0 | 0 | 0 | 0 | 0 | 0 | 0 | 0 | 0 | 0 | 0 | 0 | 0 | 0 | 0 | 0 | 0 | 0 | 0 | 0 | 0 | 0 | 0 | 0 | 0 | 0 | 0 | 0 | 0 | 0 | 0 | 0 | 0 | 0 | 0 | 0 | 0 | 0 | 0 | 0 | 0 | 0 | 0 | 0
EBL flag for hedging
|  | Senior debt interest payment frequency - construction | 6 | months
|  | First construction period flag - monthly | 0 | flag | 1 | 0 | 0 | 0 | 0 | 0 | 0 | 0 | 0 | 0 | 0 | 0 | 0 | 0 | 0 | 0 | 0 | 0 | 0 | 0 | 0 | 0 | 0 | 1 | 0 | 0 | 0 | 0 | 0 | 0 | 0 | 0 | 0 | 0 | 0 | 0 | 0 | 0 | 0 | 0 | 0 | 0 | 0 | 0 | 0 | 0 | 0 | 0 | 0 | 0 | 0 | 0 | 0 | 0 | 0 | 0 | 0 | 0
|  | Model column counter - monthly | 0 | counter | 0 | 0 | 1 | 2 | 3 | 4 | 5 | 6 | 7 | 8 | 9 | 10 | 11 | 12 | 13 | 14 | 15 | 16 | 17 | 18 | 19 | 20 | 21 | 22 | 23 | 24 | 25 | 26 | 27 | 28 | 29 | 30 | 31 | 32 | 33 | 34 | 35 | 36 | 37 | 38 | 39 | 40 | 41 | 42 | 43 | 44 | 45 | 46 | 47 | 48 | 49 | 50 | 51 | 52 | 53 | 54 | 55 | 56
|  | Construction period flag - monthly | 0 | flag | 27 | 0 | 0 | 0 | 0 | 0 | 0 | 0 | 0 | 0 | 0 | 0 | 0 | 0 | 0 | 0 | 0 | 0 | 0 | 0 | 0 | 0 | 0 | 1 | 1 | 1 | 1 | 1 | 1 | 1 | 1 | 1 | 1 | 1 | 1 | 1 | 1 | 1 | 1 | 1 | 1 | 1 | 1 | 1 | 1 | 1 | 1 | 1 | 1 | 1 | 0 | 0 | 0 | 0 | 0 | 0 | 0 | 0
|  | EBL hedgling periods |  | flag |  |  | 0 | 0 | 0 | 0 | 0 | 0 | 0 | 0 | 0 | 0 | 0 | 0 | 0 | 0 | 0 | 0 | 0 | 0 | 0 | 0 | 0 | 1 | 0 | 0 | 0 | 0 | 0 | 1 | 0 | 0 | 0 | 0 | 0 | 1 | 0 | 0 | 0 | 0 | 0 | 1 | 0 | 0 | 0 | 0 | 0 | 1 | 0 | 0 | 0 | 0 | 0 | 0 | 0 | 0 | 0 | 0
EBL active flag
|  | End of construction date | 2025-06-30 | date
|  | Term of equity bridge beyond PCOD - Masdar | 3.75 | years
|  | Months in year | 12 | months
|  | EBL repayment date - masdar | 2029-03-29 | date
|  | Model period end date - monthly | 0 | date | 0 | 0 | 2021-07-31 | 2021-08-31 | 2021-09-30 | 2021-10-31 | 2021-11-30 | 2021-12-31 | 2022-01-31 | 2022-02-28 | 2022-03-31 | 2022-04-30 | 2022-05-31 | 2022-06-30 | 2022-07-31 | 2022-08-31 | 2022-09-30 | 2022-10-31 | 2022-11-30 | 2022-12-31 | 2023-01-31 | 2023-02-28 | 2023-03-31 | 2023-04-30 | 2023-05-31 | 2023-06-30 | 2023-07-31 | 2023-08-31 | 2023-09-30 | 2023-10-31 | 2023-11-30 | 2023-12-31 | 2024-01-31 | 2024-02-29 | 2024-03-31 | 2024-04-30 | 2024-05-31 | 2024-06-30 | 2024-07-31 | 2024-08-31 | 2024-09-30 | 2024-10-31 | 2024-11-30 | 2024-12-31 | 2025-01-31 | 2025-02-28 | 2025-03-31 | 2025-04-30 | 2025-05-31 | 2025-06-30 | 2025-07-31 | 2025-08-31 | 2025-09-30 | 2025-10-31 | 2025-11-30 | 2025-12-31 | 2026-01-31 | 2026-02-28
|  | Start of construction date | 2023-04-01 | date
|  | EBL repayment date - masdar | 2029-03-29 | date
|  | EBL period flag - monthly |  | flag | 35 |  | 0 | 0 | 0 | 0 | 0 | 0 | 0 | 0 | 0 | 0 | 0 | 0 | 0 | 0 | 0 | 0 | 0 | 0 | 0 | 0 | 0 | 1 | 1 | 1 | 1 | 1 | 1 | 1 | 1 | 1 | 1 | 1 | 1 | 1 | 1 | 1 | 1 | 1 | 1 | 1 | 1 | 1 | 1 | 1 | 1 | 1 | 1 | 1 | 1 | 1 | 1 | 1 | 1 | 1 | 1 | 1
VAT facility duration flag
|  | Financial close date | 2023-03-31 | date
|  | VAT facility tenor - DTD | 24 | months
|  | VAT facility tenor end date | 2025-03-31 | date
|  | VAT facility tenor end date | 2025-03-31 | date
|  | Model period end date - monthly | 0 | date | 0 | 0 | 2021-07-31 | 2021-08-31 | 2021-09-30 | 2021-10-31 | 2021-11-30 | 2021-12-31 | 2022-01-31 | 2022-02-28 | 2022-03-31 | 2022-04-30 | 2022-05-31 | 2022-06-30 | 2022-07-31 | 2022-08-31 | 2022-09-30 | 2022-10-31 | 2022-11-30 | 2022-12-31 | 2023-01-31 | 2023-02-28 | 2023-03-31 | 2023-04-30 | 2023-05-31 | 2023-06-30 | 2023-07-31 | 2023-08-31 | 2023-09-30 | 2023-10-31 | 2023-11-30 | 2023-12-31 | 2024-01-31 | 2024-02-29 | 2024-03-31 | 2024-04-30 | 2024-05-31 | 2024-06-30 | 2024-07-31 | 2024-08-31 | 2024-09-30 | 2024-10-31 | 2024-11-30 | 2024-12-31 | 2025-01-31 | 2025-02-28 | 2025-03-31 | 2025-04-30 | 2025-05-31 | 2025-06-30 | 2025-07-31 | 2025-08-31 | 2025-09-30 | 2025-10-31 | 2025-11-30 | 2025-12-31 | 2026-01-31 | 2026-02-28
|  | VAT facility tenor end flag - m |  | flag | 1 |  | 0 | 0 | 0 | 0 | 0 | 0 | 0 | 0 | 0 | 0 | 0 | 0 | 0 | 0 | 0 | 0 | 0 | 0 | 0 | 0 | 0 | 0 | 0 | 0 | 0 | 0 | 0 | 0 | 0 | 0 | 0 | 0 | 0 | 0 | 0 | 0 | 0 | 0 | 0 | 0 | 0 | 0 | 0 | 0 | 1 | 0 | 0 | 0 | 0 | 0 | 0 | 0 | 0 | 0 | 0 | 0
|  | Financial close date flag - construction | 0 | flag | 1 | 0 | 0 | 0 | 0 | 0 | 0 | 0 | 0 | 0 | 0 | 0 | 0 | 0 | 0 | 0 | 0 | 0 | 0 | 0 | 0 | 0 | 1 | 0 | 0 | 0 | 0 | 0 | 0 | 0 | 0 | 0 | 0 | 0 | 0 | 0 | 0 | 0 | 0 | 0 | 0 | 0 | 0 | 0 | 0 | 0 | 0 | 0 | 0 | 0 | 0 | 0 | 0 | 0 | 0 | 0 | 0 | 0 | 0 | 0 | 0 | 0 | 0 | 0 | 0 | 0 | 0 | 0 | 0 | 0 | 0 | 0 | 0 | 0 | 0 | 0 | 0 | 0 | 0 | 0 | 0 | 0 | 0 | 0 | 0 | 0 | 0 | 0 | 0 | 0 | 0
|  | VAT facility tenor end flag - m | 0 | flag | 1 | 0 | 0 | 0 | 0 | 0 | 0 | 0 | 0 | 0 | 0 | 0 | 0 | 0 | 0 | 0 | 0 | 0 | 0 | 0 | 0 | 0 | 0 | 0 | 0 | 0 | 0 | 0 | 0 | 0 | 0 | 0 | 0 | 0 | 0 | 0 | 0 | 0 | 0 | 0 | 0 | 0 | 0 | 0 | 0 | 0 | 1 | 0 | 0 | 0 | 0 | 0 | 0 | 0 | 0 | 0 | 0 | 0 | 0 | 0 | 0 | 0 | 0 | 0 | 0 | 0 | 0 | 0 | 0 | 0 | 0 | 0 | 0 | 0 | 0 | 0 | 0 | 0 | 0 | 0 | 0 | 0 | 0 | 0 | 0 | 0 | 0 | 0 | 0 | 0 | 0
|  | VAT facility tenor flag - m |  | flag | 25 |  | 0 | 0 | 0 | 0 | 0 | 0 | 0 | 0 | 0 | 0 | 0 | 0 | 0 | 0 | 0 | 0 | 0 | 0 | 0 | 0 | 1 | 1 | 1 | 1 | 1 | 1 | 1 | 1 | 1 | 1 | 1 | 1 | 1 | 1 | 1 | 1 | 1 | 1 | 1 | 1 | 1 | 1 | 1 | 1 | 1 | 0 | 0 | 0 | 0 | 0 | 0 | 0 | 0 | 0 | 0 | 0 | 0 | 0 | 0 | 0 | 0 | 0 | 0 | 0 | 0 | 0 | 0 | 0 | 0 | 0 | 0 | 0 | 0 | 0 | 0 | 0 | 0 | 0 | 0 | 0 | 0 | 0 | 0 | 0 | 0 | 0 | 0 | 0 | 0
|  | Start of construction date | 2023-04-01 | date
|  | VAT facility tenor end date | 2025-03-31 | date
|  | Model period start date - monthly | 0 | date | 0 | 0 | 2021-07-01 | 2021-08-01 | 2021-09-01 | 2021-10-01 | 2021-11-01 | 2021-12-01 | 2022-01-01 | 2022-02-01 | 2022-03-01 | 2022-04-01 | 2022-05-01 | 2022-06-01 | 2022-07-01 | 2022-08-01 | 2022-09-01 | 2022-10-01 | 2022-11-01 | 2022-12-01 | 2023-01-01 | 2023-02-01 | 2023-03-01 | 2023-04-01 | 2023-05-01 | 2023-06-01 | 2023-07-01 | 2023-08-01 | 2023-09-01 | 2023-10-01 | 2023-11-01 | 2023-12-01 | 2024-01-01 | 2024-02-01 | 2024-03-01 | 2024-04-01 | 2024-05-01 | 2024-06-01 | 2024-07-01 | 2024-08-01 | 2024-09-01 | 2024-10-01 | 2024-11-01 | 2024-12-01 | 2025-01-01 | 2025-02-01 | 2025-03-01 | 2025-04-01 | 2025-05-01 | 2025-06-01 | 2025-07-01 | 2025-08-01 | 2025-09-01 | 2025-10-01 | 2025-11-01 | 2025-12-01 | 2026-01-01 | 2026-02-01
|  | Model period end date - monthly | 0 | date | 0 | 0 | 2021-07-31 | 2021-08-31 | 2021-09-30 | 2021-10-31 | 2021-11-30 | 2021-12-31 | 2022-01-31 | 2022-02-28 | 2022-03-31 | 2022-04-30 | 2022-05-31 | 2022-06-30 | 2022-07-31 | 2022-08-31 | 2022-09-30 | 2022-10-31 | 2022-11-30 | 2022-12-31 | 2023-01-31 | 2023-02-28 | 2023-03-31 | 2023-04-30 | 2023-05-31 | 2023-06-30 | 2023-07-31 | 2023-08-31 | 2023-09-30 | 2023-10-31 | 2023-11-30 | 2023-12-31 | 2024-01-31 | 2024-02-29 | 2024-03-31 | 2024-04-30 | 2024-05-31 | 2024-06-30 | 2024-07-31 | 2024-08-31 | 2024-09-30 | 2024-10-31 | 2024-11-30 | 2024-12-31 | 2025-01-31 | 2025-02-28 | 2025-03-31 | 2025-04-30 | 2025-05-31 | 2025-06-30 | 2025-07-31 | 2025-08-31 | 2025-09-30 | 2025-10-31 | 2025-11-30 | 2025-12-31 | 2026-01-31 | 2026-02-28
|  | Days in VAT facility period - m |  | days | 731 |  | 0 | 0 | 0 | 0 | 0 | 0 | 0 | 0 | 0 | 0 | 0 | 0 | 0 | 0 | 0 | 0 | 0 | 0 | 0 | 0 | 0 | 30 | 31 | 30 | 31 | 31 | 30 | 31 | 30 | 31 | 31 | 29 | 31 | 30 | 31 | 30 | 31 | 31 | 30 | 31 | 30 | 31 | 31 | 28 | 31 | 0 | 0 | 0 | 0 | 0 | 0 | 0 | 0 | 0 | 0 | 0
VAT facility drawdown and repayment period flag
|  | VAT facility drawdown frequency | 3 | months
|  | Financial close date flag - construction | 0 | flag | 1 | 0 | 0 | 0 | 0 | 0 | 0 | 0 | 0 | 0 | 0 | 0 | 0 | 0 | 0 | 0 | 0 | 0 | 0 | 0 | 0 | 0 | 1 | 0 | 0 | 0 | 0 | 0 | 0 | 0 | 0 | 0 | 0 | 0 | 0 | 0 | 0 | 0 | 0 | 0 | 0 | 0 | 0 | 0 | 0 | 0 | 0 | 0 | 0 | 0 | 0 | 0 | 0 | 0 | 0 | 0 | 0 | 0
|  | Model column counter - monthly | 0 | counter | 0 | 0 | 1 | 2 | 3 | 4 | 5 | 6 | 7 | 8 | 9 | 10 | 11 | 12 | 13 | 14 | 15 | 16 | 17 | 18 | 19 | 20 | 21 | 22 | 23 | 24 | 25 | 26 | 27 | 28 | 29 | 30 | 31 | 32 | 33 | 34 | 35 | 36 | 37 | 38 | 39 | 40 | 41 | 42 | 43 | 44 | 45 | 46 | 47 | 48 | 49 | 50 | 51 | 52 | 53 | 54 | 55 | 56
|  | VAT facility drawdown and repayment period flag |  | flag | 12 |  | 0 | 0 | 0 | 0 | 0 | 0 | 0 | 0 | 0 | 0 | 0 | 0 | 0 | 0 | 0 | 0 | 0 | 0 | 0 | 0 | 1 | 0 | 0 | 1 | 0 | 0 | 1 | 0 | 0 | 1 | 0 | 0 | 1 | 0 | 0 | 1 | 0 | 0 | 1 | 0 | 0 | 1 | 0 | 0 | 1 | 0 | 0 | 1 | 0 | 0 | 1 | 0 | 0 | 1 | 0 | 0
VAT facility interest payment flag
|  | VAT facility drawdown frequency | 3 | months
|  | Financial close date flag - construction | 0 | flag | 1 | 0 | 0 | 0 | 0 | 0 | 0 | 0 | 0 | 0 | 0 | 0 | 0 | 0 | 0 | 0 | 0 | 0 | 0 | 0 | 0 | 0 | 1 | 0 | 0 | 0 | 0 | 0 | 0 | 0 | 0 | 0 | 0 | 0 | 0 | 0 | 0 | 0 | 0 | 0 | 0 | 0 | 0 | 0 | 0 | 0 | 0 | 0 | 0 | 0 | 0 | 0 | 0 | 0 | 0 | 0 | 0 | 0
|  | Model column counter - monthly | 0 | counter | 0 | 0 | 1 | 2 | 3 | 4 | 5 | 6 | 7 | 8 | 9 | 10 | 11 | 12 | 13 | 14 | 15 | 16 | 17 | 18 | 19 | 20 | 21 | 22 | 23 | 24 | 25 | 26 | 27 | 28 | 29 | 30 | 31 | 32 | 33 | 34 | 35 | 36 | 37 | 38 | 39 | 40 | 41 | 42 | 43 | 44 | 45 | 46 | 47 | 48 | 49 | 50 | 51 | 52 | 53 | 54 | 55 | 56
|  | VAT facility interest payment during construction flag |  | flag | 12 |  | 0 | 0 | 0 | 0 | 0 | 0 | 0 | 0 | 0 | 0 | 0 | 0 | 0 | 0 | 0 | 0 | 0 | 0 | 0 | 0 | 1 | 0 | 0 | 1 | 0 | 0 | 1 | 0 | 0 | 1 | 0 | 0 | 1 | 0 | 0 | 1 | 0 | 0 | 1 | 0 | 0 | 1 | 0 | 0 | 1 | 0 | 0 | 1 | 0 | 0 | 1 | 0 | 0 | 1 | 0 | 0
MODEL TIMELINE HEADER
|  | 1st model column flag - monthly | 0 | flag | 1 | 0 | 1 | 0 | 0 | 0 | 0 | 0 | 0 | 0 | 0 | 0 | 0 | 0 | 0 | 0 | 0 | 0 | 0 | 0 | 0 | 0 | 0 | 0 | 0 | 0 | 0 | 0 | 0 | 0 | 0 | 0 | 0 | 0 | 0 | 0 | 0 | 0 | 0 | 0 | 0 | 0 | 0 | 0 | 0 | 0 | 0 | 0 | 0 | 0 | 0 | 0 | 0 | 0 | 0 | 0 | 0 | 0
|  | Financial close date flag - construction | 0 | flag | 1 | 0 | 0 | 0 | 0 | 0 | 0 | 0 | 0 | 0 | 0 | 0 | 0 | 0 | 0 | 0 | 0 | 0 | 0 | 0 | 0 | 0 | 1 | 0 | 0 | 0 | 0 | 0 | 0 | 0 | 0 | 0 | 0 | 0 | 0 | 0 | 0 | 0 | 0 | 0 | 0 | 0 | 0 | 0 | 0 | 0 | 0 | 0 | 0 | 0 | 0 | 0 | 0 | 0 | 0 | 0 | 0 | 0
|  | First construction period flag - monthly | 0 | flag | 1 | 0 | 0 | 0 | 0 | 0 | 0 | 0 | 0 | 0 | 0 | 0 | 0 | 0 | 0 | 0 | 0 | 0 | 0 | 0 | 0 | 0 | 0 | 1 | 0 | 0 | 0 | 0 | 0 | 0 | 0 | 0 | 0 | 0 | 0 | 0 | 0 | 0 | 0 | 0 | 0 | 0 | 0 | 0 | 0 | 0 | 0 | 0 | 0 | 0 | 0 | 0 | 0 | 0 | 0 | 0 | 0 | 0
|  | First operations period flag - monthly | 0 | flag | 1 | 0 | 0 | 0 | 0 | 0 | 0 | 0 | 0 | 0 | 0 | 0 | 0 | 0 | 0 | 0 | 0 | 0 | 0 | 0 | 0 | 0 | 0 | 0 | 0 | 0 | 0 | 0 | 0 | 0 | 0 | 0 | 0 | 0 | 0 | 0 | 0 | 0 | 0 | 0 | 0 | 0 | 0 | 0 | 0 | 0 | 0 | 0 | 0 | 0 | 1 | 0 | 0 | 0 | 0 | 0 | 0 | 0
|  | Model phase counter - monthly |  | counter |  |  | 1 | 1 | 1 | 1 | 1 | 1 | 1 | 1 | 1 | 1 | 1 | 1 | 1 | 1 | 1 | 1 | 1 | 1 | 1 | 1 | 2 | 3 | 3 | 3 | 3 | 3 | 3 | 3 | 3 | 3 | 3 | 3 | 3 | 3 | 3 | 3 | 3 | 3 | 3 | 3 | 3 | 3 | 3 | 3 | 3 | 3 | 3 | 3 | 4 | 4 | 4 | 4 | 4 | 4 | 4 | 4
|  | First model phase - monthly | Dev | label
|  | Second model phase - monthly | Fin-close | label
|  | Third model phase - monthly | Const | label
|  | Fourth model phase - monthly | Ops | label
|  | Model phase counter - monthly | 0 | counter | 0 | 0 | 1 | 1 | 1 | 1 | 1 | 1 | 1 | 1 | 1 | 1 | 1 | 1 | 1 | 1 | 1 | 1 | 1 | 1 | 1 | 1 | 2 | 3 | 3 | 3 | 3 | 3 | 3 | 3 | 3 | 3 | 3 | 3 | 3 | 3 | 3 | 3 | 3 | 3 | 3 | 3 | 3 | 3 | 3 | 3 | 3 | 3 | 3 | 3 | 4 | 4 | 4 | 4 | 4 | 4 | 4 | 4
|  | Timeline label |  | label |  |  | Dev | Dev | Dev | Dev | Dev | Dev | Dev | Dev | Dev | Dev | Dev | Dev | Dev | Dev | Dev | Dev | Dev | Dev | Dev | Dev | Fin-close | Const | Const | Const | Const | Const | Const | Const | Const | Const | Const | Const | Const | Const | Const | Const | Const | Const | Const | Const | Const | Const | Const | Const | Const | Const | Const | Const | Ops | Ops | Ops | Ops | Ops | Ops | Ops | Ops
|  | Financial close date flag - construction | 0 | flag | 1 | 0 | 0 | 0 | 0 | 0 | 0 | 0 | 0 | 0 | 0 | 0 | 0 | 0 | 0 | 0 | 0 | 0 | 0 | 0 | 0 | 0 | 1 | 0 | 0 | 0 | 0 | 0 | 0 | 0 | 0 | 0 | 0 | 0 | 0 | 0 | 0 | 0 | 0 | 0 | 0 | 0 | 0 | 0 | 0 | 0 | 0 | 0 | 0 | 0 | 0 | 0 | 0 | 0 | 0 | 0 | 0 | 0
|  | Construction month number - monthly | 0 | counter | 0 | 0 | 0 | 0 | 0 | 0 | 0 | 0 | 0 | 0 | 0 | 0 | 0 | 0 | 0 | 0 | 0 | 0 | 0 | 0 | 0 | 0 | 0 | 1 | 2 | 3 | 4 | 5 | 6 | 7 | 8 | 9 | 10 | 11 | 12 | 13 | 14 | 15 | 16 | 17 | 18 | 19 | 20 | 21 | 22 | 23 | 24 | 25 | 26 | 27 | 0 | 0 | 0 | 0 | 0 | 0 | 0 | 0
|  | Graph headers for construction |  | label | [22 empty] | FC | M01 | M02 | M03 | M04 | M05 | M06 | M07 | M08 | M09 | M10 | M11 | M12 | M13 | M14 | M15 | M16 | M17 | M18 | M19 | M20 | M21 | M22 | M23 | M24 | M25 | M26 | M27
Development phase flag
|  | 1st model column flag - monthly | 0 | flag | 1 | 0 | 1 | 0 | 0 | 0 | 0 | 0 | 0 | 0 | 0 | 0 | 0 | 0 | 0 | 0 | 0 | 0 | 0 | 0 | 0 | 0 | 0 | 0 | 0 | 0 | 0 | 0 | 0 | 0 | 0 | 0 | 0 | 0 | 0 | 0 | 0 | 0 | 0 | 0 | 0 | 0 | 0 | 0 | 0 | 0 | 0 | 0 | 0 | 0 | 0 | 0 | 0 | 0 | 0 | 0 | 0 | 0
|  | Financial close date flag - construction | 0 | flag | 1 | 0 | 0 | 0 | 0 | 0 | 0 | 0 | 0 | 0 | 0 | 0 | 0 | 0 | 0 | 0 | 0 | 0 | 0 | 0 | 0 | 0 | 1 | 0 | 0 | 0 | 0 | 0 | 0 | 0 | 0 | 0 | 0 | 0 | 0 | 0 | 0 | 0 | 0 | 0 | 0 | 0 | 0 | 0 | 0 | 0 | 0 | 0 | 0 | 0 | 0 | 0 | 0 | 0 | 0 | 0 | 0 | 0
|  | Development phase flag |  | flag | 21 |  | 1 | 1 | 1 | 1 | 1 | 1 | 1 | 1 | 1 | 1 | 1 | 1 | 1 | 1 | 1 | 1 | 1 | 1 | 1 | 1 | 1 | 0 | 0 | 0 | 0 | 0 | 0 | 0 | 0 | 0 | 0 | 0 | 0 | 0 | 0 | 0 | 0 | 0 | 0 | 0 | 0 | 0 | 0 | 0 | 0 | 0 | 0 | 0 | 0 | 0 | 0 | 0 | 0 | 0 | 0 | 0
Positive MTM cash inflow flag - realized
|  | Adjustment date for realized positive MTM to equity cashflows | 0 | date
|  | Model period start date - monthly | 0 | date | 0 | 0 | 2021-07-01 | 2021-08-01 | 2021-09-01 | 2021-10-01 | 2021-11-01 | 2021-12-01 | 2022-01-01 | 2022-02-01 | 2022-03-01 | 2022-04-01 | 2022-05-01 | 2022-06-01 | 2022-07-01 | 2022-08-01 | 2022-09-01 | 2022-10-01 | 2022-11-01 | 2022-12-01 | 2023-01-01 | 2023-02-01 | 2023-03-01 | 2023-04-01 | 2023-05-01 | 2023-06-01 | 2023-07-01 | 2023-08-01 | 2023-09-01 | 2023-10-01 | 2023-11-01 | 2023-12-01 | 2024-01-01 | 2024-02-01 | 2024-03-01 | 2024-04-01 | 2024-05-01 | 2024-06-01 | 2024-07-01 | 2024-08-01 | 2024-09-01 | 2024-10-01 | 2024-11-01 | 2024-12-01 | 2025-01-01 | 2025-02-01 | 2025-03-01 | 2025-04-01 | 2025-05-01 | 2025-06-01 | 2025-07-01 | 2025-08-01 | 2025-09-01 | 2025-10-01 | 2025-11-01 | 2025-12-01 | 2026-01-01 | 2026-02-01
|  | Model period end date - monthly | 0 | date | 0 | 0 | 2021-07-31 | 2021-08-31 | 2021-09-30 | 2021-10-31 | 2021-11-30 | 2021-12-31 | 2022-01-31 | 2022-02-28 | 2022-03-31 | 2022-04-30 | 2022-05-31 | 2022-06-30 | 2022-07-31 | 2022-08-31 | 2022-09-30 | 2022-10-31 | 2022-11-30 | 2022-12-31 | 2023-01-31 | 2023-02-28 | 2023-03-31 | 2023-04-30 | 2023-05-31 | 2023-06-30 | 2023-07-31 | 2023-08-31 | 2023-09-30 | 2023-10-31 | 2023-11-30 | 2023-12-31 | 2024-01-31 | 2024-02-29 | 2024-03-31 | 2024-04-30 | 2024-05-31 | 2024-06-30 | 2024-07-31 | 2024-08-31 | 2024-09-30 | 2024-10-31 | 2024-11-30 | 2024-12-31 | 2025-01-31 | 2025-02-28 | 2025-03-31 | 2025-04-30 | 2025-05-31 | 2025-06-30 | 2025-07-31 | 2025-08-31 | 2025-09-30 | 2025-10-31 | 2025-11-30 | 2025-12-31 | 2026-01-31 | 2026-02-28
|  | Realized Positive MTM cash inflow flag |  | flag | 0 |  | 0 | 0 | 0 | 0 | 0 | 0 | 0 | 0 | 0 | 0 | 0 | 0 | 0 | 0 | 0 | 0 | 0 | 0 | 0 | 0 | 0 | 0 | 0 | 0 | 0 | 0 | 0 | 0 | 0 | 0 | 0 | 0 | 0 | 0 | 0 | 0 | 0 | 0 | 0 | 0 | 0 | 0 | 0 | 0 | 0 | 0 | 0 | 0 | 0 | 0 | 0 | 0 | 0 | 0 | 0 | 0
Positive MTM cash inflow flag - unrealized
|  | Adjustment date for unrealized positive MTM to equity cashflows | 0 | date
|  | Model period start date - monthly | 0 | date | 0 | 0 | 2021-07-01 | 2021-08-01 | 2021-09-01 | 2021-10-01 | 2021-11-01 | 2021-12-01 | 2022-01-01 | 2022-02-01 | 2022-03-01 | 2022-04-01 | 2022-05-01 | 2022-06-01 | 2022-07-01 | 2022-08-01 | 2022-09-01 | 2022-10-01 | 2022-11-01 | 2022-12-01 | 2023-01-01 | 2023-02-01 | 2023-03-01 | 2023-04-01 | 2023-05-01 | 2023-06-01 | 2023-07-01 | 2023-08-01 | 2023-09-01 | 2023-10-01 | 2023-11-01 | 2023-12-01 | 2024-01-01 | 2024-02-01 | 2024-03-01 | 2024-04-01 | 2024-05-01 | 2024-06-01 | 2024-07-01 | 2024-08-01 | 2024-09-01 | 2024-10-01 | 2024-11-01 | 2024-12-01 | 2025-01-01 | 2025-02-01 | 2025-03-01 | 2025-04-01 | 2025-05-01 | 2025-06-01 | 2025-07-01 | 2025-08-01 | 2025-09-01 | 2025-10-01 | 2025-11-01 | 2025-12-01 | 2026-01-01 | 2026-02-01
|  | Model period end date - monthly | 0 | date | 0 | 0 | 2021-07-31 | 2021-08-31 | 2021-09-30 | 2021-10-31 | 2021-11-30 | 2021-12-31 | 2022-01-31 | 2022-02-28 | 2022-03-31 | 2022-04-30 | 2022-05-31 | 2022-06-30 | 2022-07-31 | 2022-08-31 | 2022-09-30 | 2022-10-31 | 2022-11-30 | 2022-12-31 | 2023-01-31 | 2023-02-28 | 2023-03-31 | 2023-04-30 | 2023-05-31 | 2023-06-30 | 2023-07-31 | 2023-08-31 | 2023-09-30 | 2023-10-31 | 2023-11-30 | 2023-12-31 | 2024-01-31 | 2024-02-29 | 2024-03-31 | 2024-04-30 | 2024-05-31 | 2024-06-30 | 2024-07-31 | 2024-08-31 | 2024-09-30 | 2024-10-31 | 2024-11-30 | 2024-12-31 | 2025-01-31 | 2025-02-28 | 2025-03-31 | 2025-04-30 | 2025-05-31 | 2025-06-30 | 2025-07-31 | 2025-08-31 | 2025-09-30 | 2025-10-31 | 2025-11-30 | 2025-12-31 | 2026-01-31 | 2026-02-28
|  | Unrealized Positive MTM cash inflow flag |  | flag | 0 |  | 0 | 0 | 0 | 0 | 0 | 0 | 0 | 0 | 0 | 0 | 0 | 0 | 0 | 0 | 0 | 0 | 0 | 0 | 0 | 0 | 0 | 0 | 0 | 0 | 0 | 0 | 0 | 0 | 0 | 0 | 0 | 0 | 0 | 0 | 0 | 0 | 0 | 0 | 0 | 0 | 0 | 0 | 0 | 0 | 0 | 0 | 0 | 0 | 0 | 0 | 0 | 0 | 0 | 0 | 0 | 0
INDEXATION
Indexation timing
|  | First inflation adjustment date | 2025-07-01 | date
|  | Model period start date - monthly | 0 | date | 0 | 0 | 2021-07-01 | 2021-08-01 | 2021-09-01 | 2021-10-01 | 2021-11-01 | 2021-12-01 | 2022-01-01 | 2022-02-01 | 2022-03-01 | 2022-04-01 | 2022-05-01 | 2022-06-01 | 2022-07-01 | 2022-08-01 | 2022-09-01 | 2022-10-01 | 2022-11-01 | 2022-12-01 | 2023-01-01 | 2023-02-01 | 2023-03-01 | 2023-04-01 | 2023-05-01 | 2023-06-01 | 2023-07-01 | 2023-08-01 | 2023-09-01 | 2023-10-01 | 2023-11-01 | 2023-12-01 | 2024-01-01 | 2024-02-01 | 2024-03-01 | 2024-04-01 | 2024-05-01 | 2024-06-01 | 2024-07-01 | 2024-08-01 | 2024-09-01 | 2024-10-01 | 2024-11-01 | 2024-12-01 | 2025-01-01 | 2025-02-01 | 2025-03-01 | 2025-04-01 | 2025-05-01 | 2025-06-01 | 2025-07-01 | 2025-08-01 | 2025-09-01 | 2025-10-01 | 2025-11-01 | 2025-12-01 | 2026-01-01 | 2026-02-01
|  | Model period end date - monthly | 0 | date | 0 | 0 | 2021-07-31 | 2021-08-31 | 2021-09-30 | 2021-10-31 | 2021-11-30 | 2021-12-31 | 2022-01-31 | 2022-02-28 | 2022-03-31 | 2022-04-30 | 2022-05-31 | 2022-06-30 | 2022-07-31 | 2022-08-31 | 2022-09-30 | 2022-10-31 | 2022-11-30 | 2022-12-31 | 2023-01-31 | 2023-02-28 | 2023-03-31 | 2023-04-30 | 2023-05-31 | 2023-06-30 | 2023-07-31 | 2023-08-31 | 2023-09-30 | 2023-10-31 | 2023-11-30 | 2023-12-31 | 2024-01-31 | 2024-02-29 | 2024-03-31 | 2024-04-30 | 2024-05-31 | 2024-06-30 | 2024-07-31 | 2024-08-31 | 2024-09-30 | 2024-10-31 | 2024-11-30 | 2024-12-31 | 2025-01-31 | 2025-02-28 | 2025-03-31 | 2025-04-30 | 2025-05-31 | 2025-06-30 | 2025-07-31 | 2025-08-31 | 2025-09-30 | 2025-10-31 | 2025-11-30 | 2025-12-31 | 2026-01-31 | 2026-02-28
|  | Inflation first adjustment period flag - monthly |  | flag | 1 |  | 0 | 0 | 0 | 0 | 0 | 0 | 0 | 0 | 0 | 0 | 0 | 0 | 0 | 0 | 0 | 0 | 0 | 0 | 0 | 0 | 0 | 0 | 0 | 0 | 0 | 0 | 0 | 0 | 0 | 0 | 0 | 0 | 0 | 0 | 0 | 0 | 0 | 0 | 0 | 0 | 0 | 0 | 0 | 0 | 0 | 0 | 0 | 0 | 1 | 0 | 0 | 0 | 0 | 0 | 0 | 0
|  | Months in year | 12 | months
|  | Model column counter - monthly | 0 | counter | 0 | 0 | 1 | 2 | 3 | 4 | 5 | 6 | 7 | 8 | 9 | 10 | 11 | 12 | 13 | 14 | 15 | 16 | 17 | 18 | 19 | 20 | 21 | 22 | 23 | 24 | 25 | 26 | 27 | 28 | 29 | 30 | 31 | 32 | 33 | 34 | 35 | 36 | 37 | 38 | 39 | 40 | 41 | 42 | 43 | 44 | 45 | 46 | 47 | 48 | 49 | 50 | 51 | 52 | 53 | 54 | 55 | 56
|  | Inflation first adjustment period flag - monthly | 0 | flag | 1 | 0 | 0 | 0 | 0 | 0 | 0 | 0 | 0 | 0 | 0 | 0 | 0 | 0 | 0 | 0 | 0 | 0 | 0 | 0 | 0 | 0 | 0 | 0 | 0 | 0 | 0 | 0 | 0 | 0 | 0 | 0 | 0 | 0 | 0 | 0 | 0 | 0 | 0 | 0 | 0 | 0 | 0 | 0 | 0 | 0 | 0 | 0 | 0 | 0 | 1 | 0 | 0 | 0 | 0 | 0 | 0 | 0
|  | Inflation annual adjustment period flag - monthly |  | flag | 1 |  | 0 | 0 | 0 | 0 | 0 | 0 | 0 | 0 | 0 | 0 | 0 | 0 | 0 | 0 | 0 | 0 | 0 | 0 | 0 | 0 | 0 | 0 | 0 | 0 | 0 | 0 | 0 | 0 | 0 | 0 | 0 | 0 | 0 | 0 | 0 | 0 | 0 | 0 | 0 | 0 | 0 | 0 | 0 | 0 | 0 | 0 | 0 | 0 | 1 | 0 | 0 | 0 | 0 | 0 | 0 | 0
US producer price index
|  | Reference inflation index step up date | 2024-01-01 | date
|  | Model period start date - monthly | 0 | date | 0 | 0 | 2021-07-01 | 2021-08-01 | 2021-09-01 | 2021-10-01 | 2021-11-01 | 2021-12-01 | 2022-01-01 | 2022-02-01 | 2022-03-01 | 2022-04-01 | 2022-05-01 | 2022-06-01 | 2022-07-01 | 2022-08-01 | 2022-09-01 | 2022-10-01 | 2022-11-01 | 2022-12-01 | 2023-01-01 | 2023-02-01 | 2023-03-01 | 2023-04-01 | 2023-05-01 | 2023-06-01 | 2023-07-01 | 2023-08-01 | 2023-09-01 | 2023-10-01 | 2023-11-01 | 2023-12-01 | 2024-01-01 | 2024-02-01 | 2024-03-01 | 2024-04-01 | 2024-05-01 | 2024-06-01 | 2024-07-01 | 2024-08-01 | 2024-09-01 | 2024-10-01 | 2024-11-01 | 2024-12-01 | 2025-01-01 | 2025-02-01 | 2025-03-01 | 2025-04-01 | 2025-05-01 | 2025-06-01 | 2025-07-01 | 2025-08-01 | 2025-09-01 | 2025-10-01 | 2025-11-01 | 2025-12-01 | 2026-01-01 | 2026-02-01
|  | Construction period flag - monthly | 0 | flag | 27 | 0 | 0 | 0 | 0 | 0 | 0 | 0 | 0 | 0 | 0 | 0 | 0 | 0 | 0 | 0 | 0 | 0 | 0 | 0 | 0 | 0 | 0 | 1 | 1 | 1 | 1 | 1 | 1 | 1 | 1 | 1 | 1 | 1 | 1 | 1 | 1 | 1 | 1 | 1 | 1 | 1 | 1 | 1 | 1 | 1 | 1 | 1 | 1 | 1 | 0 | 0 | 0 | 0 | 0 | 0 | 0 | 0
|  | Years elapsed since escalation base date - construction |  | years |  |  | 0 | 0 | 0 | 0 | 0 | 0 | 0 | 0 | 0 | 0 | 0 | 0 | 0 | 0 | 0 | 0 | 0 | 0 | 0 | 0 | 0 | 0.75 | 0.66667 | 0.58333 | 0.5 | 0.41667 | 0.33333 | 0.25 | 0.16667 | 0.083333 | 0 | 0.083333 | 0.16667 | 0.25 | 0.33333 | 0.41667 | 0.5 | 0.58333 | 0.66667 | 0.75 | 0.83333 | 0.91667 | 1 | 1.0833 | 1.1667 | 1.25 | 1.3333 | 1.4167 | 0 | 0 | 0 | 0 | 0 | 0 | 0 | 0
|  | Escalation applicable during construction | 0 | 1= yes, 0 = no
|  | Inflation annual adjustment period flag - monthly | 0 | flag | 1 | 0 | 0 | 0 | 0 | 0 | 0 | 0 | 0 | 0 | 0 | 0 | 0 | 0 | 0 | 0 | 0 | 0 | 0 | 0 | 0 | 0 | 0 | 0 | 0 | 0 | 0 | 0 | 0 | 0 | 0 | 0 | 0 | 0 | 0 | 0 | 0 | 0 | 0 | 0 | 0 | 0 | 0 | 0 | 0 | 0 | 0 | 0 | 0 | 0 | 1 | 0 | 0 | 0 | 0 | 0 | 0 | 0
|  | Years elapsed since escalation base date - construction | 0 | years | 0 | 0 | 0 | 0 | 0 | 0 | 0 | 0 | 0 | 0 | 0 | 0 | 0 | 0 | 0 | 0 | 0 | 0 | 0 | 0 | 0 | 0 | 0 | 0.75 | 0.66667 | 0.58333 | 0.5 | 0.41667 | 0.33333 | 0.25 | 0.16667 | 0.083333 | 0 | 0.083333 | 0.16667 | 0.25 | 0.33333 | 0.41667 | 0.5 | 0.58333 | 0.66667 | 0.75 | 0.83333 | 0.91667 | 1 | 1.0833 | 1.1667 | 1.25 | 1.3333 | 1.4167 | 0 | 0 | 0 | 0 | 0 | 0 | 0 | 0
|  | 1st model column flag - monthly | 0 | flag | 1 | 0 | 1 | 0 | 0 | 0 | 0 | 0 | 0 | 0 | 0 | 0 | 0 | 0 | 0 | 0 | 0 | 0 | 0 | 0 | 0 | 0 | 0 | 0 | 0 | 0 | 0 | 0 | 0 | 0 | 0 | 0 | 0 | 0 | 0 | 0 | 0 | 0 | 0 | 0 | 0 | 0 | 0 | 0 | 0 | 0 | 0 | 0 | 0 | 0 | 0 | 0 | 0 | 0 | 0 | 0 | 0 | 0
|  | US PPI annual inflation rate - construction period | 0% | % p.a. | 0% | 0% | 0% | 0% | 0% | 0% | 0% | 0% | 0% | 0% | 0% | 0% | 0% | 0% | 0% | 0% | 0% | 0% | 0% | 0% | 0% | 0% | 3.5% | 3.5% | 3.5% | 3.5% | 3.5% | 3.5% | 3.5% | 3.5% | 3.5% | 3.5% | 3.5% | 3.5% | 3.5% | 2.2% | 2.2% | 2.2% | 2.2% | 2.2% | 2.2% | 2.2% | 2.2% | 2.2% | 2.2% | 2.2% | 2.2% | 2% | 2% | 2% | 0% | 0% | 0% | 0% | 0% | 0% | 0% | 0%
|  | US PPI escalation factor (usppim / usppir) - monthly |  | factor | bar: 1 to 56
Uzbekistann consumer price index
|  | Escalation applicable during construction | 0 | 1= yes, 0 = no
|  | Inflation annual adjustment period flag - monthly | 0 | flag | 1 | 0 | 0 | 0 | 0 | 0 | 0 | 0 | 0 | 0 | 0 | 0 | 0 | 0 | 0 | 0 | 0 | 0 | 0 | 0 | 0 | 0 | 0 | 0 | 0 | 0 | 0 | 0 | 0 | 0 | 0 | 0 | 0 | 0 | 0 | 0 | 0 | 0 | 0 | 0 | 0 | 0 | 0 | 0 | 0 | 0 | 0 | 0 | 0 | 0 | 1 | 0 | 0 | 0 | 0 | 0 | 0 | 0
|  | Years elapsed since escalation base date - construction | 0 | years | 0 | 0 | 0 | 0 | 0 | 0 | 0 | 0 | 0 | 0 | 0 | 0 | 0 | 0 | 0 | 0 | 0 | 0 | 0 | 0 | 0 | 0 | 0 | 0.75 | 0.66667 | 0.58333 | 0.5 | 0.41667 | 0.33333 | 0.25 | 0.16667 | 0.083333 | 0 | 0.083333 | 0.16667 | 0.25 | 0.33333 | 0.41667 | 0.5 | 0.58333 | 0.66667 | 0.75 | 0.83333 | 0.91667 | 1 | 1.0833 | 1.1667 | 1.25 | 1.3333 | 1.4167 | 0 | 0 | 0 | 0 | 0 | 0 | 0 | 0
|  | 1st model column flag - monthly | 0 | flag | 1 | 0 | 1 | 0 | 0 | 0 | 0 | 0 | 0 | 0 | 0 | 0 | 0 | 0 | 0 | 0 | 0 | 0 | 0 | 0 | 0 | 0 | 0 | 0 | 0 | 0 | 0 | 0 | 0 | 0 | 0 | 0 | 0 | 0 | 0 | 0 | 0 | 0 | 0 | 0 | 0 | 0 | 0 | 0 | 0 | 0 | 0 | 0 | 0 | 0 | 0 | 0 | 0 | 0 | 0 | 0 | 0 | 0
|  | Uzbekistan cpi annual inflation rate - construction period | 0% | % p.a. | 0% | 0% | 0% | 0% | 0% | 0% | 0% | 0% | 0% | 0% | 0% | 0% | 0% | 0% | 0% | 0% | 0% | 0% | 0% | 0% | 0% | 0% | 11.3% | 11.3% | 11.3% | 11.3% | 11.3% | 11.3% | 11.3% | 11.3% | 11.3% | 11.3% | 11.3% | 11.3% | 11.3% | 6.2% | 6.2% | 6.2% | 6.2% | 6.2% | 6.2% | 6.2% | 6.2% | 6.2% | 6.2% | 6.2% | 6.2% | 5.1% | 5.1% | 5.1% | 0% | 0% | 0% | 0% | 0% | 0% | 0% | 0%
|  | Uzbekistann cpi escalation factor (cpim / cpir) - monthly |  | factor | bar: 1 to 56
EXCHANGE RATE
|  | USD to Som exchange rate - sensitised | 11000 | Som / USD
|  | Uzbekistann cpi escalation factor (cpim / cpir) - monthly | 0 | factor | 0 | 0 | 1 | 1 | 1 | 1 | 1 | 1 | 1 | 1 | 1 | 1 | 1 | 1 | 1 | 1 | 1 | 1 | 1 | 1 | 1 | 1 | 1 | 1 | 1 | 1 | 1 | 1 | 1 | 1 | 1 | 1 | 1 | 1 | 1 | 1 | 1 | 1 | 1 | 1 | 1 | 1 | 1 | 1 | 1 | 1 | 1 | 1 | 1 | 1 | 1 | 1 | 1 | 1 | 1 | 1 | 1 | 1
|  | US PPI escalation factor (usppim / usppir) - monthly | 0 | factor | 0 | 0 | 1 | 1 | 1 | 1 | 1 | 1 | 1 | 1 | 1 | 1 | 1 | 1 | 1 | 1 | 1 | 1 | 1 | 1 | 1 | 1 | 1 | 1 | 1 | 1 | 1 | 1 | 1 | 1 | 1 | 1 | 1 | 1 | 1 | 1 | 1 | 1 | 1 | 1 | 1 | 1 | 1 | 1 | 1 | 1 | 1 | 1 | 1 | 1 | 1 | 1 | 1 | 1 | 1 | 1 | 1 | 1
|  | USD to Som exchange rate curve - inflation based - monthly |  | Som / USD |  |  | 11000 | 11000 | 11000 | 11000 | 11000 | 11000 | 11000 | 11000 | 11000 | 11000 | 11000 | 11000 | 11000 | 11000 | 11000 | 11000 | 11000 | 11000 | 11000 | 11000 | 11000 | 11000 | 11000 | 11000 | 11000 | 11000 | 11000 | 11000 | 11000 | 11000 | 11000 | 11000 | 11000 | 11000 | 11000 | 11000 | 11000 | 11000 | 11000 | 11000 | 11000 | 11000 | 11000 | 11000 | 11000 | 11000 | 11000 | 11000 | 11000 | 11000 | 11000 | 11000 | 11000 | 11000 | 11000 | 11000
|  | USD to Som exchange rate - sensitised | 11000 | Som / USD
|  | US PPI escalation factor (usppim / usppir) - monthly | 0 | factor | 0 | 0 | 1 | 1 | 1 | 1 | 1 | 1 | 1 | 1 | 1 | 1 | 1 | 1 | 1 | 1 | 1 | 1 | 1 | 1 | 1 | 1 | 1 | 1 | 1 | 1 | 1 | 1 | 1 | 1 | 1 | 1 | 1 | 1 | 1 | 1 | 1 | 1 | 1 | 1 | 1 | 1 | 1 | 1 | 1 | 1 | 1 | 1 | 1 | 1 | 1 | 1 | 1 | 1 | 1 | 1 | 1 | 1
|  | Annual FX increase / decrease - construction period - active | 0% | % | bar: 0 to 56
|  | USD to Som exchange rate curve - profile based - monthly |  | Som / USD |  |  | 11000 | 11000 | 11000 | 11000 | 11000 | 11000 | 11000 | 11000 | 11000 | 11000 | 11000 | 11000 | 11000 | 11000 | 11000 | 11000 | 11000 | 11000 | 11000 | 11000 | 11000 | 11000 | 11000 | 11000 | 11000 | 11000 | 11000 | 11000 | 11000 | 11000 | 11000 | 11000 | 11000 | 11000 | 11000 | 11000 | 11000 | 11000 | 11000 | 11000 | 11000 | 11000 | 11000 | 11000 | 11000 | 11000 | 11000 | 11000 | 11000 | 11000 | 11000 | 11000 | 11000 | 11000 | 11000 | 11000
|  | Exchange rate forecast from FC - Y01 | 11000 | Som / USD
|  | Exchange rate forecast from FC - Y02 | 0 | Som / USD
|  | Exchange rate forecast from FC - Y03 | 0 | Som / USD
|  | Exchange rate forecast from FC - Y04 | 0 | Som / USD
|  | Exchange rate forecast from FC - Y05 | 0 | Som / USD
|  | Exchange rate forecast from FC - Y06 | 0 | Som / USD
|  | Exchange rate forecast from FC - Y07 | 0 | Som / USD
|  | Exchange rate forecast from FC - Y08 | 0 | Som / USD
|  | Exchange rate forecast from FC - Y09 | 0 | Som / USD
|  | Exchange rate forecast from FC - Y10 | 0 | Som / USD
|  | USD to Som exchange rate - sensitised | 11000 | Som / USD
|  | Construction year (including FC) | 0 | year | 0 | 0 | 0 | 0 | 0 | 0 | 0 | 0 | 0 | 0 | 0 | 0 | 0 | 0 | 0 | 0 | 0 | 0 | 0 | 0 | 0 | 0 | 1 | 1 | 1 | 1 | 1 | 1 | 1 | 1 | 1 | 1 | 1 | 1 | 1 | 2 | 2 | 2 | 2 | 2 | 2 | 2 | 2 | 2 | 2 | 2 | 2 | 3 | 3 | 3 | 0 | 0 | 0 | 0 | 0 | 0 | 0 | 0
|  | USD to Som exchange rate curve - input estimates |  | Som / USD |  |  | 11000 | 11000 | 11000 | 11000 | 11000 | 11000 | 11000 | 11000 | 11000 | 11000 | 11000 | 11000 | 11000 | 11000 | 11000 | 11000 | 11000 | 11000 | 11000 | 11000 | 11000 | 11000 | 11000 | 11000 | 11000 | 11000 | 11000 | 11000 | 11000 | 11000 | 11000 | 11000 | 11000 | 0 | 0 | 0 | 0 | 0 | 0 | 0 | 0 | 0 | 0 | 0 | 0 | 0 | 0 | 0 | 11000 | 11000 | 11000 | 11000 | 11000 | 11000 | 11000 | 11000
|  | Base Exchange rate - sensitivity | 0% | %
|  | Months in year | 12 | months
|  | USD to Som exchange rate curve - input estimates | 0 | Som / USD | 0 | 0 | 11000 | 11000 | 11000 | 11000 | 11000 | 11000 | 11000 | 11000 | 11000 | 11000 | 11000 | 11000 | 11000 | 11000 | 11000 | 11000 | 11000 | 11000 | 11000 | 11000 | 11000 | 11000 | 11000 | 11000 | 11000 | 11000 | 11000 | 11000 | 11000 | 11000 | 11000 | 11000 | 11000 | 0 | 0 | 0 | 0 | 0 | 0 | 0 | 0 | 0 | 0 | 0 | 0 | 0 | 0 | 0 | 11000 | 11000 | 11000 | 11000 | 11000 | 11000 | 11000 | 11000
|  | US PPI annual inflation rate - construction period | 0% | % p.a. | 0% | 0% | 0% | 0% | 0% | 0% | 0% | 0% | 0% | 0% | 0% | 0% | 0% | 0% | 0% | 0% | 0% | 0% | 0% | 0% | 0% | 0% | 3.5% | 3.5% | 3.5% | 3.5% | 3.5% | 3.5% | 3.5% | 3.5% | 3.5% | 3.5% | 3.5% | 3.5% | 3.5% | 2.2% | 2.2% | 2.2% | 2.2% | 2.2% | 2.2% | 2.2% | 2.2% | 2.2% | 2.2% | 2.2% | 2.2% | 2% | 2% | 2% | 0% | 0% | 0% | 0% | 0% | 0% | 0% | 0%
|  | Uzbekistan cpi annual inflation rate - construction period | 0% | % p.a. | 0% | 0% | 0% | 0% | 0% | 0% | 0% | 0% | 0% | 0% | 0% | 0% | 0% | 0% | 0% | 0% | 0% | 0% | 0% | 0% | 0% | 0% | 11.3% | 11.3% | 11.3% | 11.3% | 11.3% | 11.3% | 11.3% | 11.3% | 11.3% | 11.3% | 11.3% | 11.3% | 11.3% | 6.2% | 6.2% | 6.2% | 6.2% | 6.2% | 6.2% | 6.2% | 6.2% | 6.2% | 6.2% | 6.2% | 6.2% | 5.1% | 5.1% | 5.1% | 0% | 0% | 0% | 0% | 0% | 0% | 0% | 0%
|  | USD to Som exchange rate curve - hybrid - monthly |  | Som / USD |  |  | 11000 | 11000 | 11000 | 11000 | 11000 | 11000 | 11000 | 11000 | 11000 | 11000 | 11000 | 11000 | 11000 | 11000 | 11000 | 11000 | 11000 | 11000 | 11000 | 11000 | 11000 | 11000 | 11000 | 11000 | 11000 | 11000 | 11000 | 11000 | 11000 | 11000 | 11000 | 11000 | 11000 | 11036.5996 | 11073.3209 | 11110.1644 | 11147.1305 | 11184.2196 | 11221.4322 | 11258.7685 | 11296.229 | 11333.8142 | 11371.5245 | 11409.3602 | 11447.3218 | 11476.8448 | 11506.444 | 11536.1195 | 11000 | 11000 | 11000 | 11000 | 11000 | 11000 | 11000 | 11000
|  | Exchange rate calculation basis switch | 3 | 1= inflation based, 2= profile based, 3= hybrid
|  | USD to Som exchange rate curve - inflation based - monthly | 0 | Som / USD | 0 | 0 | 11000 | 11000 | 11000 | 11000 | 11000 | 11000 | 11000 | 11000 | 11000 | 11000 | 11000 | 11000 | 11000 | 11000 | 11000 | 11000 | 11000 | 11000 | 11000 | 11000 | 11000 | 11000 | 11000 | 11000 | 11000 | 11000 | 11000 | 11000 | 11000 | 11000 | 11000 | 11000 | 11000 | 11000 | 11000 | 11000 | 11000 | 11000 | 11000 | 11000 | 11000 | 11000 | 11000 | 11000 | 11000 | 11000 | 11000 | 11000 | 11000 | 11000 | 11000 | 11000 | 11000 | 11000 | 11000 | 11000
|  | USD to Som exchange rate curve - profile based - monthly | 0 | Som / USD | 0 | 0 | 11000 | 11000 | 11000 | 11000 | 11000 | 11000 | 11000 | 11000 | 11000 | 11000 | 11000 | 11000 | 11000 | 11000 | 11000 | 11000 | 11000 | 11000 | 11000 | 11000 | 11000 | 11000 | 11000 | 11000 | 11000 | 11000 | 11000 | 11000 | 11000 | 11000 | 11000 | 11000 | 11000 | 11000 | 11000 | 11000 | 11000 | 11000 | 11000 | 11000 | 11000 | 11000 | 11000 | 11000 | 11000 | 11000 | 11000 | 11000 | 11000 | 11000 | 11000 | 11000 | 11000 | 11000 | 11000 | 11000
|  | USD to Som exchange rate curve - hybrid - monthly | 0 | Som / USD | 0 | 0 | 11000 | 11000 | 11000 | 11000 | 11000 | 11000 | 11000 | 11000 | 11000 | 11000 | 11000 | 11000 | 11000 | 11000 | 11000 | 11000 | 11000 | 11000 | 11000 | 11000 | 11000 | 11000 | 11000 | 11000 | 11000 | 11000 | 11000 | 11000 | 11000 | 11000 | 11000 | 11000 | 11000 | 11036.5996 | 11073.3209 | 11110.1644 | 11147.1305 | 11184.2196 | 11221.4322 | 11258.7685 | 11296.229 | 11333.8142 | 11371.5245 | 11409.3602 | 11447.3218 | 11476.8448 | 11506.444 | 11536.1195 | 11000 | 11000 | 11000 | 11000 | 11000 | 11000 | 11000 | 11000
|  | USD to Som exchange rate for period (EXRn) - monthly |  | Som / USD |  |  | 11000 | 11000 | 11000 | 11000 | 11000 | 11000 | 11000 | 11000 | 11000 | 11000 | 11000 | 11000 | 11000 | 11000 | 11000 | 11000 | 11000 | 11000 | 11000 | 11000 | 11000 | 11000 | 11000 | 11000 | 11000 | 11000 | 11000 | 11000 | 11000 | 11000 | 11000 | 11000 | 11000 | 11036.5996 | 11073.3209 | 11110.1644 | 11147.1305 | 11184.2196 | 11221.4322 | 11258.7685 | 11296.229 | 11333.8142 | 11371.5245 | 11409.3602 | 11447.3218 | 11476.8448 | 11506.444 | 11536.1195 | 11000 | 11000 | 11000 | 11000 | 11000 | 11000 | 11000 | 11000
|  | Model period end date - monthly | 0 | date | 0 | 0 | 2021-07-31 | 2021-08-31 | 2021-09-30 | 2021-10-31 | 2021-11-30 | 2021-12-31 | 2022-01-31 | 2022-02-28 | 2022-03-31 | 2022-04-30 | 2022-05-31 | 2022-06-30 | 2022-07-31 | 2022-08-31 | 2022-09-30 | 2022-10-31 | 2022-11-30 | 2022-12-31 | 2023-01-31 | 2023-02-28 | 2023-03-31 | 2023-04-30 | 2023-05-31 | 2023-06-30 | 2023-07-31 | 2023-08-31 | 2023-09-30 | 2023-10-31 | 2023-11-30 | 2023-12-31 | 2024-01-31 | 2024-02-29 | 2024-03-31 | 2024-04-30 | 2024-05-31 | 2024-06-30 | 2024-07-31 | 2024-08-31 | 2024-09-30 | 2024-10-31 | 2024-11-30 | 2024-12-31 | 2025-01-31 | 2025-02-28 | 2025-03-31 | 2025-04-30 | 2025-05-31 | 2025-06-30 | 2025-07-31 | 2025-08-31 | 2025-09-30 | 2025-10-31 | 2025-11-30 | 2025-12-31 | 2026-01-31 | 2026-02-28
|  | Model period end date | 0 | date | 0 | 0 | 2021-12-31 | 2022-06-30 | 2022-12-31 | 2023-06-30 | 2023-12-31 | 2024-06-30 | 2024-12-31 | 2025-06-30 | 2025-12-31 | 2026-06-30 | 2026-12-31 | 2027-06-30 | 2027-12-31 | 2028-06-30 | 2028-12-31 | 2029-06-30 | 2029-12-31 | 2030-06-30 | 2030-12-31 | 2031-06-30 | 2031-12-31 | 2032-06-30 | 2032-12-31 | 2033-06-30 | 2033-12-31 | 2034-06-30 | 2034-12-31 | 2035-06-30 | 2035-12-31 | 2036-06-30 | 2036-12-31 | 2037-06-30 | 2037-12-31 | 2038-06-30 | 2038-12-31 | 2039-06-30 | 2039-12-31 | 2040-06-30 | 2040-12-31 | 2041-06-30 | 2041-12-31 | 2042-06-30 | 2042-12-31 | 2043-06-30 | 2043-12-31 | 2044-06-30 | 2044-12-31 | 2045-06-30 | 2045-12-31 | 2046-06-30 | 2046-12-31 | 2047-06-30 | 2047-12-31 | 2048-06-30 | 2048-12-31 | 2049-06-30
|  | USD to Som exchange rate curve - hybrid - monthly | 0 | Som / USD | 0 | 0 | 11000 | 11000 | 11000 | 11000 | 11000 | 11000 | 11000 | 11000 | 11000 | 11000 | 11000 | 11000 | 11000 | 11000 | 11000 | 11000 | 11000 | 11000 | 11000 | 11000 | 11000 | 11000 | 11000 | 11000 | 11000 | 11000 | 11000 | 11000 | 11000 | 11000 | 11000 | 11000 | 11000 | 11036.5996 | 11073.3209 | 11110.1644 | 11147.1305 | 11184.2196 | 11221.4322 | 11258.7685 | 11296.229 | 11333.8142 | 11371.5245 | 11409.3602 | 11447.3218 | 11476.8448 | 11506.444 | 11536.1195 | 11000 | 11000 | 11000 | 11000 | 11000 | 11000 | 11000 | 11000
|  | USD to Som exchange rate curve - hybrid - monthly - s.a. |  | Som / USD |  |  | 11000 | 11000 | 11000 | 11000 | 11000 | 11110.1644 | 11333.8142 | 11536.1195 | 11000 | 0 | 0 | 0 | 0 | 0 | 0 | 0 | 0 | 0 | 0 | 0 | 0 | 0 | 0 | 0 | 0 | 0 | 0 | 0 | 0 | 0 | 0 | 0 | 0 | 0 | 0 | 0 | 0 | 0 | 0 | 0 | 0 | 0 | 0 | 0 | 0 | 0 | 0 | 0 | 0 | 0 | 0 | 0 | 0 | 0 | 0 | 0
END

## Const-M
Const-M
|  |  |  | Model period start date - monthly | 0 | Error chks | time axis 2021-07-01 to 2026-02-01
|  |  |  | Model period end date - monthly | 0 | Track chgs | time axis 2021-07-31 to 2026-02-28
|  |  |  | Timeline label | 1 | Alerts |  |  | Dev | Dev | Dev | Dev | Dev | Dev | Dev | Dev | Dev | Dev | Dev | Dev | Dev | Dev | Dev | Dev | Dev | Dev | Dev | Dev | Fin-close | Const | Const | Const | Const | Const | Const | Const | Const | Const | Const | Const | Const | Const | Const | Const | Const | Const | Const | Const | Const | Const | Const | Const | Const | Const | Const | Const | Ops | Ops | Ops | Ops | Ops | Ops | Ops | Ops
|  |  |  | Model column counter - monthly | Constant | Unit | Total |  | 1 | 2 | 3 | 4 | 5 | 6 | 7 | 8 | 9 | 10 | 11 | 12 | 13 | 14 | 15 | 16 | 17 | 18 | 19 | 20 | 21 | 22 | 23 | 24 | 25 | 26 | 27 | 28 | 29 | 30 | 31 | 32 | 33 | 34 | 35 | 36 | 37 | 38 | 39 | 40 | 41 | 42 | 43 | 44 | 45 | 46 | 47 | 48 | 49 | 50 | 51 | 52 | 53 | 54 | 55 | 56
INITIAL ELECTRICITY PAYMENT
|  |  |  | January | 3.504% | %
|  |  |  | February | 4.535% | %
|  |  |  | March | 6.724% | %
|  |  |  | April | 8.876% | %
|  |  |  | May | 11.46% | %
|  |  |  | June | 13.02% | %
|  |  |  | July | 13.58% | %
|  |  |  | August | 12.57% | %
|  |  |  | September | 10.44% | %
|  |  |  | October | 7.509% | %
|  |  |  | November | 4.539% | %
|  |  |  | December | 3.238% | %
|  |  |  | EGR period counter | 0 | counter | 0 | 0 | 0 | 0 | 0 | 0 | 0 | 0 | 0 | 0 | 0 | 0 | 0 | 0 | 0 | 0 | 0 | 0 | 0 | 0 | 0 | 0 | 0 | 0 | 0 | 0 | 0 | 0 | 0 | 0 | 0 | 0 | 1 | 2 | 3 | 4 | 5 | 6 | 7 | 8 | 9 | 10 | 11 | 12 | 13 | 14 | 15 | 16 | 17 | 18 | 0 | 0 | 0 | 0 | 0 | 0 | 0 | 0
|  |  |  | Model period start date - monthly | 0 | date | 0 | 0 | 2021-07-01 | 2021-08-01 | 2021-09-01 | 2021-10-01 | 2021-11-01 | 2021-12-01 | 2022-01-01 | 2022-02-01 | 2022-03-01 | 2022-04-01 | 2022-05-01 | 2022-06-01 | 2022-07-01 | 2022-08-01 | 2022-09-01 | 2022-10-01 | 2022-11-01 | 2022-12-01 | 2023-01-01 | 2023-02-01 | 2023-03-01 | 2023-04-01 | 2023-05-01 | 2023-06-01 | 2023-07-01 | 2023-08-01 | 2023-09-01 | 2023-10-01 | 2023-11-01 | 2023-12-01 | 2024-01-01 | 2024-02-01 | 2024-03-01 | 2024-04-01 | 2024-05-01 | 2024-06-01 | 2024-07-01 | 2024-08-01 | 2024-09-01 | 2024-10-01 | 2024-11-01 | 2024-12-01 | 2025-01-01 | 2025-02-01 | 2025-03-01 | 2025-04-01 | 2025-05-01 | 2025-06-01 | 2025-07-01 | 2025-08-01 | 2025-09-01 | 2025-10-01 | 2025-11-01 | 2025-12-01 | 2026-01-01 | 2026-02-01
|  |  |  | Monthly yield EGR period - start month |  | % |  |  | 0% | 0% | 0% | 0% | 0% | 0% | 0% | 0% | 0% | 0% | 0% | 0% | 0% | 0% | 0% | 0% | 0% | 0% | 0% | 0% | 0% | 0% | 0% | 0% | 0% | 0% | 0% | 0% | 0% | 0% | 3.504% | 4.535% | 6.724% | 8.876% | 11.46% | 13.02% | 13.58% | 12.57% | 10.44% | 7.509% | 4.539% | 3.238% | 3.504% | 4.535% | 6.724% | 8.876% | 11.46% | 13.02% | 0% | 0% | 0% | 0% | 0% | 0% | 0% | 0%
|  |  |  | January | 3.504% | %
|  |  |  | February | 4.535% | %
|  |  |  | March | 6.724% | %
|  |  |  | April | 8.876% | %
|  |  |  | May | 11.46% | %
|  |  |  | June | 13.02% | %
|  |  |  | July | 13.58% | %
|  |  |  | August | 12.57% | %
|  |  |  | September | 10.44% | %
|  |  |  | October | 7.509% | %
|  |  |  | November | 4.539% | %
|  |  |  | December | 3.238% | %
|  |  |  | EGR period counter | 0 | counter | 0 | 0 | 0 | 0 | 0 | 0 | 0 | 0 | 0 | 0 | 0 | 0 | 0 | 0 | 0 | 0 | 0 | 0 | 0 | 0 | 0 | 0 | 0 | 0 | 0 | 0 | 0 | 0 | 0 | 0 | 0 | 0 | 1 | 2 | 3 | 4 | 5 | 6 | 7 | 8 | 9 | 10 | 11 | 12 | 13 | 14 | 15 | 16 | 17 | 18 | 0 | 0 | 0 | 0 | 0 | 0 | 0 | 0
|  |  |  | Model period end date - monthly | 0 | date | 0 | 0 | 2021-07-31 | 2021-08-31 | 2021-09-30 | 2021-10-31 | 2021-11-30 | 2021-12-31 | 2022-01-31 | 2022-02-28 | 2022-03-31 | 2022-04-30 | 2022-05-31 | 2022-06-30 | 2022-07-31 | 2022-08-31 | 2022-09-30 | 2022-10-31 | 2022-11-30 | 2022-12-31 | 2023-01-31 | 2023-02-28 | 2023-03-31 | 2023-04-30 | 2023-05-31 | 2023-06-30 | 2023-07-31 | 2023-08-31 | 2023-09-30 | 2023-10-31 | 2023-11-30 | 2023-12-31 | 2024-01-31 | 2024-02-29 | 2024-03-31 | 2024-04-30 | 2024-05-31 | 2024-06-30 | 2024-07-31 | 2024-08-31 | 2024-09-30 | 2024-10-31 | 2024-11-30 | 2024-12-31 | 2025-01-31 | 2025-02-28 | 2025-03-31 | 2025-04-30 | 2025-05-31 | 2025-06-30 | 2025-07-31 | 2025-08-31 | 2025-09-30 | 2025-10-31 | 2025-11-30 | 2025-12-31 | 2026-01-31 | 2026-02-28
|  |  |  | Monthly yield EGR period - end month |  | % |  |  | 0% | 0% | 0% | 0% | 0% | 0% | 0% | 0% | 0% | 0% | 0% | 0% | 0% | 0% | 0% | 0% | 0% | 0% | 0% | 0% | 0% | 0% | 0% | 0% | 0% | 0% | 0% | 0% | 0% | 0% | 3.504% | 4.535% | 6.724% | 8.876% | 11.46% | 13.02% | 13.58% | 12.57% | 10.44% | 7.509% | 4.539% | 3.238% | 3.504% | 4.535% | 6.724% | 8.876% | 11.46% | 13.02% | 0% | 0% | 0% | 0% | 0% | 0% | 0% | 0%
|  |  |  | Monthly yield EGR period - start month | 0% | % | 0% | 0% | 0% | 0% | 0% | 0% | 0% | 0% | 0% | 0% | 0% | 0% | 0% | 0% | 0% | 0% | 0% | 0% | 0% | 0% | 0% | 0% | 0% | 0% | 0% | 0% | 0% | 0% | 0% | 0% | 0% | 0% | 3.504% | 4.535% | 6.724% | 8.876% | 11.46% | 13.02% | 13.58% | 12.57% | 10.44% | 7.509% | 4.539% | 3.238% | 3.504% | 4.535% | 6.724% | 8.876% | 11.46% | 13.02% | 0% | 0% | 0% | 0% | 0% | 0% | 0% | 0%
|  |  |  | Monthly yield EGR period - end month | 0% | % | 0% | 0% | 0% | 0% | 0% | 0% | 0% | 0% | 0% | 0% | 0% | 0% | 0% | 0% | 0% | 0% | 0% | 0% | 0% | 0% | 0% | 0% | 0% | 0% | 0% | 0% | 0% | 0% | 0% | 0% | 0% | 0% | 3.504% | 4.535% | 6.724% | 8.876% | 11.46% | 13.02% | 13.58% | 12.57% | 10.44% | 7.509% | 4.539% | 3.238% | 3.504% | 4.535% | 6.724% | 8.876% | 11.46% | 13.02% | 0% | 0% | 0% | 0% | 0% | 0% | 0% | 0%
|  |  |  | Monthly yield EGR period - end month |  | % |  |  | 0% | 0% | 0% | 0% | 0% | 0% | 0% | 0% | 0% | 0% | 0% | 0% | 0% | 0% | 0% | 0% | 0% | 0% | 0% | 0% | 0% | 0% | 0% | 0% | 0% | 0% | 0% | 0% | 0% | 0% | 3.504% | 4.535% | 6.724% | 8.876% | 11.46% | 13.02% | 13.58% | 12.57% | 10.44% | 7.509% | 4.539% | 3.238% | 3.504% | 4.535% | 6.724% | 8.876% | 11.46% | 13.02% | 0% | 0% | 0% | 0% | 0% | 0% | 0% | 0%
Monthly generation - early power
|  |  |  | EGRs based on | P50 | scenario
|  |  |  | P50 annual generation - sensitivity | 0% | %
|  |  |  | P75 annual generation - sensitivity | 0% | %
|  |  |  | P90 annual generation - sensitivity | 0% | %
|  |  |  | EGR yield sensitivity | 0 | %
|  |  |  | EGRs active | 1 | 1 = yes, 0 = no
|  |  |  | P50 Early power capacity - month 1 | 100% | % of plant capacity
|  |  |  | P50 Early power capacity - month 2 | 100% | % of plant capacity
|  |  |  | P50 Early power capacity - month 3 | 100% | % of plant capacity
|  |  |  | P50 Early power capacity - month 4 | 100% | % of plant capacity
|  |  |  | P50 Early power capacity - month 5 | 100% | % of plant capacity
|  |  |  | P50 Early power capacity - month 6 | 100% | % of plant capacity
|  |  |  | P50 Early power capacity - month 7 | 100% | % of plant capacity
|  |  |  | P50 Early power capacity - month 8 | 100% | % of plant capacity
|  |  |  | P50 Early power capacity - month 9 | 100% | % of plant capacity
|  |  |  | P50 Early power capacity - month 10 | 100% | % of plant capacity
|  |  |  | P50 Early power capacity - month 11 | 100% | % of plant capacity
|  |  |  | P50 Early power capacity - month 12 | 100% | % of plant capacity
|  |  |  | P50 Early power capacity - month 13 | 100% | % of plant capacity
|  |  |  | P50 Early power capacity - month 14 | 100% | % of plant capacity
|  |  |  | P50 Early power capacity - month 15 | 100% | % of plant capacity
|  |  |  | P50 Early power capacity - month 16 | 100% | % of plant capacity
|  |  |  | P50 Early power capacity - month 17 | 100% | % of plant capacity
|  |  |  | P50 Early power capacity - month 18 | 100% | % of plant capacity
|  |  |  | P50 Early power capacity - month 19 | 0% | % of plant capacity
|  |  |  | P50 Early power capacity - month 20 | 0% | % of plant capacity
|  |  |  | P50 Early power capacity - month 21 | 0% | % of plant capacity
|  |  |  | P50 Early power capacity - month 22 | 0% | % of plant capacity
|  |  |  | P50 Early power capacity - month 23 | 0% | % of plant capacity
|  |  |  | P50 Early power capacity - month 24 | 0% | % of plant capacity
|  |  |  | P50 Early power capacity - month 25 | 0% | % of plant capacity
|  |  |  | P50 Early power capacity - month 26 | 0% | % of plant capacity
|  |  |  | P50 Early power capacity - month 27 | 0% | % of plant capacity
|  |  |  | P50 Early power capacity - month 28 | 0% | % of plant capacity
|  |  |  | P50 Early power capacity - month 29 | 0% | % of plant capacity
|  |  |  | P50 Early power capacity - month 30 | 0% | % of plant capacity
|  |  |  | P50 Early power capacity - month 31 | 0% | % of plant capacity
|  |  |  | P50 Early power capacity - month 32 | 0% | % of plant capacity
|  |  |  | EGR period counter | 0 | counter | 0 | 0 | 0 | 0 | 0 | 0 | 0 | 0 | 0 | 0 | 0 | 0 | 0 | 0 | 0 | 0 | 0 | 0 | 0 | 0 | 0 | 0 | 0 | 0 | 0 | 0 | 0 | 0 | 0 | 0 | 0 | 0 | 1 | 2 | 3 | 4 | 5 | 6 | 7 | 8 | 9 | 10 | 11 | 12 | 13 | 14 | 15 | 16 | 17 | 18 | 0 | 0 | 0 | 0 | 0 | 0 | 0 | 0
|  |  |  | Early power capacity profile |  | % |  |  | 0% | 0% | 0% | 0% | 0% | 0% | 0% | 0% | 0% | 0% | 0% | 0% | 0% | 0% | 0% | 0% | 0% | 0% | 0% | 0% | 0% | 0% | 0% | 0% | 0% | 0% | 0% | 0% | 0% | 0% | 100% | 100% | 100% | 100% | 100% | 100% | 100% | 100% | 100% | 100% | 100% | 100% | 100% | 100% | 100% | 100% | 100% | 100% | 0% | 0% | 0% | 0% | 0% | 0% | 0% | 0%
|  |  |  | EGRs based on | P50 | scenario
|  |  |  | P50 annual generation - year 0 | 594.248 | GWh
|  |  |  | P75 annual generation - year 0 | 0 | GWh
|  |  |  | P90 annual generation - year 0 | 573.28 | GWh
|  |  |  | P50 annual generation - year 1 | 594.248 | GWh
|  |  |  | Generation capacity | 220 | MW
|  |  |  | Hours in year | 8760 | hours
|  |  |  | Units in a thousand | 1000 | units in thousand
|  |  |  | P50 annual generation - year 1 | 594.248 | GWh
|  |  |  | Plant capacity factor - P50 | 30.83% | %
|  |  |  | EGR yield sensitivity | 0% | %
|  |  |  | Generation capacity | 220 | MW
|  |  |  | Hours in day | 24 | hours
|  |  |  | Days in a year | 365 | days
|  |  |  | Units in a thousand | 1000 | units in thousand
|  |  |  | Plant capacity factor - P50 | 30.83% | %
|  |  |  | Monthly yield EGR period - end month | 0% | % | 0% | 0% | 0% | 0% | 0% | 0% | 0% | 0% | 0% | 0% | 0% | 0% | 0% | 0% | 0% | 0% | 0% | 0% | 0% | 0% | 0% | 0% | 0% | 0% | 0% | 0% | 0% | 0% | 0% | 0% | 0% | 0% | 3.504% | 4.535% | 6.724% | 8.876% | 11.46% | 13.02% | 13.58% | 12.57% | 10.44% | 7.509% | 4.539% | 3.238% | 3.504% | 4.535% | 6.724% | 8.876% | 11.46% | 13.02% | 0% | 0% | 0% | 0% | 0% | 0% | 0% | 0%
|  |  |  | Early power capacity profile | 0% | % | 0% | 0% | 0% | 0% | 0% | 0% | 0% | 0% | 0% | 0% | 0% | 0% | 0% | 0% | 0% | 0% | 0% | 0% | 0% | 0% | 0% | 0% | 0% | 0% | 0% | 0% | 0% | 0% | 0% | 0% | 0% | 0% | 100% | 100% | 100% | 100% | 100% | 100% | 100% | 100% | 100% | 100% | 100% | 100% | 100% | 100% | 100% | 100% | 100% | 100% | 0% | 0% | 0% | 0% | 0% | 0% | 0% | 0%
|  |  |  | Monthly generation - early power |  | GWh | 880.1853 |  | 0 | 0 | 0 | 0 | 0 | 0 | 0 | 0 | 0 | 0 | 0 | 0 | 0 | 0 | 0 | 0 | 0 | 0 | 0 | 0 | 0 | 0 | 0 | 0 | 0 | 0 | 0 | 0 | 0 | 0 | 20.8199 | 26.9476 | 39.9586 | 52.7425 | 68.1018 | 77.3669 | 80.7223 | 74.7096 | 62.0388 | 44.6248 | 26.9757 | 19.2395 | 20.8199 | 26.9476 | 39.9586 | 52.7425 | 68.1018 | 77.3669 | 0 | 0 | 0 | 0 | 0 | 0 | 0 | 0
Pre-operations energy charge
|  |  |  | Model period end date | 0 | date | 0 | 0 | 2021-12-31 | 2022-06-30 | 2022-12-31 | 2023-06-30 | 2023-12-31 | 2024-06-30 | 2024-12-31 | 2025-06-30 | 2025-12-31 | 2026-06-30 | 2026-12-31 | 2027-06-30 | 2027-12-31 | 2028-06-30 | 2028-12-31 | 2029-06-30 | 2029-12-31 | 2030-06-30 | 2030-12-31 | 2031-06-30 | 2031-12-31 | 2032-06-30 | 2032-12-31 | 2033-06-30 | 2033-12-31 | 2034-06-30 | 2034-12-31 | 2035-06-30 | 2035-12-31 | 2036-06-30 | 2036-12-31 | 2037-06-30 | 2037-12-31 | 2038-06-30 | 2038-12-31 | 2039-06-30 | 2039-12-31 | 2040-06-30 | 2040-12-31 | 2041-06-30 | 2041-12-31 | 2042-06-30 | 2042-12-31 | 2043-06-30 | 2043-12-31 | 2044-06-30 | 2044-12-31 | 2045-06-30 | 2045-12-31 | 2046-06-30 | 2046-12-31 | 2047-06-30 | 2047-12-31 | 2048-06-30 | 2048-12-31 | 2049-06-30
|  |  |  | US PPI escalation factor (usppim / usppir) | 0 | factor | 0 | 0 | 1 | 1 | 1 | 1 | 1 | 1 | 1 | 1 | 1.0301 | 1.0301 | 1.0507 | 1.0507 | 1.0717 | 1.0717 | 1.0931 | 1.0931 | 1.115 | 1.115 | 1.1373 | 1.1373 | 1.16 | 1.16 | 1.1832 | 1.1832 | 1.2069 | 1.2069 | 1.231 | 1.231 | 1.2557 | 1.2557 | 1.2808 | 1.2808 | 1.3064 | 1.3064 | 1.3325 | 1.3325 | 1.3592 | 1.3592 | 1.3864 | 1.3864 | 1.4141 | 1.4141 | 1.4424 | 1.4424 | 1.4712 | 1.4712 | 1.5006 | 1.5006 | 1.5306 | 1.5306 | 1.5613 | 1.5613 | 1.5925 | 1.5925 | 1.6243 | 1.6243
|  |  |  | Model period end date - monthly | 0 | date | 0 | 0 | 2021-07-31 | 2021-08-31 | 2021-09-30 | 2021-10-31 | 2021-11-30 | 2021-12-31 | 2022-01-31 | 2022-02-28 | 2022-03-31 | 2022-04-30 | 2022-05-31 | 2022-06-30 | 2022-07-31 | 2022-08-31 | 2022-09-30 | 2022-10-31 | 2022-11-30 | 2022-12-31 | 2023-01-31 | 2023-02-28 | 2023-03-31 | 2023-04-30 | 2023-05-31 | 2023-06-30 | 2023-07-31 | 2023-08-31 | 2023-09-30 | 2023-10-31 | 2023-11-30 | 2023-12-31 | 2024-01-31 | 2024-02-29 | 2024-03-31 | 2024-04-30 | 2024-05-31 | 2024-06-30 | 2024-07-31 | 2024-08-31 | 2024-09-30 | 2024-10-31 | 2024-11-30 | 2024-12-31 | 2025-01-31 | 2025-02-28 | 2025-03-31 | 2025-04-30 | 2025-05-31 | 2025-06-30 | 2025-07-31 | 2025-08-31 | 2025-09-30 | 2025-10-31 | 2025-11-30 | 2025-12-31 | 2026-01-31 | 2026-02-28
|  |  |  | US PPI escalation factor (usppin / usppir) s.a. |  | factor | 9.0301 |  | 0 | 0 | 0 | 0 | 0 | 1 | 0 | 0 | 0 | 0 | 0 | 1 | 0 | 0 | 0 | 0 | 0 | 1 | 0 | 0 | 0 | 0 | 0 | 1 | 0 | 0 | 0 | 0 | 0 | 1 | 0 | 0 | 0 | 0 | 0 | 1 | 0 | 0 | 0 | 0 | 0 | 1 | 0 | 0 | 0 | 0 | 0 | 1 | 0 | 0 | 0 | 0 | 0 | 1.0301 | 0 | 0
|  |  |  | US PPI escalation factor (usppin / usppir) s.a. | 0 | factor | 9.0301 | 0 | 0 | 0 | 0 | 0 | 0 | 1 | 0 | 0 | 0 | 0 | 0 | 1 | 0 | 0 | 0 | 0 | 0 | 1 | 0 | 0 | 0 | 0 | 0 | 1 | 0 | 0 | 0 | 0 | 0 | 1 | 0 | 0 | 0 | 0 | 0 | 1 | 0 | 0 | 0 | 0 | 0 | 1 | 0 | 0 | 0 | 0 | 0 | 1 | 0 | 0 | 0 | 0 | 0 | 1.0301 | 0 | 0
|  |  |  | US PPI escalation factor (usppin / usppir) - m |  | factor |  |  | 1 | 1 | 1 | 1 | 1 | 1 | 1 | 1 | 1 | 1 | 1 | 1 | 1 | 1 | 1 | 1 | 1 | 1 | 1 | 1 | 1 | 1 | 1 | 1 | 1 | 1 | 1 | 1 | 1 | 1 | 1 | 1 | 1 | 1 | 1 | 1 | 1 | 1 | 1 | 1 | 1 | 1 | 1 | 1 | 1 | 1 | 1 | 1 | 1.0301 | 1.0301 | 1.0301 | 1.0301 | 1.0301 | 1.0301 | 0 | 0
|  |  |  | Escalation applicable - Power Plant Energy Charge | 0 | 1= yes, 0 = no
|  |  |  | Energy Charge % during EGR period | 100% | %
|  |  |  | Power plant charge - fixed | 1.9649 | UScts / KWh
|  |  |  | Uscts / USD | 100 | UScts / USD
|  |  |  | Gwh to kwh conversion | 1000000 | KWh / GWh
|  |  |  | Units in a thousand | 1000 | units in thousand
|  |  |  | US PPI escalation factor (usppin / usppir) - m | 0 | factor | 0 | 0 | 1 | 1 | 1 | 1 | 1 | 1 | 1 | 1 | 1 | 1 | 1 | 1 | 1 | 1 | 1 | 1 | 1 | 1 | 1 | 1 | 1 | 1 | 1 | 1 | 1 | 1 | 1 | 1 | 1 | 1 | 1 | 1 | 1 | 1 | 1 | 1 | 1 | 1 | 1 | 1 | 1 | 1 | 1 | 1 | 1 | 1 | 1 | 1 | 1.0301 | 1.0301 | 1.0301 | 1.0301 | 1.0301 | 1.0301 | 0 | 0
|  |  |  | Monthly generation - early power | 0 | GWh | 880.1853 | 0 | 0 | 0 | 0 | 0 | 0 | 0 | 0 | 0 | 0 | 0 | 0 | 0 | 0 | 0 | 0 | 0 | 0 | 0 | 0 | 0 | 0 | 0 | 0 | 0 | 0 | 0 | 0 | 0 | 0 | 0 | 20.8199 | 26.9476 | 39.9586 | 52.7425 | 68.1018 | 77.3669 | 80.7223 | 74.7096 | 62.0388 | 44.6248 | 26.9757 | 19.2395 | 20.8199 | 26.9476 | 39.9586 | 52.7425 | 68.1018 | 77.3669 | 0 | 0 | 0 | 0 | 0 | 0 | 0 | 0
|  |  |  | Pre-operations energy charge - power plant component |  | USD 000s | 17294.825 |  | 0 | 0 | 0 | 0 | 0 | 0 | 0 | 0 | 0 | 0 | 0 | 0 | 0 | 0 | 0 | 0 | 0 | 0 | 0 | 0 | 0 | 0 | 0 | 0 | 0 | 0 | 0 | 0 | 0 | 0 | 409.0911 | 529.4957 | 785.1488 | 1036.3415 | 1338.1374 | 1520.1883 | 1586.1185 | 1467.974 | 1219.0057 | 876.8361 | 530.0475 | 378.0377 | 409.0911 | 529.4957 | 785.1488 | 1036.3415 | 1338.1374 | 1520.1883 | 0 | 0 | 0 | 0 | 0 | 0 | 0 | 0
|  |  |  | Escalation applicable - Interconnection Facilty Energy Charge | 0 | 1= yes, 0 = no
|  |  |  | Energy Charge % during EGR period | 100% | %
|  |  |  | Interconnection facilty charge - fixed | 0.24509 | UScts / KWh
|  |  |  | Uscts / USD | 100 | UScts / USD
|  |  |  | Gwh to kwh conversion | 1000000 | KWh / GWh
|  |  |  | Units in a thousand | 1000 | units in thousand
|  |  |  | US PPI escalation factor (usppin / usppir) - m | 0 | factor | 0 | 0 | 1 | 1 | 1 | 1 | 1 | 1 | 1 | 1 | 1 | 1 | 1 | 1 | 1 | 1 | 1 | 1 | 1 | 1 | 1 | 1 | 1 | 1 | 1 | 1 | 1 | 1 | 1 | 1 | 1 | 1 | 1 | 1 | 1 | 1 | 1 | 1 | 1 | 1 | 1 | 1 | 1 | 1 | 1 | 1 | 1 | 1 | 1 | 1 | 1.0301 | 1.0301 | 1.0301 | 1.0301 | 1.0301 | 1.0301 | 0 | 0
|  |  |  | Monthly generation - early power | 0 | GWh | 880.1853 | 0 | 0 | 0 | 0 | 0 | 0 | 0 | 0 | 0 | 0 | 0 | 0 | 0 | 0 | 0 | 0 | 0 | 0 | 0 | 0 | 0 | 0 | 0 | 0 | 0 | 0 | 0 | 0 | 0 | 0 | 0 | 20.8199 | 26.9476 | 39.9586 | 52.7425 | 68.1018 | 77.3669 | 80.7223 | 74.7096 | 62.0388 | 44.6248 | 26.9757 | 19.2395 | 20.8199 | 26.9476 | 39.9586 | 52.7425 | 68.1018 | 77.3669 | 0 | 0 | 0 | 0 | 0 | 0 | 0 | 0
|  |  |  | Pre-operations energy charge - interconnection facilility component |  | USD 000s | 2157.2701 |  | 0 | 0 | 0 | 0 | 0 | 0 | 0 | 0 | 0 | 0 | 0 | 0 | 0 | 0 | 0 | 0 | 0 | 0 | 0 | 0 | 0 | 0 | 0 | 0 | 0 | 0 | 0 | 0 | 0 | 0 | 51.028 | 66.0467 | 97.9355 | 129.2681 | 166.9126 | 189.6207 | 197.8445 | 183.1077 | 152.0527 | 109.3722 | 66.1155 | 47.1545 | 51.028 | 66.0467 | 97.9355 | 129.2681 | 166.9126 | 189.6207 | 0 | 0 | 0 | 0 | 0 | 0 | 0 | 0
|  |  |  | 0% | 0% | 0%
|  |  |  | Pre-operations energy charge - interconnection facilility component | 0 | USD 000s | 2157.2701 | 0 | 0 | 0 | 0 | 0 | 0 | 0 | 0 | 0 | 0 | 0 | 0 | 0 | 0 | 0 | 0 | 0 | 0 | 0 | 0 | 0 | 0 | 0 | 0 | 0 | 0 | 0 | 0 | 0 | 0 | 0 | 51.028 | 66.0467 | 97.9355 | 129.2681 | 166.9126 | 189.6207 | 197.8445 | 183.1077 | 152.0527 | 109.3722 | 66.1155 | 47.1545 | 51.028 | 66.0467 | 97.9355 | 129.2681 | 166.9126 | 189.6207 | 0 | 0 | 0 | 0 | 0 | 0 | 0 | 0
|  |  |  | Years till COD for compunding factor | 0 | factor | 0 | 0 | 3.9167 | 3.8333 | 3.75 | 3.6667 | 3.5833 | 3.5 | 3.4167 | 3.3333 | 3.25 | 3.1667 | 3.0833 | 3 | 2.9167 | 2.8333 | 2.75 | 2.6667 | 2.5833 | 2.5 | 2.4167 | 2.3333 | 2.25 | 2.1667 | 2.0833 | 2 | 1.9167 | 1.8333 | 1.75 | 1.6667 | 1.5833 | 1.5 | 1.4167 | 1.3333 | 1.25 | 1.1667 | 1.0833 | 1 | 0.91667 | 0.83333 | 0.75 | 0.66667 | 0.58333 | 0.5 | 0.41667 | 0.33333 | 0.25 | 0.16667 | 0.083333 | 0 | 0.083333 | 0.16667 | 0.25 | 0.33333 | 0.41667 | 0.5 | 0.58333 | 0.66111
|  |  |  | Interconnection facility revenue - future value at COD |  | USD 000s |  |  | 0 | 0 | 0 | 0 | 0 | 0 | 0 | 0 | 0 | 0 | 0 | 0 | 0 | 0 | 0 | 0 | 0 | 0 | 0 | 0 | 0 | 0 | 0 | 0 | 0 | 0 | 0 | 0 | 0 | 0 | 51.028 | 66.0467 | 97.9355 | 129.2681 | 166.9126 | 189.6207 | 197.8445 | 183.1077 | 152.0527 | 109.3722 | 66.1155 | 47.1545 | 51.028 | 66.0467 | 97.9355 | 129.2681 | 166.9126 | 189.6207 | 0 | 0 | 0 | 0 | 0 | 0 | 0 | 0
|  |  |  | Interconnection facility revenue at COD | 2157.2701 | USD 000s
Initial electricity payment
|  |  |  | Pre-operations energy charge - power plant component | 0 | USD 000s | 17294.825 | 0 | 0 | 0 | 0 | 0 | 0 | 0 | 0 | 0 | 0 | 0 | 0 | 0 | 0 | 0 | 0 | 0 | 0 | 0 | 0 | 0 | 0 | 0 | 0 | 0 | 0 | 0 | 0 | 0 | 0 | 0 | 409.0911 | 529.4957 | 785.1488 | 1036.3415 | 1338.1374 | 1520.1883 | 1586.1185 | 1467.974 | 1219.0057 | 876.8361 | 530.0475 | 378.0377 | 409.0911 | 529.4957 | 785.1488 | 1036.3415 | 1338.1374 | 1520.1883 | 0 | 0 | 0 | 0 | 0 | 0 | 0 | 0
|  |  |  | Pre-operations energy charge - interconnection facilility component | 0 | USD 000s | 2157.2701 | 0 | 0 | 0 | 0 | 0 | 0 | 0 | 0 | 0 | 0 | 0 | 0 | 0 | 0 | 0 | 0 | 0 | 0 | 0 | 0 | 0 | 0 | 0 | 0 | 0 | 0 | 0 | 0 | 0 | 0 | 0 | 51.028 | 66.0467 | 97.9355 | 129.2681 | 166.9126 | 189.6207 | 197.8445 | 183.1077 | 152.0527 | 109.3722 | 66.1155 | 47.1545 | 51.028 | 66.0467 | 97.9355 | 129.2681 | 166.9126 | 189.6207 | 0 | 0 | 0 | 0 | 0 | 0 | 0 | 0
|  |  |  | Pre-operations energy charge |  | USD 000s | 19452.0951 |  | 0 | 0 | 0 | 0 | 0 | 0 | 0 | 0 | 0 | 0 | 0 | 0 | 0 | 0 | 0 | 0 | 0 | 0 | 0 | 0 | 0 | 0 | 0 | 0 | 0 | 0 | 0 | 0 | 0 | 0 | 460.119 | 595.5424 | 883.0844 | 1165.6096 | 1505.0499 | 1709.809 | 1783.963 | 1651.0817 | 1371.0584 | 986.2082 | 596.163 | 425.1922 | 460.119 | 595.5424 | 883.0844 | 1165.6096 | 1505.0499 | 1709.809 | 0 | 0 | 0 | 0 | 0 | 0 | 0 | 0
|  |  |  | Total pre-operations energy charge - calc | 19452.0951 | USD 000s
Cash received for EGR
|  |  |  | EGR receivables months during construction | 2 | months
|  |  |  | Pre-operations energy charge | 0 | USD 000s | 19452.0951 | 0 | 0 | 0 | 0 | 0 | 0 | 0 | 0 | 0 | 0 | 0 | 0 | 0 | 0 | 0 | 0 | 0 | 0 | 0 | 0 | 0 | 0 | 0 | 0 | 0 | 0 | 0 | 0 | 0 | 0 | 0 | 460.119 | 595.5424 | 883.0844 | 1165.6096 | 1505.0499 | 1709.809 | 1783.963 | 1651.0817 | 1371.0584 | 986.2082 | 596.163 | 425.1922 | 460.119 | 595.5424 | 883.0844 | 1165.6096 | 1505.0499 | 1709.809 | 0 | 0 | 0 | 0 | 0 | 0 | 0 | 0
|  |  |  | Model column counter - monthly | 0 | counter | 0 | 0 | 1 | 2 | 3 | 4 | 5 | 6 | 7 | 8 | 9 | 10 | 11 | 12 | 13 | 14 | 15 | 16 | 17 | 18 | 19 | 20 | 21 | 22 | 23 | 24 | 25 | 26 | 27 | 28 | 29 | 30 | 31 | 32 | 33 | 34 | 35 | 36 | 37 | 38 | 39 | 40 | 41 | 42 | 43 | 44 | 45 | 46 | 47 | 48 | 49 | 50 | 51 | 52 | 53 | 54 | 55 | 56
|  |  |  | Cash received for EGR - unrestricted |  | USD 000s | 19452.0951 |  | 0 | 0 | 0 | 0 | 0 | 0 | 0 | 0 | 0 | 0 | 0 | 0 | 0 | 0 | 0 | 0 | 0 | 0 | 0 | 0 | 0 | 0 | 0 | 0 | 0 | 0 | 0 | 0 | 0 | 0 | 0 | 0 | 460.119 | 595.5424 | 883.0844 | 1165.6096 | 1505.0499 | 1709.809 | 1783.963 | 1651.0817 | 1371.0584 | 986.2082 | 596.163 | 425.1922 | 460.119 | 595.5424 | 883.0844 | 1165.6096 | 1505.0499 | 1709.809 | 0 | 0 | 0 | 0 | 0 | 0
|  |  |  | Cash received for EGR - unrestricted | 0 | USD 000s | 19452.0951 | 0 | 0 | 0 | 0 | 0 | 0 | 0 | 0 | 0 | 0 | 0 | 0 | 0 | 0 | 0 | 0 | 0 | 0 | 0 | 0 | 0 | 0 | 0 | 0 | 0 | 0 | 0 | 0 | 0 | 0 | 0 | 0 | 0 | 460.119 | 595.5424 | 883.0844 | 1165.6096 | 1505.0499 | 1709.809 | 1783.963 | 1651.0817 | 1371.0584 | 986.2082 | 596.163 | 425.1922 | 460.119 | 595.5424 | 883.0844 | 1165.6096 | 1505.0499 | 1709.809 | 0 | 0 | 0 | 0 | 0 | 0
|  |  |  | EGR period counter | 0 | counter | 0 | 0 | 0 | 0 | 0 | 0 | 0 | 0 | 0 | 0 | 0 | 0 | 0 | 0 | 0 | 0 | 0 | 0 | 0 | 0 | 0 | 0 | 0 | 0 | 0 | 0 | 0 | 0 | 0 | 0 | 0 | 0 | 1 | 2 | 3 | 4 | 5 | 6 | 7 | 8 | 9 | 10 | 11 | 12 | 13 | 14 | 15 | 16 | 17 | 18 | 0 | 0 | 0 | 0 | 0 | 0 | 0 | 0
|  |  |  | Cash received for EGR |  | USD 000s | 16237.2362 |  | 0 | 0 | 0 | 0 | 0 | 0 | 0 | 0 | 0 | 0 | 0 | 0 | 0 | 0 | 0 | 0 | 0 | 0 | 0 | 0 | 0 | 0 | 0 | 0 | 0 | 0 | 0 | 0 | 0 | 0 | 0 | 0 | 460.119 | 595.5424 | 883.0844 | 1165.6096 | 1505.0499 | 1709.809 | 1783.963 | 1651.0817 | 1371.0584 | 986.2082 | 596.163 | 425.1922 | 460.119 | 595.5424 | 883.0844 | 1165.6096 | 0 | 0 | 0 | 0 | 0 | 0 | 0 | 0
|  |  |  | Total cash received for EGR during construction | 16237.2362 | USD 000s
Accounts receivable
|  |  |  | Accounts receivable balance - construction BEG |  | USD 000s |  |  | 0 | 0 | 0 | 0 | 0 | 0 | 0 | 0 | 0 | 0 | 0 | 0 | 0 | 0 | 0 | 0 | 0 | 0 | 0 | 0 | 0 | 0 | 0 | 0 | 0 | 0 | 0 | 0 | 0 | 0 | 0 | 460.119 | 1055.6614 | 1478.6268 | 2048.694 | 2670.6595 | 3214.8589 | 3493.7719 | 3435.0447 | 3022.1401 | 2357.2666 | 1582.3712 | 1021.3552 | 885.3112 | 1055.6614 | 1478.6268 | 2048.694 | 2670.6595 | 3214.8589 | 3214.8589 | 3214.8589 | 3214.8589 | 3214.8589 | 3214.8589 | 3214.8589 | 3214.8589
|  |  | Plus | Pre-operations energy charge | 0 | USD 000s | 19452.0951 | 0 | 0 | 0 | 0 | 0 | 0 | 0 | 0 | 0 | 0 | 0 | 0 | 0 | 0 | 0 | 0 | 0 | 0 | 0 | 0 | 0 | 0 | 0 | 0 | 0 | 0 | 0 | 0 | 0 | 0 | 0 | 460.119 | 595.5424 | 883.0844 | 1165.6096 | 1505.0499 | 1709.809 | 1783.963 | 1651.0817 | 1371.0584 | 986.2082 | 596.163 | 425.1922 | 460.119 | 595.5424 | 883.0844 | 1165.6096 | 1505.0499 | 1709.809 | 0 | 0 | 0 | 0 | 0 | 0 | 0 | 0
|  |  | Less | Cash received for EGR | 0 | USD 000s | 16237.2362 | 0 | 0 | 0 | 0 | 0 | 0 | 0 | 0 | 0 | 0 | 0 | 0 | 0 | 0 | 0 | 0 | 0 | 0 | 0 | 0 | 0 | 0 | 0 | 0 | 0 | 0 | 0 | 0 | 0 | 0 | 0 | 0 | 0 | 460.119 | 595.5424 | 883.0844 | 1165.6096 | 1505.0499 | 1709.809 | 1783.963 | 1651.0817 | 1371.0584 | 986.2082 | 596.163 | 425.1922 | 460.119 | 595.5424 | 883.0844 | 1165.6096 | 0 | 0 | 0 | 0 | 0 | 0 | 0 | 0
|  |  |  | Accounts receivable balance - construction |  | USD 000s |  |  | 0 | 0 | 0 | 0 | 0 | 0 | 0 | 0 | 0 | 0 | 0 | 0 | 0 | 0 | 0 | 0 | 0 | 0 | 0 | 0 | 0 | 0 | 0 | 0 | 0 | 0 | 0 | 0 | 0 | 0 | 460.119 | 1055.6614 | 1478.6268 | 2048.694 | 2670.6595 | 3214.8589 | 3493.7719 | 3435.0447 | 3022.1401 | 2357.2666 | 1582.3712 | 1021.3552 | 885.3112 | 1055.6614 | 1478.6268 | 2048.694 | 2670.6595 | 3214.8589 | 3214.8589 | 3214.8589 | 3214.8589 | 3214.8589 | 3214.8589 | 3214.8589 | 3214.8589 | 3214.8589
|  |  |  | Model column counter | 0 | counter | 0 | 0 | 1 | 2 | 3 | 4 | 5 | 6 | 7 | 8 | 9 | 10 | 11 | 12 | 13 | 14 | 15 | 16 | 17 | 18 | 19 | 20 | 21 | 22 | 23 | 24 | 25 | 26 | 27 | 28 | 29 | 30 | 31 | 32 | 33 | 34 | 35 | 36 | 37 | 38 | 39 | 40 | 41 | 42 | 43 | 44 | 45 | 46 | 47 | 48 | 49 | 50 | 51 | 52 | 53 | 54 | 55 | 56
|  |  |  | Semi annually period number counter | 0 | counter | 0 | 0 | 1 | 1 | 1 | 1 | 1 | 1 | 2 | 2 | 2 | 2 | 2 | 2 | 3 | 3 | 3 | 3 | 3 | 3 | 4 | 4 | 4 | 4 | 4 | 4 | 5 | 5 | 5 | 5 | 5 | 5 | 6 | 6 | 6 | 6 | 6 | 6 | 7 | 7 | 7 | 7 | 7 | 7 | 8 | 8 | 8 | 8 | 8 | 8 | 9 | 9 | 9 | 9 | 9 | 9 | 10 | 10
|  |  |  | Pre-operations energy charge | 0 | USD 000s | 19452.0951 | 0 | 0 | 0 | 0 | 0 | 0 | 0 | 0 | 0 | 0 | 0 | 0 | 0 | 0 | 0 | 0 | 0 | 0 | 0 | 0 | 0 | 0 | 0 | 0 | 0 | 0 | 0 | 0 | 0 | 0 | 0 | 460.119 | 595.5424 | 883.0844 | 1165.6096 | 1505.0499 | 1709.809 | 1783.963 | 1651.0817 | 1371.0584 | 986.2082 | 596.163 | 425.1922 | 460.119 | 595.5424 | 883.0844 | 1165.6096 | 1505.0499 | 1709.809 | 0 | 0 | 0 | 0 | 0 | 0 | 0 | 0
|  |  |  | Initial electricity payment during construction |  | USD 000s | 19452.0951 |  | 0 | 0 | 0 | 0 | 0 | 6319.2143 | 6813.6665 | 6319.2143 | 0 | 0 | 0 | 0 | 0 | 0 | 0 | 0 | 0 | 0 | 0 | 0 | 0 | 0 | 0 | 0 | 0 | 0 | 0 | 0 | 0 | 0 | 0 | 0 | 0 | 0 | 0 | 0 | 0 | 0 | 0 | 0 | 0 | 0 | 0 | 0 | 0 | 0 | 0 | 0 | 0 | 0 | 0 | 0 | 0 | 0 | 0 | 0
|  |  |  | Model column counter | 0 | counter | 0 | 0 | 1 | 2 | 3 | 4 | 5 | 6 | 7 | 8 | 9 | 10 | 11 | 12 | 13 | 14 | 15 | 16 | 17 | 18 | 19 | 20 | 21 | 22 | 23 | 24 | 25 | 26 | 27 | 28 | 29 | 30 | 31 | 32 | 33 | 34 | 35 | 36 | 37 | 38 | 39 | 40 | 41 | 42 | 43 | 44 | 45 | 46 | 47 | 48 | 49 | 50 | 51 | 52 | 53 | 54 | 55 | 56
|  |  |  | Semi annually period number counter | 0 | counter | 0 | 0 | 1 | 1 | 1 | 1 | 1 | 1 | 2 | 2 | 2 | 2 | 2 | 2 | 3 | 3 | 3 | 3 | 3 | 3 | 4 | 4 | 4 | 4 | 4 | 4 | 5 | 5 | 5 | 5 | 5 | 5 | 6 | 6 | 6 | 6 | 6 | 6 | 7 | 7 | 7 | 7 | 7 | 7 | 8 | 8 | 8 | 8 | 8 | 8 | 9 | 9 | 9 | 9 | 9 | 9 | 10 | 10
|  |  |  | Cash received for EGR | 0 | USD 000s | 16237.2362 | 0 | 0 | 0 | 0 | 0 | 0 | 0 | 0 | 0 | 0 | 0 | 0 | 0 | 0 | 0 | 0 | 0 | 0 | 0 | 0 | 0 | 0 | 0 | 0 | 0 | 0 | 0 | 0 | 0 | 0 | 0 | 0 | 0 | 460.119 | 595.5424 | 883.0844 | 1165.6096 | 1505.0499 | 1709.809 | 1783.963 | 1651.0817 | 1371.0584 | 986.2082 | 596.163 | 425.1922 | 460.119 | 595.5424 | 883.0844 | 1165.6096 | 0 | 0 | 0 | 0 | 0 | 0 | 0 | 0
|  |  |  | Cash received for initial electricity payment during construction |  | USD 000s | 16237.2362 |  | 0 | 0 | 0 | 0 | 0 | 3104.3554 | 9007.1702 | 4125.7106 | 0 | 0 | 0 | 0 | 0 | 0 | 0 | 0 | 0 | 0 | 0 | 0 | 0 | 0 | 0 | 0 | 0 | 0 | 0 | 0 | 0 | 0 | 0 | 0 | 0 | 0 | 0 | 0 | 0 | 0 | 0 | 0 | 0 | 0 | 0 | 0 | 0 | 0 | 0 | 0 | 0 | 0 | 0 | 0 | 0 | 0 | 0 | 0
EARLY GENERATION COSTS
O&M cost 1 - early power
|  |  |  | EGRs active | 1 | 1 = yes, 0 = no
|  |  |  | Opex cost - sensitivity | 0% | %
|  |  |  | O&M cost - early power - month 1 | 75.3375 | USD 000s
|  |  |  | O&M cost - early power - month 2 | 75.3375 | USD 000s
|  |  |  | O&M cost - early power - month 3 | 75.3375 | USD 000s
|  |  |  | O&M cost - early power - month 4 | 75.3375 | USD 000s
|  |  |  | O&M cost - early power - month 5 | 75.3375 | USD 000s
|  |  |  | O&M cost - early power - month 6 | 75.3375 | USD 000s
|  |  |  | O&M cost - early power - month 7 | 75.3375 | USD 000s
|  |  |  | O&M cost - early power - month 8 | 75.3375 | USD 000s
|  |  |  | O&M cost - early power - month 9 | 75.3375 | USD 000s
|  |  |  | O&M cost - early power - month 10 | 75.3375 | USD 000s
|  |  |  | O&M cost - early power - month 11 | 75.3375 | USD 000s
|  |  |  | O&M cost - early power - month 12 | 75.3375 | USD 000s
|  |  |  | O&M cost - early power - month 13 | 75.3375 | USD 000s
|  |  |  | O&M cost - early power - month 14 | 75.3375 | USD 000s
|  |  |  | O&M cost - early power - month 15 | 75.3375 | USD 000s
|  |  |  | O&M cost - early power - month 16 | 75.3375 | USD 000s
|  |  |  | O&M cost - early power - month 17 | 75.3375 | USD 000s
|  |  |  | O&M cost - early power - month 18 | 75.3375 | USD 000s
|  |  |  | O&M cost - early power - month 19 | 0 | USD 000s
|  |  |  | O&M cost - early power - month 20 | 0 | USD 000s
|  |  |  | O&M cost - early power - month 21 | 0 | USD 000s
|  |  |  | O&M cost - early power - month 22 | 0 | USD 000s
|  |  |  | O&M cost - early power - month 23 | 0 | USD 000s
|  |  |  | O&M cost - early power - month 24 | 0 | USD 000s
|  |  |  | O&M cost - early power - month 25 | 0 | USD 000s
|  |  |  | O&M cost - early power - month 26 | 0 | USD 000s
|  |  |  | O&M cost - early power - month 27 | 0 | USD 000s
|  |  |  | O&M cost - early power - month 28 | 0 | USD 000s
|  |  |  | O&M cost - early power - month 29 | 0 | USD 000s
|  |  |  | O&M cost - early power - month 30 | 0 | USD 000s
|  |  |  | O&M cost - early power - month 31 | 0 | USD 000s
|  |  |  | O&M cost - early power - month 32 | 0 | USD 000s
|  |  |  | EGR period counter | 0 | counter | 0 | 0 | 0 | 0 | 0 | 0 | 0 | 0 | 0 | 0 | 0 | 0 | 0 | 0 | 0 | 0 | 0 | 0 | 0 | 0 | 0 | 0 | 0 | 0 | 0 | 0 | 0 | 0 | 0 | 0 | 0 | 0 | 1 | 2 | 3 | 4 | 5 | 6 | 7 | 8 | 9 | 10 | 11 | 12 | 13 | 14 | 15 | 16 | 17 | 18 | 0 | 0 | 0 | 0 | 0 | 0 | 0 | 0
|  |  |  | O&M cost - early power - unindexed |  | USD 000s | 1356.075 |  | 0 | 0 | 0 | 0 | 0 | 0 | 0 | 0 | 0 | 0 | 0 | 0 | 0 | 0 | 0 | 0 | 0 | 0 | 0 | 0 | 0 | 0 | 0 | 0 | 0 | 0 | 0 | 0 | 0 | 0 | 75.3375 | 75.3375 | 75.3375 | 75.3375 | 75.3375 | 75.3375 | 75.3375 | 75.3375 | 75.3375 | 75.3375 | 75.3375 | 75.3375 | 75.3375 | 75.3375 | 75.3375 | 75.3375 | 75.3375 | 75.3375 | 0 | 0 | 0 | 0 | 0 | 0 | 0 | 0
Summary - unindexed
|  |  |  | O&M cost - early power - unindexed | 0 | USD 000s | 1356.075 | 0 | 0 | 0 | 0 | 0 | 0 | 0 | 0 | 0 | 0 | 0 | 0 | 0 | 0 | 0 | 0 | 0 | 0 | 0 | 0 | 0 | 0 | 0 | 0 | 0 | 0 | 0 | 0 | 0 | 0 | 0 | 75.3375 | 75.3375 | 75.3375 | 75.3375 | 75.3375 | 75.3375 | 75.3375 | 75.3375 | 75.3375 | 75.3375 | 75.3375 | 75.3375 | 75.3375 | 75.3375 | 75.3375 | 75.3375 | 75.3375 | 75.3375 | 0 | 0 | 0 | 0 | 0 | 0 | 0 | 0
|  |  |  | Early generation costs accrued - unindexed |  | USD 000s | 1356.075 |  | 0 | 0 | 0 | 0 | 0 | 0 | 0 | 0 | 0 | 0 | 0 | 0 | 0 | 0 | 0 | 0 | 0 | 0 | 0 | 0 | 0 | 0 | 0 | 0 | 0 | 0 | 0 | 0 | 0 | 0 | 75.3375 | 75.3375 | 75.3375 | 75.3375 | 75.3375 | 75.3375 | 75.3375 | 75.3375 | 75.3375 | 75.3375 | 75.3375 | 75.3375 | 75.3375 | 75.3375 | 75.3375 | 75.3375 | 75.3375 | 75.3375 | 0 | 0 | 0 | 0 | 0 | 0 | 0 | 0
|  |  |  | USD to Som exchange rate | 11000 | Som / USD
|  |  |  | Local portion of O&M cost - construction | 0% | %
|  |  |  | Early generation costs accrued - unindexed | 0 | USD 000s | 1356.075 | 0 | 0 | 0 | 0 | 0 | 0 | 0 | 0 | 0 | 0 | 0 | 0 | 0 | 0 | 0 | 0 | 0 | 0 | 0 | 0 | 0 | 0 | 0 | 0 | 0 | 0 | 0 | 0 | 0 | 0 | 0 | 75.3375 | 75.3375 | 75.3375 | 75.3375 | 75.3375 | 75.3375 | 75.3375 | 75.3375 | 75.3375 | 75.3375 | 75.3375 | 75.3375 | 75.3375 | 75.3375 | 75.3375 | 75.3375 | 75.3375 | 75.3375 | 0 | 0 | 0 | 0 | 0 | 0 | 0 | 0
|  |  |  | Early generation costs incurred - LC portion - unindexed |  | Som 000s | 0 |  | 0 | 0 | 0 | 0 | 0 | 0 | 0 | 0 | 0 | 0 | 0 | 0 | 0 | 0 | 0 | 0 | 0 | 0 | 0 | 0 | 0 | 0 | 0 | 0 | 0 | 0 | 0 | 0 | 0 | 0 | 0 | 0 | 0 | 0 | 0 | 0 | 0 | 0 | 0 | 0 | 0 | 0 | 0 | 0 | 0 | 0 | 0 | 0 | 0 | 0 | 0 | 0 | 0 | 0 | 0 | 0
|  |  |  | Local portion of O&M cost - construction | 0% | %
|  |  |  | Early generation costs accrued - unindexed | 0 | USD 000s | 1356.075 | 0 | 0 | 0 | 0 | 0 | 0 | 0 | 0 | 0 | 0 | 0 | 0 | 0 | 0 | 0 | 0 | 0 | 0 | 0 | 0 | 0 | 0 | 0 | 0 | 0 | 0 | 0 | 0 | 0 | 0 | 0 | 75.3375 | 75.3375 | 75.3375 | 75.3375 | 75.3375 | 75.3375 | 75.3375 | 75.3375 | 75.3375 | 75.3375 | 75.3375 | 75.3375 | 75.3375 | 75.3375 | 75.3375 | 75.3375 | 75.3375 | 75.3375 | 0 | 0 | 0 | 0 | 0 | 0 | 0 | 0
|  |  |  | Early generation costs incurred - FC portion - unindexed |  | USD 000s | 1356.075 |  | 0 | 0 | 0 | 0 | 0 | 0 | 0 | 0 | 0 | 0 | 0 | 0 | 0 | 0 | 0 | 0 | 0 | 0 | 0 | 0 | 0 | 0 | 0 | 0 | 0 | 0 | 0 | 0 | 0 | 0 | 75.3375 | 75.3375 | 75.3375 | 75.3375 | 75.3375 | 75.3375 | 75.3375 | 75.3375 | 75.3375 | 75.3375 | 75.3375 | 75.3375 | 75.3375 | 75.3375 | 75.3375 | 75.3375 | 75.3375 | 75.3375 | 0 | 0 | 0 | 0 | 0 | 0 | 0 | 0
Summary - indexed
|  |  |  | Early generation costs incurred - LC portion - unindexed | 0 | Som 000s | 0 | 0 | 0 | 0 | 0 | 0 | 0 | 0 | 0 | 0 | 0 | 0 | 0 | 0 | 0 | 0 | 0 | 0 | 0 | 0 | 0 | 0 | 0 | 0 | 0 | 0 | 0 | 0 | 0 | 0 | 0 | 0 | 0 | 0 | 0 | 0 | 0 | 0 | 0 | 0 | 0 | 0 | 0 | 0 | 0 | 0 | 0 | 0 | 0 | 0 | 0 | 0 | 0 | 0 | 0 | 0 | 0 | 0
|  |  |  | Uzbekistann cpi escalation factor (cpim / cpir) - monthly | 0 | factor | 0 | 0 | 1 | 1 | 1 | 1 | 1 | 1 | 1 | 1 | 1 | 1 | 1 | 1 | 1 | 1 | 1 | 1 | 1 | 1 | 1 | 1 | 1 | 1 | 1 | 1 | 1 | 1 | 1 | 1 | 1 | 1 | 1 | 1 | 1 | 1 | 1 | 1 | 1 | 1 | 1 | 1 | 1 | 1 | 1 | 1 | 1 | 1 | 1 | 1 | 1 | 1 | 1 | 1 | 1 | 1 | 1 | 1
|  |  |  | Operating costs incurred - LC portion |  | Som 000s | 0 |  | 0 | 0 | 0 | 0 | 0 | 0 | 0 | 0 | 0 | 0 | 0 | 0 | 0 | 0 | 0 | 0 | 0 | 0 | 0 | 0 | 0 | 0 | 0 | 0 | 0 | 0 | 0 | 0 | 0 | 0 | 0 | 0 | 0 | 0 | 0 | 0 | 0 | 0 | 0 | 0 | 0 | 0 | 0 | 0 | 0 | 0 | 0 | 0 | 0 | 0 | 0 | 0 | 0 | 0 | 0 | 0
|  |  |  | Early generation costs incurred - FC portion - unindexed | 0 | USD 000s | 1356.075 | 0 | 0 | 0 | 0 | 0 | 0 | 0 | 0 | 0 | 0 | 0 | 0 | 0 | 0 | 0 | 0 | 0 | 0 | 0 | 0 | 0 | 0 | 0 | 0 | 0 | 0 | 0 | 0 | 0 | 0 | 0 | 75.3375 | 75.3375 | 75.3375 | 75.3375 | 75.3375 | 75.3375 | 75.3375 | 75.3375 | 75.3375 | 75.3375 | 75.3375 | 75.3375 | 75.3375 | 75.3375 | 75.3375 | 75.3375 | 75.3375 | 75.3375 | 0 | 0 | 0 | 0 | 0 | 0 | 0 | 0
|  |  |  | US PPI escalation factor (usppim / usppir) - monthly | 0 | factor | 0 | 0 | 1 | 1 | 1 | 1 | 1 | 1 | 1 | 1 | 1 | 1 | 1 | 1 | 1 | 1 | 1 | 1 | 1 | 1 | 1 | 1 | 1 | 1 | 1 | 1 | 1 | 1 | 1 | 1 | 1 | 1 | 1 | 1 | 1 | 1 | 1 | 1 | 1 | 1 | 1 | 1 | 1 | 1 | 1 | 1 | 1 | 1 | 1 | 1 | 1 | 1 | 1 | 1 | 1 | 1 | 1 | 1
|  |  |  | Operating costs incurred - FC portion |  | USD 000s | 1356.075 |  | 0 | 0 | 0 | 0 | 0 | 0 | 0 | 0 | 0 | 0 | 0 | 0 | 0 | 0 | 0 | 0 | 0 | 0 | 0 | 0 | 0 | 0 | 0 | 0 | 0 | 0 | 0 | 0 | 0 | 0 | 75.3375 | 75.3375 | 75.3375 | 75.3375 | 75.3375 | 75.3375 | 75.3375 | 75.3375 | 75.3375 | 75.3375 | 75.3375 | 75.3375 | 75.3375 | 75.3375 | 75.3375 | 75.3375 | 75.3375 | 75.3375 | 0 | 0 | 0 | 0 | 0 | 0 | 0 | 0
Operating costs excluding VAT
|  |  |  | USD to Som exchange rate for period (EXRn) - monthly | 0 | Som / USD | 0 | 0 | 11000 | 11000 | 11000 | 11000 | 11000 | 11000 | 11000 | 11000 | 11000 | 11000 | 11000 | 11000 | 11000 | 11000 | 11000 | 11000 | 11000 | 11000 | 11000 | 11000 | 11000 | 11000 | 11000 | 11000 | 11000 | 11000 | 11000 | 11000 | 11000 | 11000 | 11000 | 11000 | 11000 | 11036.5996 | 11073.3209 | 11110.1644 | 11147.1305 | 11184.2196 | 11221.4322 | 11258.7685 | 11296.229 | 11333.8142 | 11371.5245 | 11409.3602 | 11447.3218 | 11476.8448 | 11506.444 | 11536.1195 | 11000 | 11000 | 11000 | 11000 | 11000 | 11000 | 11000 | 11000
|  |  |  | Operating costs incurred - LC portion | 0 | Som 000s | 0 | 0 | 0 | 0 | 0 | 0 | 0 | 0 | 0 | 0 | 0 | 0 | 0 | 0 | 0 | 0 | 0 | 0 | 0 | 0 | 0 | 0 | 0 | 0 | 0 | 0 | 0 | 0 | 0 | 0 | 0 | 0 | 0 | 0 | 0 | 0 | 0 | 0 | 0 | 0 | 0 | 0 | 0 | 0 | 0 | 0 | 0 | 0 | 0 | 0 | 0 | 0 | 0 | 0 | 0 | 0 | 0 | 0
|  |  |  | Operating costs incurred - FC portion | 0 | USD 000s | 1356.075 | 0 | 0 | 0 | 0 | 0 | 0 | 0 | 0 | 0 | 0 | 0 | 0 | 0 | 0 | 0 | 0 | 0 | 0 | 0 | 0 | 0 | 0 | 0 | 0 | 0 | 0 | 0 | 0 | 0 | 0 | 0 | 75.3375 | 75.3375 | 75.3375 | 75.3375 | 75.3375 | 75.3375 | 75.3375 | 75.3375 | 75.3375 | 75.3375 | 75.3375 | 75.3375 | 75.3375 | 75.3375 | 75.3375 | 75.3375 | 75.3375 | 75.3375 | 0 | 0 | 0 | 0 | 0 | 0 | 0 | 0
|  |  |  | Operating costs excluding VAT excluding WHT |  | USD 000s | 1356.075 |  | 0 | 0 | 0 | 0 | 0 | 0 | 0 | 0 | 0 | 0 | 0 | 0 | 0 | 0 | 0 | 0 | 0 | 0 | 0 | 0 | 0 | 0 | 0 | 0 | 0 | 0 | 0 | 0 | 0 | 0 | 75.3375 | 75.3375 | 75.3375 | 75.3375 | 75.3375 | 75.3375 | 75.3375 | 75.3375 | 75.3375 | 75.3375 | 75.3375 | 75.3375 | 75.3375 | 75.3375 | 75.3375 | 75.3375 | 75.3375 | 75.3375 | 0 | 0 | 0 | 0 | 0 | 0 | 0 | 0
|  |  |  | VAT standard rate | 12% | %
|  |  |  | VAT exemption rate | 0% | %
|  |  |  | VAT exemption period | 0 | years
|  |  |  | Construction year (including FC) | 0 | year | 0 | 0 | 0 | 0 | 0 | 0 | 0 | 0 | 0 | 0 | 0 | 0 | 0 | 0 | 0 | 0 | 0 | 0 | 0 | 0 | 0 | 0 | 1 | 1 | 1 | 1 | 1 | 1 | 1 | 1 | 1 | 1 | 1 | 1 | 2 | 2 | 2 | 2 | 2 | 2 | 2 | 2 | 2 | 2 | 2 | 2 | 3 | 3 | 3 | 3 | 0 | 0 | 0 | 0 | 0 | 0 | 0 | 0
|  |  |  | Operating costs excluding VAT excluding WHT | 0 | USD 000s | 1356.075 | 0 | 0 | 0 | 0 | 0 | 0 | 0 | 0 | 0 | 0 | 0 | 0 | 0 | 0 | 0 | 0 | 0 | 0 | 0 | 0 | 0 | 0 | 0 | 0 | 0 | 0 | 0 | 0 | 0 | 0 | 0 | 75.3375 | 75.3375 | 75.3375 | 75.3375 | 75.3375 | 75.3375 | 75.3375 | 75.3375 | 75.3375 | 75.3375 | 75.3375 | 75.3375 | 75.3375 | 75.3375 | 75.3375 | 75.3375 | 75.3375 | 75.3375 | 0 | 0 | 0 | 0 | 0 | 0 | 0 | 0
|  |  |  | Operating costs including VAT excluding WHT |  | USD 000s | 1518.804 |  | 0 | 0 | 0 | 0 | 0 | 0 | 0 | 0 | 0 | 0 | 0 | 0 | 0 | 0 | 0 | 0 | 0 | 0 | 0 | 0 | 0 | 0 | 0 | 0 | 0 | 0 | 0 | 0 | 0 | 0 | 84.378 | 84.378 | 84.378 | 84.378 | 84.378 | 84.378 | 84.378 | 84.378 | 84.378 | 84.378 | 84.378 | 84.378 | 84.378 | 84.378 | 84.378 | 84.378 | 84.378 | 84.378 | 0 | 0 | 0 | 0 | 0 | 0 | 0 | 0
WHT on O&M costs
|  |  |  | WHT on operating costs - foreign portion | 0% | %
|  |  |  | Operating costs excluding VAT excluding WHT | 0 | USD 000s | 1356.075 | 0 | 0 | 0 | 0 | 0 | 0 | 0 | 0 | 0 | 0 | 0 | 0 | 0 | 0 | 0 | 0 | 0 | 0 | 0 | 0 | 0 | 0 | 0 | 0 | 0 | 0 | 0 | 0 | 0 | 0 | 0 | 75.3375 | 75.3375 | 75.3375 | 75.3375 | 75.3375 | 75.3375 | 75.3375 | 75.3375 | 75.3375 | 75.3375 | 75.3375 | 75.3375 | 75.3375 | 75.3375 | 75.3375 | 75.3375 | 75.3375 | 75.3375 | 0 | 0 | 0 | 0 | 0 | 0 | 0 | 0
|  |  |  | WHT on O&M costs |  | USD 000s | 0 |  | 0 | 0 | 0 | 0 | 0 | 0 | 0 | 0 | 0 | 0 | 0 | 0 | 0 | 0 | 0 | 0 | 0 | 0 | 0 | 0 | 0 | 0 | 0 | 0 | 0 | 0 | 0 | 0 | 0 | 0 | 0 | 0 | 0 | 0 | 0 | 0 | 0 | 0 | 0 | 0 | 0 | 0 | 0 | 0 | 0 | 0 | 0 | 0 | 0 | 0 | 0 | 0 | 0 | 0 | 0 | 0
Operating costs incurred excluding VAT including WHT
|  |  |  | Operating costs excluding VAT excluding WHT | 0 | USD 000s | 1356.075 | 0 | 0 | 0 | 0 | 0 | 0 | 0 | 0 | 0 | 0 | 0 | 0 | 0 | 0 | 0 | 0 | 0 | 0 | 0 | 0 | 0 | 0 | 0 | 0 | 0 | 0 | 0 | 0 | 0 | 0 | 0 | 75.3375 | 75.3375 | 75.3375 | 75.3375 | 75.3375 | 75.3375 | 75.3375 | 75.3375 | 75.3375 | 75.3375 | 75.3375 | 75.3375 | 75.3375 | 75.3375 | 75.3375 | 75.3375 | 75.3375 | 75.3375 | 0 | 0 | 0 | 0 | 0 | 0 | 0 | 0
|  |  |  | WHT on O&M costs | 0 | USD 000s | 0 | 0 | 0 | 0 | 0 | 0 | 0 | 0 | 0 | 0 | 0 | 0 | 0 | 0 | 0 | 0 | 0 | 0 | 0 | 0 | 0 | 0 | 0 | 0 | 0 | 0 | 0 | 0 | 0 | 0 | 0 | 0 | 0 | 0 | 0 | 0 | 0 | 0 | 0 | 0 | 0 | 0 | 0 | 0 | 0 | 0 | 0 | 0 | 0 | 0 | 0 | 0 | 0 | 0 | 0 | 0 | 0 | 0
|  |  |  | Operating costs incurred excluding VAT including WHT |  | USD 000s | 1356.075 |  | 0 | 0 | 0 | 0 | 0 | 0 | 0 | 0 | 0 | 0 | 0 | 0 | 0 | 0 | 0 | 0 | 0 | 0 | 0 | 0 | 0 | 0 | 0 | 0 | 0 | 0 | 0 | 0 | 0 | 0 | 75.3375 | 75.3375 | 75.3375 | 75.3375 | 75.3375 | 75.3375 | 75.3375 | 75.3375 | 75.3375 | 75.3375 | 75.3375 | 75.3375 | 75.3375 | 75.3375 | 75.3375 | 75.3375 | 75.3375 | 75.3375 | 0 | 0 | 0 | 0 | 0 | 0 | 0 | 0
Operating costs incurred including VAT and WHT
|  |  |  | Operating costs including VAT excluding WHT | 0 | USD 000s | 1518.804 | 0 | 0 | 0 | 0 | 0 | 0 | 0 | 0 | 0 | 0 | 0 | 0 | 0 | 0 | 0 | 0 | 0 | 0 | 0 | 0 | 0 | 0 | 0 | 0 | 0 | 0 | 0 | 0 | 0 | 0 | 0 | 84.378 | 84.378 | 84.378 | 84.378 | 84.378 | 84.378 | 84.378 | 84.378 | 84.378 | 84.378 | 84.378 | 84.378 | 84.378 | 84.378 | 84.378 | 84.378 | 84.378 | 84.378 | 0 | 0 | 0 | 0 | 0 | 0 | 0 | 0
|  |  |  | WHT on O&M costs | 0 | USD 000s | 0 | 0 | 0 | 0 | 0 | 0 | 0 | 0 | 0 | 0 | 0 | 0 | 0 | 0 | 0 | 0 | 0 | 0 | 0 | 0 | 0 | 0 | 0 | 0 | 0 | 0 | 0 | 0 | 0 | 0 | 0 | 0 | 0 | 0 | 0 | 0 | 0 | 0 | 0 | 0 | 0 | 0 | 0 | 0 | 0 | 0 | 0 | 0 | 0 | 0 | 0 | 0 | 0 | 0 | 0 | 0 | 0 | 0
|  |  |  | Operating costs incurred including VAT and WHT |  | USD 000s | 1518.804 |  | 0 | 0 | 0 | 0 | 0 | 0 | 0 | 0 | 0 | 0 | 0 | 0 | 0 | 0 | 0 | 0 | 0 | 0 | 0 | 0 | 0 | 0 | 0 | 0 | 0 | 0 | 0 | 0 | 0 | 0 | 84.378 | 84.378 | 84.378 | 84.378 | 84.378 | 84.378 | 84.378 | 84.378 | 84.378 | 84.378 | 84.378 | 84.378 | 84.378 | 84.378 | 84.378 | 84.378 | 84.378 | 84.378 | 0 | 0 | 0 | 0 | 0 | 0 | 0 | 0
Early generation cost paid
|  |  |  | EGR payable months during construction | 2 | months
|  |  |  | Operating costs incurred excluding VAT including WHT | 0 | USD 000s | 1356.075 | 0 | 0 | 0 | 0 | 0 | 0 | 0 | 0 | 0 | 0 | 0 | 0 | 0 | 0 | 0 | 0 | 0 | 0 | 0 | 0 | 0 | 0 | 0 | 0 | 0 | 0 | 0 | 0 | 0 | 0 | 0 | 75.3375 | 75.3375 | 75.3375 | 75.3375 | 75.3375 | 75.3375 | 75.3375 | 75.3375 | 75.3375 | 75.3375 | 75.3375 | 75.3375 | 75.3375 | 75.3375 | 75.3375 | 75.3375 | 75.3375 | 75.3375 | 0 | 0 | 0 | 0 | 0 | 0 | 0 | 0
|  |  |  | Model column counter - monthly | 0 | counter | 0 | 0 | 1 | 2 | 3 | 4 | 5 | 6 | 7 | 8 | 9 | 10 | 11 | 12 | 13 | 14 | 15 | 16 | 17 | 18 | 19 | 20 | 21 | 22 | 23 | 24 | 25 | 26 | 27 | 28 | 29 | 30 | 31 | 32 | 33 | 34 | 35 | 36 | 37 | 38 | 39 | 40 | 41 | 42 | 43 | 44 | 45 | 46 | 47 | 48 | 49 | 50 | 51 | 52 | 53 | 54 | 55 | 56
|  |  |  | Cash paid for early generation costs - unrestricted |  | USD 000s | 1356.075 |  | 0 | 0 | 0 | 0 | 0 | 0 | 0 | 0 | 0 | 0 | 0 | 0 | 0 | 0 | 0 | 0 | 0 | 0 | 0 | 0 | 0 | 0 | 0 | 0 | 0 | 0 | 0 | 0 | 0 | 0 | 0 | 0 | 75.3375 | 75.3375 | 75.3375 | 75.3375 | 75.3375 | 75.3375 | 75.3375 | 75.3375 | 75.3375 | 75.3375 | 75.3375 | 75.3375 | 75.3375 | 75.3375 | 75.3375 | 75.3375 | 75.3375 | 75.3375 | 0 | 0 | 0 | 0 | 0 | 0
|  |  |  | Cash paid for early generation costs - unrestricted | 0 | USD 000s | 1356.075 | 0 | 0 | 0 | 0 | 0 | 0 | 0 | 0 | 0 | 0 | 0 | 0 | 0 | 0 | 0 | 0 | 0 | 0 | 0 | 0 | 0 | 0 | 0 | 0 | 0 | 0 | 0 | 0 | 0 | 0 | 0 | 0 | 0 | 75.3375 | 75.3375 | 75.3375 | 75.3375 | 75.3375 | 75.3375 | 75.3375 | 75.3375 | 75.3375 | 75.3375 | 75.3375 | 75.3375 | 75.3375 | 75.3375 | 75.3375 | 75.3375 | 75.3375 | 75.3375 | 0 | 0 | 0 | 0 | 0 | 0
|  |  |  | Construction period flag - monthly | 0 | flag | 27 | 0 | 0 | 0 | 0 | 0 | 0 | 0 | 0 | 0 | 0 | 0 | 0 | 0 | 0 | 0 | 0 | 0 | 0 | 0 | 0 | 0 | 0 | 1 | 1 | 1 | 1 | 1 | 1 | 1 | 1 | 1 | 1 | 1 | 1 | 1 | 1 | 1 | 1 | 1 | 1 | 1 | 1 | 1 | 1 | 1 | 1 | 1 | 1 | 1 | 0 | 0 | 0 | 0 | 0 | 0 | 0 | 0
|  |  |  | Cash paid for early generation costs |  | USD 000s | 1205.4 |  | 0 | 0 | 0 | 0 | 0 | 0 | 0 | 0 | 0 | 0 | 0 | 0 | 0 | 0 | 0 | 0 | 0 | 0 | 0 | 0 | 0 | 0 | 0 | 0 | 0 | 0 | 0 | 0 | 0 | 0 | 0 | 0 | 75.3375 | 75.3375 | 75.3375 | 75.3375 | 75.3375 | 75.3375 | 75.3375 | 75.3375 | 75.3375 | 75.3375 | 75.3375 | 75.3375 | 75.3375 | 75.3375 | 75.3375 | 75.3375 | 0 | 0 | 0 | 0 | 0 | 0 | 0 | 0
|  |  |  | EGR payable months during construction | 2 | months
|  |  |  | Operating costs incurred including VAT and WHT | 0 | USD 000s | 1518.804 | 0 | 0 | 0 | 0 | 0 | 0 | 0 | 0 | 0 | 0 | 0 | 0 | 0 | 0 | 0 | 0 | 0 | 0 | 0 | 0 | 0 | 0 | 0 | 0 | 0 | 0 | 0 | 0 | 0 | 0 | 0 | 84.378 | 84.378 | 84.378 | 84.378 | 84.378 | 84.378 | 84.378 | 84.378 | 84.378 | 84.378 | 84.378 | 84.378 | 84.378 | 84.378 | 84.378 | 84.378 | 84.378 | 84.378 | 0 | 0 | 0 | 0 | 0 | 0 | 0 | 0
|  |  |  | Model column counter - monthly | 0 | counter | 0 | 0 | 1 | 2 | 3 | 4 | 5 | 6 | 7 | 8 | 9 | 10 | 11 | 12 | 13 | 14 | 15 | 16 | 17 | 18 | 19 | 20 | 21 | 22 | 23 | 24 | 25 | 26 | 27 | 28 | 29 | 30 | 31 | 32 | 33 | 34 | 35 | 36 | 37 | 38 | 39 | 40 | 41 | 42 | 43 | 44 | 45 | 46 | 47 | 48 | 49 | 50 | 51 | 52 | 53 | 54 | 55 | 56
|  |  |  | Cash paid for early generation costs including VAT |  | USD 000s | 1518.804 |  | 0 | 0 | 0 | 0 | 0 | 0 | 0 | 0 | 0 | 0 | 0 | 0 | 0 | 0 | 0 | 0 | 0 | 0 | 0 | 0 | 0 | 0 | 0 | 0 | 0 | 0 | 0 | 0 | 0 | 0 | 0 | 0 | 84.378 | 84.378 | 84.378 | 84.378 | 84.378 | 84.378 | 84.378 | 84.378 | 84.378 | 84.378 | 84.378 | 84.378 | 84.378 | 84.378 | 84.378 | 84.378 | 84.378 | 84.378 | 0 | 0 | 0 | 0 | 0 | 0
Accounts payable
|  |  |  | Accounts payable balance - construction BEG |  | USD 000s |  |  | 0 | 0 | 0 | 0 | 0 | 0 | 0 | 0 | 0 | 0 | 0 | 0 | 0 | 0 | 0 | 0 | 0 | 0 | 0 | 0 | 0 | 0 | 0 | 0 | 0 | 0 | 0 | 0 | 0 | 0 | 0 | 75.3375 | 150.675 | 150.675 | 150.675 | 150.675 | 150.675 | 150.675 | 150.675 | 150.675 | 150.675 | 150.675 | 150.675 | 150.675 | 150.675 | 150.675 | 150.675 | 150.675 | 150.675 | 150.675 | 150.675 | 150.675 | 150.675 | 150.675 | 150.675 | 150.675
|  |  | Plus | Operating costs incurred excluding VAT including WHT | 0 | USD 000s | 1356.075 | 0 | 0 | 0 | 0 | 0 | 0 | 0 | 0 | 0 | 0 | 0 | 0 | 0 | 0 | 0 | 0 | 0 | 0 | 0 | 0 | 0 | 0 | 0 | 0 | 0 | 0 | 0 | 0 | 0 | 0 | 0 | 75.3375 | 75.3375 | 75.3375 | 75.3375 | 75.3375 | 75.3375 | 75.3375 | 75.3375 | 75.3375 | 75.3375 | 75.3375 | 75.3375 | 75.3375 | 75.3375 | 75.3375 | 75.3375 | 75.3375 | 75.3375 | 0 | 0 | 0 | 0 | 0 | 0 | 0 | 0
|  |  | Less | Cash paid for early generation costs | 0 | USD 000s | 1205.4 | 0 | 0 | 0 | 0 | 0 | 0 | 0 | 0 | 0 | 0 | 0 | 0 | 0 | 0 | 0 | 0 | 0 | 0 | 0 | 0 | 0 | 0 | 0 | 0 | 0 | 0 | 0 | 0 | 0 | 0 | 0 | 0 | 0 | 75.3375 | 75.3375 | 75.3375 | 75.3375 | 75.3375 | 75.3375 | 75.3375 | 75.3375 | 75.3375 | 75.3375 | 75.3375 | 75.3375 | 75.3375 | 75.3375 | 75.3375 | 75.3375 | 0 | 0 | 0 | 0 | 0 | 0 | 0 | 0
|  |  |  | Accounts payable balance - construction |  | USD 000s |  |  | 0 | 0 | 0 | 0 | 0 | 0 | 0 | 0 | 0 | 0 | 0 | 0 | 0 | 0 | 0 | 0 | 0 | 0 | 0 | 0 | 0 | 0 | 0 | 0 | 0 | 0 | 0 | 0 | 0 | 0 | 75.3375 | 150.675 | 150.675 | 150.675 | 150.675 | 150.675 | 150.675 | 150.675 | 150.675 | 150.675 | 150.675 | 150.675 | 150.675 | 150.675 | 150.675 | 150.675 | 150.675 | 150.675 | 150.675 | 150.675 | 150.675 | 150.675 | 150.675 | 150.675 | 150.675 | 150.675
NET CASH POSITION FROM EGRS
|  |  | Less | Cash received for EGR | 0 | USD 000s | 16237.2362 | 0 | 0 | 0 | 0 | 0 | 0 | 0 | 0 | 0 | 0 | 0 | 0 | 0 | 0 | 0 | 0 | 0 | 0 | 0 | 0 | 0 | 0 | 0 | 0 | 0 | 0 | 0 | 0 | 0 | 0 | 0 | 0 | 0 | 460.119 | 595.5424 | 883.0844 | 1165.6096 | 1505.0499 | 1709.809 | 1783.963 | 1651.0817 | 1371.0584 | 986.2082 | 596.163 | 425.1922 | 460.119 | 595.5424 | 883.0844 | 1165.6096 | 0 | 0 | 0 | 0 | 0 | 0 | 0 | 0
|  |  | Less | Cash paid for early generation costs | 0 | USD 000s | 1205.4 | 0 | 0 | 0 | 0 | 0 | 0 | 0 | 0 | 0 | 0 | 0 | 0 | 0 | 0 | 0 | 0 | 0 | 0 | 0 | 0 | 0 | 0 | 0 | 0 | 0 | 0 | 0 | 0 | 0 | 0 | 0 | 0 | 0 | 75.3375 | 75.3375 | 75.3375 | 75.3375 | 75.3375 | 75.3375 | 75.3375 | 75.3375 | 75.3375 | 75.3375 | 75.3375 | 75.3375 | 75.3375 | 75.3375 | 75.3375 | 75.3375 | 0 | 0 | 0 | 0 | 0 | 0 | 0 | 0
|  |  |  | Net EGR cash available |  | USD 000s | 15031.8362 |  | 0 | 0 | 0 | 0 | 0 | 0 | 0 | 0 | 0 | 0 | 0 | 0 | 0 | 0 | 0 | 0 | 0 | 0 | 0 | 0 | 0 | 0 | 0 | 0 | 0 | 0 | 0 | 0 | 0 | 0 | 0 | 0 | 384.7815 | 520.2049 | 807.7469 | 1090.2721 | 1429.7124 | 1634.4715 | 1708.6255 | 1575.7442 | 1295.7209 | 910.8707 | 520.8255 | 349.8547 | 384.7815 | 520.2049 | 807.7469 | 1090.2721 | 0 | 0 | 0 | 0 | 0 | 0 | 0 | 0
|  |  |  | Distribution of EGRs | 1 | 1 = distributed, 2 = equity
|  |  |  | Net EGR cash available | 0 | USD 000s | 15031.8362 | 0 | 0 | 0 | 0 | 0 | 0 | 0 | 0 | 0 | 0 | 0 | 0 | 0 | 0 | 0 | 0 | 0 | 0 | 0 | 0 | 0 | 0 | 0 | 0 | 0 | 0 | 0 | 0 | 0 | 0 | 0 | 0 | 0 | 384.7815 | 520.2049 | 807.7469 | 1090.2721 | 1429.7124 | 1634.4715 | 1708.6255 | 1575.7442 | 1295.7209 | 910.8707 | 520.8255 | 349.8547 | 384.7815 | 520.2049 | 807.7469 | 1090.2721 | 0 | 0 | 0 | 0 | 0 | 0 | 0 | 0
|  |  |  | O&M cost shortfall to be funded |  | USD 000s | 0 |  | 0 | 0 | 0 | 0 | 0 | 0 | 0 | 0 | 0 | 0 | 0 | 0 | 0 | 0 | 0 | 0 | 0 | 0 | 0 | 0 | 0 | 0 | 0 | 0 | 0 | 0 | 0 | 0 | 0 | 0 | 0 | 0 | 0 | 0 | 0 | 0 | 0 | 0 | 0 | 0 | 0 | 0 | 0 | 0 | 0 | 0 | 0 | 0 | 0 | 0 | 0 | 0 | 0 | 0 | 0 | 0
|  |  |  | Distribution of EGRs | 1 | 1 = distributed, 2 = equity
|  |  |  | Net EGR cash available | 0 | USD 000s | 15031.8362 | 0 | 0 | 0 | 0 | 0 | 0 | 0 | 0 | 0 | 0 | 0 | 0 | 0 | 0 | 0 | 0 | 0 | 0 | 0 | 0 | 0 | 0 | 0 | 0 | 0 | 0 | 0 | 0 | 0 | 0 | 0 | 0 | 0 | 384.7815 | 520.2049 | 807.7469 | 1090.2721 | 1429.7124 | 1634.4715 | 1708.6255 | 1575.7442 | 1295.7209 | 910.8707 | 520.8255 | 349.8547 | 384.7815 | 520.2049 | 807.7469 | 1090.2721 | 0 | 0 | 0 | 0 | 0 | 0 | 0 | 0
|  |  |  | Net EGR cash adjusted in funding requirement |  | USD 000s | 0 |  | 0 | 0 | 0 | 0 | 0 | 0 | 0 | 0 | 0 | 0 | 0 | 0 | 0 | 0 | 0 | 0 | 0 | 0 | 0 | 0 | 0 | 0 | 0 | 0 | 0 | 0 | 0 | 0 | 0 | 0 | 0 | 0 | 0 | 0 | 0 | 0 | 0 | 0 | 0 | 0 | 0 | 0 | 0 | 0 | 0 | 0 | 0 | 0 | 0 | 0 | 0 | 0 | 0 | 0 | 0 | 0
|  |  |  | Distribution of EGRs | 1 | 1 = distributed, 2 = equity
|  |  |  | O&M cost shortfall to be funded | 0 | USD 000s | 0 | 0 | 0 | 0 | 0 | 0 | 0 | 0 | 0 | 0 | 0 | 0 | 0 | 0 | 0 | 0 | 0 | 0 | 0 | 0 | 0 | 0 | 0 | 0 | 0 | 0 | 0 | 0 | 0 | 0 | 0 | 0 | 0 | 0 | 0 | 0 | 0 | 0 | 0 | 0 | 0 | 0 | 0 | 0 | 0 | 0 | 0 | 0 | 0 | 0 | 0 | 0 | 0 | 0 | 0 | 0 | 0 | 0
|  |  |  | Net EGR cash adjusted in funding requirement | 0 | USD 000s | 0 | 0 | 0 | 0 | 0 | 0 | 0 | 0 | 0 | 0 | 0 | 0 | 0 | 0 | 0 | 0 | 0 | 0 | 0 | 0 | 0 | 0 | 0 | 0 | 0 | 0 | 0 | 0 | 0 | 0 | 0 | 0 | 0 | 0 | 0 | 0 | 0 | 0 | 0 | 0 | 0 | 0 | 0 | 0 | 0 | 0 | 0 | 0 | 0 | 0 | 0 | 0 | 0 | 0 | 0 | 0 | 0 | 0
|  |  |  | O&M cost shortfall to be funded |  | USD 000s | 0 |  | 0 | 0 | 0 | 0 | 0 | 0 | 0 | 0 | 0 | 0 | 0 | 0 | 0 | 0 | 0 | 0 | 0 | 0 | 0 | 0 | 0 | 0 | 0 | 0 | 0 | 0 | 0 | 0 | 0 | 0 | 0 | 0 | 0 | 0 | 0 | 0 | 0 | 0 | 0 | 0 | 0 | 0 | 0 | 0 | 0 | 0 | 0 | 0 | 0 | 0 | 0 | 0 | 0 | 0 | 0 | 0
|  |  |  | Distribution of EGRs | 1 | 1 = distributed, 2 = equity
|  |  |  | Net EGR cash available | 0 | USD 000s | 15031.8362 | 0 | 0 | 0 | 0 | 0 | 0 | 0 | 0 | 0 | 0 | 0 | 0 | 0 | 0 | 0 | 0 | 0 | 0 | 0 | 0 | 0 | 0 | 0 | 0 | 0 | 0 | 0 | 0 | 0 | 0 | 0 | 0 | 0 | 384.7815 | 520.2049 | 807.7469 | 1090.2721 | 1429.7124 | 1634.4715 | 1708.6255 | 1575.7442 | 1295.7209 | 910.8707 | 520.8255 | 349.8547 | 384.7815 | 520.2049 | 807.7469 | 1090.2721 | 0 | 0 | 0 | 0 | 0 | 0 | 0 | 0
|  |  |  | EGR cash transferred to cash waterfall |  | USD 000s | 15031.8362 |  | 0 | 0 | 0 | 0 | 0 | 0 | 0 | 0 | 0 | 0 | 0 | 0 | 0 | 0 | 0 | 0 | 0 | 0 | 0 | 0 | 0 | 0 | 0 | 0 | 0 | 0 | 0 | 0 | 0 | 0 | 0 | 0 | 384.7815 | 520.2049 | 807.7469 | 1090.2721 | 1429.7124 | 1634.4715 | 1708.6255 | 1575.7442 | 1295.7209 | 910.8707 | 520.8255 | 349.8547 | 384.7815 | 520.2049 | 807.7469 | 1090.2721 | 0 | 0 | 0 | 0 | 0 | 0 | 0 | 0
|  |  |  | Model column counter | 0 | counter | 0 | 0 | 1 | 2 | 3 | 4 | 5 | 6 | 7 | 8 | 9 | 10 | 11 | 12 | 13 | 14 | 15 | 16 | 17 | 18 | 19 | 20 | 21 | 22 | 23 | 24 | 25 | 26 | 27 | 28 | 29 | 30 | 31 | 32 | 33 | 34 | 35 | 36 | 37 | 38 | 39 | 40 | 41 | 42 | 43 | 44 | 45 | 46 | 47 | 48 | 49 | 50 | 51 | 52 | 53 | 54 | 55 | 56
|  |  |  | Semi annually period number counter | 0 | counter | 0 | 0 | 1 | 1 | 1 | 1 | 1 | 1 | 2 | 2 | 2 | 2 | 2 | 2 | 3 | 3 | 3 | 3 | 3 | 3 | 4 | 4 | 4 | 4 | 4 | 4 | 5 | 5 | 5 | 5 | 5 | 5 | 6 | 6 | 6 | 6 | 6 | 6 | 7 | 7 | 7 | 7 | 7 | 7 | 8 | 8 | 8 | 8 | 8 | 8 | 9 | 9 | 9 | 9 | 9 | 9 | 10 | 10
|  |  |  | Operating costs incurred excluding VAT including WHT | 0 | USD 000s | 1356.075 | 0 | 0 | 0 | 0 | 0 | 0 | 0 | 0 | 0 | 0 | 0 | 0 | 0 | 0 | 0 | 0 | 0 | 0 | 0 | 0 | 0 | 0 | 0 | 0 | 0 | 0 | 0 | 0 | 0 | 0 | 0 | 75.3375 | 75.3375 | 75.3375 | 75.3375 | 75.3375 | 75.3375 | 75.3375 | 75.3375 | 75.3375 | 75.3375 | 75.3375 | 75.3375 | 75.3375 | 75.3375 | 75.3375 | 75.3375 | 75.3375 | 75.3375 | 0 | 0 | 0 | 0 | 0 | 0 | 0 | 0
|  |  |  | Early generation cost during construction |  | USD 000s | 1356.075 |  | 0 | 0 | 0 | 0 | 0 | 452.025 | 452.025 | 452.025 | 0 | 0 | 0 | 0 | 0 | 0 | 0 | 0 | 0 | 0 | 0 | 0 | 0 | 0 | 0 | 0 | 0 | 0 | 0 | 0 | 0 | 0 | 0 | 0 | 0 | 0 | 0 | 0 | 0 | 0 | 0 | 0 | 0 | 0 | 0 | 0 | 0 | 0 | 0 | 0 | 0 | 0 | 0 | 0 | 0 | 0 | 0 | 0
|  |  |  | Model column counter | 0 | counter | 0 | 0 | 1 | 2 | 3 | 4 | 5 | 6 | 7 | 8 | 9 | 10 | 11 | 12 | 13 | 14 | 15 | 16 | 17 | 18 | 19 | 20 | 21 | 22 | 23 | 24 | 25 | 26 | 27 | 28 | 29 | 30 | 31 | 32 | 33 | 34 | 35 | 36 | 37 | 38 | 39 | 40 | 41 | 42 | 43 | 44 | 45 | 46 | 47 | 48 | 49 | 50 | 51 | 52 | 53 | 54 | 55 | 56
|  |  |  | Semi annually period number counter | 0 | counter | 0 | 0 | 1 | 1 | 1 | 1 | 1 | 1 | 2 | 2 | 2 | 2 | 2 | 2 | 3 | 3 | 3 | 3 | 3 | 3 | 4 | 4 | 4 | 4 | 4 | 4 | 5 | 5 | 5 | 5 | 5 | 5 | 6 | 6 | 6 | 6 | 6 | 6 | 7 | 7 | 7 | 7 | 7 | 7 | 8 | 8 | 8 | 8 | 8 | 8 | 9 | 9 | 9 | 9 | 9 | 9 | 10 | 10
|  |  |  | Cash paid for early generation costs | 0 | USD 000s | 1205.4 | 0 | 0 | 0 | 0 | 0 | 0 | 0 | 0 | 0 | 0 | 0 | 0 | 0 | 0 | 0 | 0 | 0 | 0 | 0 | 0 | 0 | 0 | 0 | 0 | 0 | 0 | 0 | 0 | 0 | 0 | 0 | 0 | 0 | 75.3375 | 75.3375 | 75.3375 | 75.3375 | 75.3375 | 75.3375 | 75.3375 | 75.3375 | 75.3375 | 75.3375 | 75.3375 | 75.3375 | 75.3375 | 75.3375 | 75.3375 | 75.3375 | 0 | 0 | 0 | 0 | 0 | 0 | 0 | 0
|  |  |  | Cash paid for early generation period during construction POS |  | USD 000s | 1205.4 |  | 0 | 0 | 0 | 0 | 0 | 301.35 | 452.025 | 452.025 | 0 | 0 | 0 | 0 | 0 | 0 | 0 | 0 | 0 | 0 | 0 | 0 | 0 | 0 | 0 | 0 | 0 | 0 | 0 | 0 | 0 | 0 | 0 | 0 | 0 | 0 | 0 | 0 | 0 | 0 | 0 | 0 | 0 | 0 | 0 | 0 | 0 | 0 | 0 | 0 | 0 | 0 | 0 | 0 | 0 | 0 | 0 | 0
Accounting treatment of EGR costs
|  |  |  | Accounting treatment of EGRs (and O&M costs during cons.) | 1 | 1 = revenue, 2 = WIP
|  |  |  | Pre-operations energy charge | 0 | USD 000s | 19452.0951 | 0 | 0 | 0 | 0 | 0 | 0 | 0 | 0 | 0 | 0 | 0 | 0 | 0 | 0 | 0 | 0 | 0 | 0 | 0 | 0 | 0 | 0 | 0 | 0 | 0 | 0 | 0 | 0 | 0 | 0 | 0 | 460.119 | 595.5424 | 883.0844 | 1165.6096 | 1505.0499 | 1709.809 | 1783.963 | 1651.0817 | 1371.0584 | 986.2082 | 596.163 | 425.1922 | 460.119 | 595.5424 | 883.0844 | 1165.6096 | 1505.0499 | 1709.809 | 0 | 0 | 0 | 0 | 0 | 0 | 0 | 0
|  |  |  | Operating costs incurred excluding VAT including WHT | 0 | USD 000s | 1356.075 | 0 | 0 | 0 | 0 | 0 | 0 | 0 | 0 | 0 | 0 | 0 | 0 | 0 | 0 | 0 | 0 | 0 | 0 | 0 | 0 | 0 | 0 | 0 | 0 | 0 | 0 | 0 | 0 | 0 | 0 | 0 | 75.3375 | 75.3375 | 75.3375 | 75.3375 | 75.3375 | 75.3375 | 75.3375 | 75.3375 | 75.3375 | 75.3375 | 75.3375 | 75.3375 | 75.3375 | 75.3375 | 75.3375 | 75.3375 | 75.3375 | 75.3375 | 0 | 0 | 0 | 0 | 0 | 0 | 0 | 0
|  |  |  | Early generation profit (/loss) credited to wip |  | USD 000s | 0 |  | 0 | 0 | 0 | 0 | 0 | 0 | 0 | 0 | 0 | 0 | 0 | 0 | 0 | 0 | 0 | 0 | 0 | 0 | 0 | 0 | 0 | 0 | 0 | 0 | 0 | 0 | 0 | 0 | 0 | 0 | 0 | 0 | 0 | 0 | 0 | 0 | 0 | 0 | 0 | 0 | 0 | 0 | 0 | 0 | 0 | 0 | 0 | 0 | 0 | 0 | 0 | 0 | 0 | 0 | 0 | 0
|  |  |  | Model column counter | 0 | counter | 0 | 0 | 1 | 2 | 3 | 4 | 5 | 6 | 7 | 8 | 9 | 10 | 11 | 12 | 13 | 14 | 15 | 16 | 17 | 18 | 19 | 20 | 21 | 22 | 23 | 24 | 25 | 26 | 27 | 28 | 29 | 30 | 31 | 32 | 33 | 34 | 35 | 36 | 37 | 38 | 39 | 40 | 41 | 42 | 43 | 44 | 45 | 46 | 47 | 48 | 49 | 50 | 51 | 52 | 53 | 54 | 55 | 56
|  |  |  | Semi annually period number counter | 0 | counter | 0 | 0 | 1 | 1 | 1 | 1 | 1 | 1 | 2 | 2 | 2 | 2 | 2 | 2 | 3 | 3 | 3 | 3 | 3 | 3 | 4 | 4 | 4 | 4 | 4 | 4 | 5 | 5 | 5 | 5 | 5 | 5 | 6 | 6 | 6 | 6 | 6 | 6 | 7 | 7 | 7 | 7 | 7 | 7 | 8 | 8 | 8 | 8 | 8 | 8 | 9 | 9 | 9 | 9 | 9 | 9 | 10 | 10
|  |  |  | Early generation profit (/loss) credited to wip | 0 | USD 000s | 0 | 0 | 0 | 0 | 0 | 0 | 0 | 0 | 0 | 0 | 0 | 0 | 0 | 0 | 0 | 0 | 0 | 0 | 0 | 0 | 0 | 0 | 0 | 0 | 0 | 0 | 0 | 0 | 0 | 0 | 0 | 0 | 0 | 0 | 0 | 0 | 0 | 0 | 0 | 0 | 0 | 0 | 0 | 0 | 0 | 0 | 0 | 0 | 0 | 0 | 0 | 0 | 0 | 0 | 0 | 0 | 0 | 0
|  |  |  | Early generation profit (/loss) credited to wip |  | USD 000s | 0 |  | 0 | 0 | 0 | 0 | 0 | 0 | 0 | 0 | 0 | 0 | 0 | 0 | 0 | 0 | 0 | 0 | 0 | 0 | 0 | 0 | 0 | 0 | 0 | 0 | 0 | 0 | 0 | 0 | 0 | 0 | 0 | 0 | 0 | 0 | 0 | 0 | 0 | 0 | 0 | 0 | 0 | 0 | 0 | 0 | 0 | 0 | 0 | 0 | 0 | 0 | 0 | 0 | 0 | 0 | 0 | 0
|  |  |  | Model column counter | 0 | counter | 0 | 0 | 1 | 2 | 3 | 4 | 5 | 6 | 7 | 8 | 9 | 10 | 11 | 12 | 13 | 14 | 15 | 16 | 17 | 18 | 19 | 20 | 21 | 22 | 23 | 24 | 25 | 26 | 27 | 28 | 29 | 30 | 31 | 32 | 33 | 34 | 35 | 36 | 37 | 38 | 39 | 40 | 41 | 42 | 43 | 44 | 45 | 46 | 47 | 48 | 49 | 50 | 51 | 52 | 53 | 54 | 55 | 56
|  |  |  | Semi annually period number counter | 0 | counter | 0 | 0 | 1 | 1 | 1 | 1 | 1 | 1 | 2 | 2 | 2 | 2 | 2 | 2 | 3 | 3 | 3 | 3 | 3 | 3 | 4 | 4 | 4 | 4 | 4 | 4 | 5 | 5 | 5 | 5 | 5 | 5 | 6 | 6 | 6 | 6 | 6 | 6 | 7 | 7 | 7 | 7 | 7 | 7 | 8 | 8 | 8 | 8 | 8 | 8 | 9 | 9 | 9 | 9 | 9 | 9 | 10 | 10
|  |  |  | Pre-operations energy charge | 0 | USD 000s | 19452.0951 | 0 | 0 | 0 | 0 | 0 | 0 | 0 | 0 | 0 | 0 | 0 | 0 | 0 | 0 | 0 | 0 | 0 | 0 | 0 | 0 | 0 | 0 | 0 | 0 | 0 | 0 | 0 | 0 | 0 | 0 | 0 | 460.119 | 595.5424 | 883.0844 | 1165.6096 | 1505.0499 | 1709.809 | 1783.963 | 1651.0817 | 1371.0584 | 986.2082 | 596.163 | 425.1922 | 460.119 | 595.5424 | 883.0844 | 1165.6096 | 1505.0499 | 1709.809 | 0 | 0 | 0 | 0 | 0 | 0 | 0 | 0
|  |  |  | Pre-operations energy charge |  | USD 000s | 19452.0951 |  | 0 | 0 | 0 | 0 | 0 | 6319.2143 | 6813.6665 | 6319.2143 | 0 | 0 | 0 | 0 | 0 | 0 | 0 | 0 | 0 | 0 | 0 | 0 | 0 | 0 | 0 | 0 | 0 | 0 | 0 | 0 | 0 | 0 | 0 | 0 | 0 | 0 | 0 | 0 | 0 | 0 | 0 | 0 | 0 | 0 | 0 | 0 | 0 | 0 | 0 | 0 | 0 | 0 | 0 | 0 | 0 | 0 | 0 | 0
|  |  |  | Accounting treatment of EGRs (and O&M costs during cons.) | 1 | 1 = revenue, 2 = WIP
|  |  |  | Pre-operations energy charge | 0 | USD 000s | 19452.0951 | 0 | 0 | 0 | 0 | 0 | 0 | 6319.2143 | 6813.6665 | 6319.2143 | 0 | 0 | 0 | 0 | 0 | 0 | 0 | 0 | 0 | 0 | 0 | 0 | 0 | 0 | 0 | 0 | 0 | 0 | 0 | 0 | 0 | 0 | 0 | 0 | 0 | 0 | 0 | 0 | 0 | 0 | 0 | 0 | 0 | 0 | 0 | 0 | 0 | 0 | 0 | 0 | 0 | 0 | 0 | 0 | 0 | 0 | 0 | 0
|  |  |  | Pre-operations energy charge treated as revenue |  | USD 000s | 19452.0951 |  | 0 | 0 | 0 | 0 | 0 | 6319.2143 | 6813.6665 | 6319.2143 | 0 | 0 | 0 | 0 | 0 | 0 | 0 | 0 | 0 | 0 | 0 | 0 | 0 | 0 | 0 | 0 | 0 | 0 | 0 | 0 | 0 | 0 | 0 | 0 | 0 | 0 | 0 | 0 | 0 | 0 | 0 | 0 | 0 | 0 | 0 | 0 | 0 | 0 | 0 | 0 | 0 | 0 | 0 | 0 | 0 | 0 | 0 | 0
|  |  |  | Model column counter | 0 | counter | 0 | 0 | 1 | 2 | 3 | 4 | 5 | 6 | 7 | 8 | 9 | 10 | 11 | 12 | 13 | 14 | 15 | 16 | 17 | 18 | 19 | 20 | 21 | 22 | 23 | 24 | 25 | 26 | 27 | 28 | 29 | 30 | 31 | 32 | 33 | 34 | 35 | 36 | 37 | 38 | 39 | 40 | 41 | 42 | 43 | 44 | 45 | 46 | 47 | 48 | 49 | 50 | 51 | 52 | 53 | 54 | 55 | 56
|  |  |  | Semi annually period number counter | 0 | counter | 0 | 0 | 1 | 1 | 1 | 1 | 1 | 1 | 2 | 2 | 2 | 2 | 2 | 2 | 3 | 3 | 3 | 3 | 3 | 3 | 4 | 4 | 4 | 4 | 4 | 4 | 5 | 5 | 5 | 5 | 5 | 5 | 6 | 6 | 6 | 6 | 6 | 6 | 7 | 7 | 7 | 7 | 7 | 7 | 8 | 8 | 8 | 8 | 8 | 8 | 9 | 9 | 9 | 9 | 9 | 9 | 10 | 10
|  |  |  | EGR period flag | 0 | flag | 18 | 0 | 0 | 0 | 0 | 0 | 0 | 0 | 0 | 0 | 0 | 0 | 0 | 0 | 0 | 0 | 0 | 0 | 0 | 0 | 0 | 0 | 0 | 0 | 0 | 0 | 0 | 0 | 0 | 0 | 0 | 0 | 1 | 1 | 1 | 1 | 1 | 1 | 1 | 1 | 1 | 1 | 1 | 1 | 1 | 1 | 1 | 1 | 1 | 1 | 0 | 0 | 0 | 0 | 0 | 0 | 0 | 0
|  |  |  | Model column counter |  | USD 000s | 18 |  | 0 | 0 | 0 | 0 | 0 | 6 | 6 | 6 | 0 | 0 | 0 | 0 | 0 | 0 | 0 | 0 | 0 | 0 | 0 | 0 | 0 | 0 | 0 | 0 | 0 | 0 | 0 | 0 | 0 | 0 | 0 | 0 | 0 | 0 | 0 | 0 | 0 | 0 | 0 | 0 | 0 | 0 | 0 | 0 | 0 | 0 | 0 | 0 | 0 | 0 | 0 | 0 | 0 | 0 | 0 | 0
|  |  |  | Model column counter | 0 | counter | 0 | 0 | 1 | 2 | 3 | 4 | 5 | 6 | 7 | 8 | 9 | 10 | 11 | 12 | 13 | 14 | 15 | 16 | 17 | 18 | 19 | 20 | 21 | 22 | 23 | 24 | 25 | 26 | 27 | 28 | 29 | 30 | 31 | 32 | 33 | 34 | 35 | 36 | 37 | 38 | 39 | 40 | 41 | 42 | 43 | 44 | 45 | 46 | 47 | 48 | 49 | 50 | 51 | 52 | 53 | 54 | 55 | 56
|  |  |  | Semi annually period number counter | 0 | counter | 0 | 0 | 1 | 1 | 1 | 1 | 1 | 1 | 2 | 2 | 2 | 2 | 2 | 2 | 3 | 3 | 3 | 3 | 3 | 3 | 4 | 4 | 4 | 4 | 4 | 4 | 5 | 5 | 5 | 5 | 5 | 5 | 6 | 6 | 6 | 6 | 6 | 6 | 7 | 7 | 7 | 7 | 7 | 7 | 8 | 8 | 8 | 8 | 8 | 8 | 9 | 9 | 9 | 9 | 9 | 9 | 10 | 10
|  |  |  | Operating costs incurred excluding VAT including WHT | 0 | USD 000s | 1356.075 | 0 | 0 | 0 | 0 | 0 | 0 | 0 | 0 | 0 | 0 | 0 | 0 | 0 | 0 | 0 | 0 | 0 | 0 | 0 | 0 | 0 | 0 | 0 | 0 | 0 | 0 | 0 | 0 | 0 | 0 | 0 | 75.3375 | 75.3375 | 75.3375 | 75.3375 | 75.3375 | 75.3375 | 75.3375 | 75.3375 | 75.3375 | 75.3375 | 75.3375 | 75.3375 | 75.3375 | 75.3375 | 75.3375 | 75.3375 | 75.3375 | 75.3375 | 0 | 0 | 0 | 0 | 0 | 0 | 0 | 0
|  |  |  | Operating costs during construction excluding VAT POS |  | USD 000s | 1356.075 |  | 0 | 0 | 0 | 0 | 0 | 452.025 | 452.025 | 452.025 | 0 | 0 | 0 | 0 | 0 | 0 | 0 | 0 | 0 | 0 | 0 | 0 | 0 | 0 | 0 | 0 | 0 | 0 | 0 | 0 | 0 | 0 | 0 | 0 | 0 | 0 | 0 | 0 | 0 | 0 | 0 | 0 | 0 | 0 | 0 | 0 | 0 | 0 | 0 | 0 | 0 | 0 | 0 | 0 | 0 | 0 | 0 | 0
|  |  |  | Accounting treatment of EGRs (and O&M costs during cons.) | 1 | 1 = revenue, 2 = WIP
|  |  |  | Operating costs during construction excluding VAT POS | 0 | USD 000s | 1356.075 | 0 | 0 | 0 | 0 | 0 | 0 | 452.025 | 452.025 | 452.025 | 0 | 0 | 0 | 0 | 0 | 0 | 0 | 0 | 0 | 0 | 0 | 0 | 0 | 0 | 0 | 0 | 0 | 0 | 0 | 0 | 0 | 0 | 0 | 0 | 0 | 0 | 0 | 0 | 0 | 0 | 0 | 0 | 0 | 0 | 0 | 0 | 0 | 0 | 0 | 0 | 0 | 0 | 0 | 0 | 0 | 0 | 0 | 0
|  |  |  | Operating costs during construction excluding VAT non WIP POS |  | USD 000s | 1356.075 |  | 0 | 0 | 0 | 0 | 0 | 452.025 | 452.025 | 452.025 | 0 | 0 | 0 | 0 | 0 | 0 | 0 | 0 | 0 | 0 | 0 | 0 | 0 | 0 | 0 | 0 | 0 | 0 | 0 | 0 | 0 | 0 | 0 | 0 | 0 | 0 | 0 | 0 | 0 | 0 | 0 | 0 | 0 | 0 | 0 | 0 | 0 | 0 | 0 | 0 | 0 | 0 | 0 | 0 | 0 | 0 | 0 | 0
PROJECT COSTS
EPC
EPC costs in local currency
|  |  |  | EPC cost - sensitivity | 0% | %
|  |  |  | PV EPC costs | 0 | Som 000s
|  |  |  | PV EPC costs Som s-curve | 0% | % | bar: 0 to 56
|  |  |  | USD to Som exchange rate for period (EXRn) - monthly | 0 | Som / USD | 0 | 0 | 11000 | 11000 | 11000 | 11000 | 11000 | 11000 | 11000 | 11000 | 11000 | 11000 | 11000 | 11000 | 11000 | 11000 | 11000 | 11000 | 11000 | 11000 | 11000 | 11000 | 11000 | 11000 | 11000 | 11000 | 11000 | 11000 | 11000 | 11000 | 11000 | 11000 | 11000 | 11000 | 11000 | 11036.5996 | 11073.3209 | 11110.1644 | 11147.1305 | 11184.2196 | 11221.4322 | 11258.7685 | 11296.229 | 11333.8142 | 11371.5245 | 11409.3602 | 11447.3218 | 11476.8448 | 11506.444 | 11536.1195 | 11000 | 11000 | 11000 | 11000 | 11000 | 11000 | 11000 | 11000
|  |  |  | PV EPC costs Som cost profile |  | USD 000s | 0 |  | 0 | 0 | 0 | 0 | 0 | 0 | 0 | 0 | 0 | 0 | 0 | 0 | 0 | 0 | 0 | 0 | 0 | 0 | 0 | 0 | 0 | 0 | 0 | 0 | 0 | 0 | 0 | 0 | 0 | 0 | 0 | 0 | 0 | 0 | 0 | 0 | 0 | 0 | 0 | 0 | 0 | 0 | 0 | 0 | 0 | 0 | 0 | 0 | 0 | 0 | 0 | 0 | 0 | 0 | 0 | 0
|  |  |  | EPC cost - sensitivity | 0% | %
|  |  |  | [spare 2] | 0 | Som 000s
|  |  |  | [spare 2] Som s-curve | 0% | % | bar: 0 to 56
|  |  |  | USD to Som exchange rate for period (EXRn) - monthly | 0 | Som / USD | 0 | 0 | 11000 | 11000 | 11000 | 11000 | 11000 | 11000 | 11000 | 11000 | 11000 | 11000 | 11000 | 11000 | 11000 | 11000 | 11000 | 11000 | 11000 | 11000 | 11000 | 11000 | 11000 | 11000 | 11000 | 11000 | 11000 | 11000 | 11000 | 11000 | 11000 | 11000 | 11000 | 11000 | 11000 | 11036.5996 | 11073.3209 | 11110.1644 | 11147.1305 | 11184.2196 | 11221.4322 | 11258.7685 | 11296.229 | 11333.8142 | 11371.5245 | 11409.3602 | 11447.3218 | 11476.8448 | 11506.444 | 11536.1195 | 11000 | 11000 | 11000 | 11000 | 11000 | 11000 | 11000 | 11000
|  |  |  | [spare 2] Som cost profile |  | USD 000s | 0 |  | 0 | 0 | 0 | 0 | 0 | 0 | 0 | 0 | 0 | 0 | 0 | 0 | 0 | 0 | 0 | 0 | 0 | 0 | 0 | 0 | 0 | 0 | 0 | 0 | 0 | 0 | 0 | 0 | 0 | 0 | 0 | 0 | 0 | 0 | 0 | 0 | 0 | 0 | 0 | 0 | 0 | 0 | 0 | 0 | 0 | 0 | 0 | 0 | 0 | 0 | 0 | 0 | 0 | 0 | 0 | 0
|  |  |  | EPC cost - sensitivity | 0% | %
|  |  |  | [spare 3] | 0 | Som 000s
|  |  |  | [spare 3] Som s-curve | 0% | % | bar: 0 to 56
|  |  |  | USD to Som exchange rate for period (EXRn) - monthly | 0 | Som / USD | 0 | 0 | 11000 | 11000 | 11000 | 11000 | 11000 | 11000 | 11000 | 11000 | 11000 | 11000 | 11000 | 11000 | 11000 | 11000 | 11000 | 11000 | 11000 | 11000 | 11000 | 11000 | 11000 | 11000 | 11000 | 11000 | 11000 | 11000 | 11000 | 11000 | 11000 | 11000 | 11000 | 11000 | 11000 | 11036.5996 | 11073.3209 | 11110.1644 | 11147.1305 | 11184.2196 | 11221.4322 | 11258.7685 | 11296.229 | 11333.8142 | 11371.5245 | 11409.3602 | 11447.3218 | 11476.8448 | 11506.444 | 11536.1195 | 11000 | 11000 | 11000 | 11000 | 11000 | 11000 | 11000 | 11000
|  |  |  | [spare 3] Som cost profile |  | USD 000s | 0 |  | 0 | 0 | 0 | 0 | 0 | 0 | 0 | 0 | 0 | 0 | 0 | 0 | 0 | 0 | 0 | 0 | 0 | 0 | 0 | 0 | 0 | 0 | 0 | 0 | 0 | 0 | 0 | 0 | 0 | 0 | 0 | 0 | 0 | 0 | 0 | 0 | 0 | 0 | 0 | 0 | 0 | 0 | 0 | 0 | 0 | 0 | 0 | 0 | 0 | 0 | 0 | 0 | 0 | 0 | 0 | 0
|  |  |  | EPC cost - sensitivity | 0% | %
|  |  |  | [spare 4] | 0 | Som 000s
|  |  |  | [spare 4] Som s-curve | 0% | % | bar: 0 to 56
|  |  |  | USD to Som exchange rate for period (EXRn) - monthly | 0 | Som / USD | 0 | 0 | 11000 | 11000 | 11000 | 11000 | 11000 | 11000 | 11000 | 11000 | 11000 | 11000 | 11000 | 11000 | 11000 | 11000 | 11000 | 11000 | 11000 | 11000 | 11000 | 11000 | 11000 | 11000 | 11000 | 11000 | 11000 | 11000 | 11000 | 11000 | 11000 | 11000 | 11000 | 11000 | 11000 | 11036.5996 | 11073.3209 | 11110.1644 | 11147.1305 | 11184.2196 | 11221.4322 | 11258.7685 | 11296.229 | 11333.8142 | 11371.5245 | 11409.3602 | 11447.3218 | 11476.8448 | 11506.444 | 11536.1195 | 11000 | 11000 | 11000 | 11000 | 11000 | 11000 | 11000 | 11000
|  |  |  | [spare 4] Som cost profile |  | USD 000s | 0 |  | 0 | 0 | 0 | 0 | 0 | 0 | 0 | 0 | 0 | 0 | 0 | 0 | 0 | 0 | 0 | 0 | 0 | 0 | 0 | 0 | 0 | 0 | 0 | 0 | 0 | 0 | 0 | 0 | 0 | 0 | 0 | 0 | 0 | 0 | 0 | 0 | 0 | 0 | 0 | 0 | 0 | 0 | 0 | 0 | 0 | 0 | 0 | 0 | 0 | 0 | 0 | 0 | 0 | 0 | 0 | 0
|  |  |  | EPC cost - sensitivity | 0% | %
|  |  |  | [spare 5] | 0 | Som 000s
|  |  |  | [spare 5] Som s-curve | 0% | % | bar: 0 to 56
|  |  |  | USD to Som exchange rate for period (EXRn) - monthly | 0 | Som / USD | 0 | 0 | 11000 | 11000 | 11000 | 11000 | 11000 | 11000 | 11000 | 11000 | 11000 | 11000 | 11000 | 11000 | 11000 | 11000 | 11000 | 11000 | 11000 | 11000 | 11000 | 11000 | 11000 | 11000 | 11000 | 11000 | 11000 | 11000 | 11000 | 11000 | 11000 | 11000 | 11000 | 11000 | 11000 | 11036.5996 | 11073.3209 | 11110.1644 | 11147.1305 | 11184.2196 | 11221.4322 | 11258.7685 | 11296.229 | 11333.8142 | 11371.5245 | 11409.3602 | 11447.3218 | 11476.8448 | 11506.444 | 11536.1195 | 11000 | 11000 | 11000 | 11000 | 11000 | 11000 | 11000 | 11000
|  |  |  | [spare 5] Som cost profile |  | USD 000s | 0 |  | 0 | 0 | 0 | 0 | 0 | 0 | 0 | 0 | 0 | 0 | 0 | 0 | 0 | 0 | 0 | 0 | 0 | 0 | 0 | 0 | 0 | 0 | 0 | 0 | 0 | 0 | 0 | 0 | 0 | 0 | 0 | 0 | 0 | 0 | 0 | 0 | 0 | 0 | 0 | 0 | 0 | 0 | 0 | 0 | 0 | 0 | 0 | 0 | 0 | 0 | 0 | 0 | 0 | 0 | 0 | 0
|  |  |  | PV EPC costs Som cost profile | 0 | USD 000s | 0 | 0 | 0 | 0 | 0 | 0 | 0 | 0 | 0 | 0 | 0 | 0 | 0 | 0 | 0 | 0 | 0 | 0 | 0 | 0 | 0 | 0 | 0 | 0 | 0 | 0 | 0 | 0 | 0 | 0 | 0 | 0 | 0 | 0 | 0 | 0 | 0 | 0 | 0 | 0 | 0 | 0 | 0 | 0 | 0 | 0 | 0 | 0 | 0 | 0 | 0 | 0 | 0 | 0 | 0 | 0 | 0 | 0
|  |  |  | [spare 2] Som cost profile | 0 | USD 000s | 0 | 0 | 0 | 0 | 0 | 0 | 0 | 0 | 0 | 0 | 0 | 0 | 0 | 0 | 0 | 0 | 0 | 0 | 0 | 0 | 0 | 0 | 0 | 0 | 0 | 0 | 0 | 0 | 0 | 0 | 0 | 0 | 0 | 0 | 0 | 0 | 0 | 0 | 0 | 0 | 0 | 0 | 0 | 0 | 0 | 0 | 0 | 0 | 0 | 0 | 0 | 0 | 0 | 0 | 0 | 0 | 0 | 0
|  |  |  | [spare 3] Som cost profile | 0 | USD 000s | 0 | 0 | 0 | 0 | 0 | 0 | 0 | 0 | 0 | 0 | 0 | 0 | 0 | 0 | 0 | 0 | 0 | 0 | 0 | 0 | 0 | 0 | 0 | 0 | 0 | 0 | 0 | 0 | 0 | 0 | 0 | 0 | 0 | 0 | 0 | 0 | 0 | 0 | 0 | 0 | 0 | 0 | 0 | 0 | 0 | 0 | 0 | 0 | 0 | 0 | 0 | 0 | 0 | 0 | 0 | 0 | 0 | 0
|  |  |  | [spare 4] Som cost profile | 0 | USD 000s | 0 | 0 | 0 | 0 | 0 | 0 | 0 | 0 | 0 | 0 | 0 | 0 | 0 | 0 | 0 | 0 | 0 | 0 | 0 | 0 | 0 | 0 | 0 | 0 | 0 | 0 | 0 | 0 | 0 | 0 | 0 | 0 | 0 | 0 | 0 | 0 | 0 | 0 | 0 | 0 | 0 | 0 | 0 | 0 | 0 | 0 | 0 | 0 | 0 | 0 | 0 | 0 | 0 | 0 | 0 | 0 | 0 | 0
|  |  |  | [spare 5] Som cost profile | 0 | USD 000s | 0 | 0 | 0 | 0 | 0 | 0 | 0 | 0 | 0 | 0 | 0 | 0 | 0 | 0 | 0 | 0 | 0 | 0 | 0 | 0 | 0 | 0 | 0 | 0 | 0 | 0 | 0 | 0 | 0 | 0 | 0 | 0 | 0 | 0 | 0 | 0 | 0 | 0 | 0 | 0 | 0 | 0 | 0 | 0 | 0 | 0 | 0 | 0 | 0 | 0 | 0 | 0 | 0 | 0 | 0 | 0 | 0 | 0
|  |  |  | EPC local costs |  | USD 000s | 0 |  | 0 | 0 | 0 | 0 | 0 | 0 | 0 | 0 | 0 | 0 | 0 | 0 | 0 | 0 | 0 | 0 | 0 | 0 | 0 | 0 | 0 | 0 | 0 | 0 | 0 | 0 | 0 | 0 | 0 | 0 | 0 | 0 | 0 | 0 | 0 | 0 | 0 | 0 | 0 | 0 | 0 | 0 | 0 | 0 | 0 | 0 | 0 | 0 | 0 | 0 | 0 | 0 | 0 | 0 | 0 | 0
EPC Som costs incl. VAT
|  |  |  | VAT standard rate | 12% | %
|  |  |  | VAT exemption rate | 0% | %
|  |  |  | VAT exemption period | 0 | years
|  |  |  | Construction year (including FC) | 0 | year | 0 | 0 | 0 | 0 | 0 | 0 | 0 | 0 | 0 | 0 | 0 | 0 | 0 | 0 | 0 | 0 | 0 | 0 | 0 | 0 | 0 | 0 | 1 | 1 | 1 | 1 | 1 | 1 | 1 | 1 | 1 | 1 | 1 | 1 | 2 | 2 | 2 | 2 | 2 | 2 | 2 | 2 | 2 | 2 | 2 | 2 | 3 | 3 | 3 | 3 | 0 | 0 | 0 | 0 | 0 | 0 | 0 | 0
|  |  |  | EPC local costs | 0 | USD 000s | 0 | 0 | 0 | 0 | 0 | 0 | 0 | 0 | 0 | 0 | 0 | 0 | 0 | 0 | 0 | 0 | 0 | 0 | 0 | 0 | 0 | 0 | 0 | 0 | 0 | 0 | 0 | 0 | 0 | 0 | 0 | 0 | 0 | 0 | 0 | 0 | 0 | 0 | 0 | 0 | 0 | 0 | 0 | 0 | 0 | 0 | 0 | 0 | 0 | 0 | 0 | 0 | 0 | 0 | 0 | 0 | 0 | 0
|  |  |  | EPC local costs inc VAT |  | USD 000s | 0 |  | 0 | 0 | 0 | 0 | 0 | 0 | 0 | 0 | 0 | 0 | 0 | 0 | 0 | 0 | 0 | 0 | 0 | 0 | 0 | 0 | 0 | 0 | 0 | 0 | 0 | 0 | 0 | 0 | 0 | 0 | 0 | 0 | 0 | 0 | 0 | 0 | 0 | 0 | 0 | 0 | 0 | 0 | 0 | 0 | 0 | 0 | 0 | 0 | 0 | 0 | 0 | 0 | 0 | 0 | 0 | 0
|  |  |  | EPC local costs | 0 | USD 000s | 0 | 0 | 0 | 0 | 0 | 0 | 0 | 0 | 0 | 0 | 0 | 0 | 0 | 0 | 0 | 0 | 0 | 0 | 0 | 0 | 0 | 0 | 0 | 0 | 0 | 0 | 0 | 0 | 0 | 0 | 0 | 0 | 0 | 0 | 0 | 0 | 0 | 0 | 0 | 0 | 0 | 0 | 0 | 0 | 0 | 0 | 0 | 0 | 0 | 0 | 0 | 0 | 0 | 0 | 0 | 0 | 0 | 0
|  |  |  | EPC local costs inc VAT | 0 | USD 000s | 0 | 0 | 0 | 0 | 0 | 0 | 0 | 0 | 0 | 0 | 0 | 0 | 0 | 0 | 0 | 0 | 0 | 0 | 0 | 0 | 0 | 0 | 0 | 0 | 0 | 0 | 0 | 0 | 0 | 0 | 0 | 0 | 0 | 0 | 0 | 0 | 0 | 0 | 0 | 0 | 0 | 0 | 0 | 0 | 0 | 0 | 0 | 0 | 0 | 0 | 0 | 0 | 0 | 0 | 0 | 0 | 0 | 0
|  |  |  | VAT paid on local EPC costs |  | USD 000s | 0 |  | 0 | 0 | 0 | 0 | 0 | 0 | 0 | 0 | 0 | 0 | 0 | 0 | 0 | 0 | 0 | 0 | 0 | 0 | 0 | 0 | 0 | 0 | 0 | 0 | 0 | 0 | 0 | 0 | 0 | 0 | 0 | 0 | 0 | 0 | 0 | 0 | 0 | 0 | 0 | 0 | 0 | 0 | 0 | 0 | 0 | 0 | 0 | 0 | 0 | 0 | 0 | 0 | 0 | 0 | 0 | 0
WHT on EPC costs - local currency
|  |  |  | WHT on EPC costs no VAT delay, no AR/AP delay | 0% | %
|  |  |  | EPC local costs | 0 | USD 000s | 0 | 0 | 0 | 0 | 0 | 0 | 0 | 0 | 0 | 0 | 0 | 0 | 0 | 0 | 0 | 0 | 0 | 0 | 0 | 0 | 0 | 0 | 0 | 0 | 0 | 0 | 0 | 0 | 0 | 0 | 0 | 0 | 0 | 0 | 0 | 0 | 0 | 0 | 0 | 0 | 0 | 0 | 0 | 0 | 0 | 0 | 0 | 0 | 0 | 0 | 0 | 0 | 0 | 0 | 0 | 0 | 0 | 0
|  |  |  | WHT on EPC local costs |  | USD 000s | 0 |  | 0 | 0 | 0 | 0 | 0 | 0 | 0 | 0 | 0 | 0 | 0 | 0 | 0 | 0 | 0 | 0 | 0 | 0 | 0 | 0 | 0 | 0 | 0 | 0 | 0 | 0 | 0 | 0 | 0 | 0 | 0 | 0 | 0 | 0 | 0 | 0 | 0 | 0 | 0 | 0 | 0 | 0 | 0 | 0 | 0 | 0 | 0 | 0 | 0 | 0 | 0 | 0 | 0 | 0 | 0 | 0
EPC costs in USD
|  |  |  | EPC cost - sensitivity | 0% | %
|  |  |  | PV EPC costs | 127767.595 | USD 000s
|  |  |  | PV EPC costs USD s-curve | 0% | % | 100% | 0% | 0% | 0% | 0% | 0% | 0% | 0% | 0% | 0% | 0% | 0% | 0% | 0% | 0% | 0% | 0% | 0% | 0% | 0% | 0% | 0% | 20% | 16.72% | 18.4% | 19.44% | 15.44% | 6.8% | 3.2% | 0% | 0% | 0% | 0% | 0% | 0% | 0% | 0% | 0% | 0% | 0% | 0% | 0% | 0% | 0% | 0% | 0% | 0% | 0% | 0% | 0% | 0% | 0% | 0% | 0% | 0% | 0% | 0% | 0%
|  |  |  | PV EPC costs USD cost profile |  | USD 000s | 127767.595 |  | 0 | 0 | 0 | 0 | 0 | 0 | 0 | 0 | 0 | 0 | 0 | 0 | 0 | 0 | 0 | 0 | 0 | 0 | 0 | 0 | 25553.519 | 21362.7419 | 23509.2375 | 24838.0205 | 19727.3167 | 8688.1965 | 4088.563 | 0 | 0 | 0 | 0 | 0 | 0 | 0 | 0 | 0 | 0 | 0 | 0 | 0 | 0 | 0 | 0 | 0 | 0 | 0 | 0 | 0 | 0 | 0 | 0 | 0 | 0 | 0 | 0 | 0
|  |  |  | EPC cost - sensitivity | 0% | %
|  |  |  | [spare 2] | 0 | USD 000s
|  |  |  | [spare 2] USD s-curve | 0% | % | bar: 0 to 56
|  |  |  | [spare 2] USD cost profile |  | USD 000s | 0 |  | 0 | 0 | 0 | 0 | 0 | 0 | 0 | 0 | 0 | 0 | 0 | 0 | 0 | 0 | 0 | 0 | 0 | 0 | 0 | 0 | 0 | 0 | 0 | 0 | 0 | 0 | 0 | 0 | 0 | 0 | 0 | 0 | 0 | 0 | 0 | 0 | 0 | 0 | 0 | 0 | 0 | 0 | 0 | 0 | 0 | 0 | 0 | 0 | 0 | 0 | 0 | 0 | 0 | 0 | 0 | 0
|  |  |  | EPC cost - sensitivity | 0% | %
|  |  |  | [spare 3] | 0 | USD 000s
|  |  |  | [spare 3] USD s-curve | 0% | % | bar: 0 to 56
|  |  |  | [spare 3] USD cost profile |  | USD 000s | 0 |  | 0 | 0 | 0 | 0 | 0 | 0 | 0 | 0 | 0 | 0 | 0 | 0 | 0 | 0 | 0 | 0 | 0 | 0 | 0 | 0 | 0 | 0 | 0 | 0 | 0 | 0 | 0 | 0 | 0 | 0 | 0 | 0 | 0 | 0 | 0 | 0 | 0 | 0 | 0 | 0 | 0 | 0 | 0 | 0 | 0 | 0 | 0 | 0 | 0 | 0 | 0 | 0 | 0 | 0 | 0 | 0
|  |  |  | EPC cost - sensitivity | 0% | %
|  |  |  | [spare 4] | 0 | USD 000s
|  |  |  | [spare 4] USD s-curve | 0% | % | bar: 0 to 56
|  |  |  | [spare 4] USD cost profile |  | USD 000s | 0 |  | 0 | 0 | 0 | 0 | 0 | 0 | 0 | 0 | 0 | 0 | 0 | 0 | 0 | 0 | 0 | 0 | 0 | 0 | 0 | 0 | 0 | 0 | 0 | 0 | 0 | 0 | 0 | 0 | 0 | 0 | 0 | 0 | 0 | 0 | 0 | 0 | 0 | 0 | 0 | 0 | 0 | 0 | 0 | 0 | 0 | 0 | 0 | 0 | 0 | 0 | 0 | 0 | 0 | 0 | 0 | 0
|  |  |  | EPC cost - sensitivity | 0% | %
|  |  |  | [spare 5] | 0 | USD 000s
|  |  |  | [spare 5] USD s-curve | 0% | % | bar: 0 to 56
|  |  |  | [spare 5] USD cost profile |  | USD 000s | 0 |  | 0 | 0 | 0 | 0 | 0 | 0 | 0 | 0 | 0 | 0 | 0 | 0 | 0 | 0 | 0 | 0 | 0 | 0 | 0 | 0 | 0 | 0 | 0 | 0 | 0 | 0 | 0 | 0 | 0 | 0 | 0 | 0 | 0 | 0 | 0 | 0 | 0 | 0 | 0 | 0 | 0 | 0 | 0 | 0 | 0 | 0 | 0 | 0 | 0 | 0 | 0 | 0 | 0 | 0 | 0 | 0
|  |  |  | PV EPC costs USD cost profile | 0 | USD 000s | 127767.595 | 0 | 0 | 0 | 0 | 0 | 0 | 0 | 0 | 0 | 0 | 0 | 0 | 0 | 0 | 0 | 0 | 0 | 0 | 0 | 0 | 0 | 25553.519 | 21362.7419 | 23509.2375 | 24838.0205 | 19727.3167 | 8688.1965 | 4088.563 | 0 | 0 | 0 | 0 | 0 | 0 | 0 | 0 | 0 | 0 | 0 | 0 | 0 | 0 | 0 | 0 | 0 | 0 | 0 | 0 | 0 | 0 | 0 | 0 | 0 | 0 | 0 | 0 | 0
|  |  |  | [spare 2] USD cost profile | 0 | USD 000s | 0 | 0 | 0 | 0 | 0 | 0 | 0 | 0 | 0 | 0 | 0 | 0 | 0 | 0 | 0 | 0 | 0 | 0 | 0 | 0 | 0 | 0 | 0 | 0 | 0 | 0 | 0 | 0 | 0 | 0 | 0 | 0 | 0 | 0 | 0 | 0 | 0 | 0 | 0 | 0 | 0 | 0 | 0 | 0 | 0 | 0 | 0 | 0 | 0 | 0 | 0 | 0 | 0 | 0 | 0 | 0 | 0 | 0
|  |  |  | [spare 3] USD cost profile | 0 | USD 000s | 0 | 0 | 0 | 0 | 0 | 0 | 0 | 0 | 0 | 0 | 0 | 0 | 0 | 0 | 0 | 0 | 0 | 0 | 0 | 0 | 0 | 0 | 0 | 0 | 0 | 0 | 0 | 0 | 0 | 0 | 0 | 0 | 0 | 0 | 0 | 0 | 0 | 0 | 0 | 0 | 0 | 0 | 0 | 0 | 0 | 0 | 0 | 0 | 0 | 0 | 0 | 0 | 0 | 0 | 0 | 0 | 0 | 0
|  |  |  | [spare 4] USD cost profile | 0 | USD 000s | 0 | 0 | 0 | 0 | 0 | 0 | 0 | 0 | 0 | 0 | 0 | 0 | 0 | 0 | 0 | 0 | 0 | 0 | 0 | 0 | 0 | 0 | 0 | 0 | 0 | 0 | 0 | 0 | 0 | 0 | 0 | 0 | 0 | 0 | 0 | 0 | 0 | 0 | 0 | 0 | 0 | 0 | 0 | 0 | 0 | 0 | 0 | 0 | 0 | 0 | 0 | 0 | 0 | 0 | 0 | 0 | 0 | 0
|  |  |  | [spare 5] USD cost profile | 0 | USD 000s | 0 | 0 | 0 | 0 | 0 | 0 | 0 | 0 | 0 | 0 | 0 | 0 | 0 | 0 | 0 | 0 | 0 | 0 | 0 | 0 | 0 | 0 | 0 | 0 | 0 | 0 | 0 | 0 | 0 | 0 | 0 | 0 | 0 | 0 | 0 | 0 | 0 | 0 | 0 | 0 | 0 | 0 | 0 | 0 | 0 | 0 | 0 | 0 | 0 | 0 | 0 | 0 | 0 | 0 | 0 | 0 | 0 | 0
|  |  |  | EPC USD costs |  | USD 000s | 127767.595 |  | 0 | 0 | 0 | 0 | 0 | 0 | 0 | 0 | 0 | 0 | 0 | 0 | 0 | 0 | 0 | 0 | 0 | 0 | 0 | 0 | 25553.519 | 21362.7419 | 23509.2375 | 24838.0205 | 19727.3167 | 8688.1965 | 4088.563 | 0 | 0 | 0 | 0 | 0 | 0 | 0 | 0 | 0 | 0 | 0 | 0 | 0 | 0 | 0 | 0 | 0 | 0 | 0 | 0 | 0 | 0 | 0 | 0 | 0 | 0 | 0 | 0 | 0
[Spare]
|  |  |  | [Spare] | 0 | USD 000s
|  |  |  | [Spare] USD s-curve | 0% | % | 100% | 0% | 0% | 0% | 0% | 0% | 0% | 0% | 0% | 0% | 0% | 0% | 0% | 0% | 0% | 0% | 0% | 0% | 0% | 0% | 0% | 0% | 100% | 0% | 0% | 0% | 0% | 0% | 0% | 0% | 0% | 0% | 0% | 0% | 0% | 0% | 0% | 0% | 0% | 0% | 0% | 0% | 0% | 0% | 0% | 0% | 0% | 0% | 0% | 0% | 0% | 0% | 0% | 0% | 0% | 0% | 0% | 0%
|  |  |  | [Spare] |  | USD 000s | 0 |  | 0 | 0 | 0 | 0 | 0 | 0 | 0 | 0 | 0 | 0 | 0 | 0 | 0 | 0 | 0 | 0 | 0 | 0 | 0 | 0 | 0 | 0 | 0 | 0 | 0 | 0 | 0 | 0 | 0 | 0 | 0 | 0 | 0 | 0 | 0 | 0 | 0 | 0 | 0 | 0 | 0 | 0 | 0 | 0 | 0 | 0 | 0 | 0 | 0 | 0 | 0 | 0 | 0 | 0 | 0 | 0
[Spare]
|  |  |  | [Spare] | 0 | USD 000s
|  |  |  | [Spare] USD s-curve | 0% | % | 100% | 0% | 0% | 0% | 0% | 0% | 0% | 0% | 0% | 0% | 0% | 0% | 0% | 0% | 0% | 0% | 0% | 0% | 0% | 0% | 0% | 0% | 100% | 0% | 0% | 0% | 0% | 0% | 0% | 0% | 0% | 0% | 0% | 0% | 0% | 0% | 0% | 0% | 0% | 0% | 0% | 0% | 0% | 0% | 0% | 0% | 0% | 0% | 0% | 0% | 0% | 0% | 0% | 0% | 0% | 0% | 0% | 0%
|  |  |  | [Spare] |  | USD 000s | 0 |  | 0 | 0 | 0 | 0 | 0 | 0 | 0 | 0 | 0 | 0 | 0 | 0 | 0 | 0 | 0 | 0 | 0 | 0 | 0 | 0 | 0 | 0 | 0 | 0 | 0 | 0 | 0 | 0 | 0 | 0 | 0 | 0 | 0 | 0 | 0 | 0 | 0 | 0 | 0 | 0 | 0 | 0 | 0 | 0 | 0 | 0 | 0 | 0 | 0 | 0 | 0 | 0 | 0 | 0 | 0 | 0
EPC USD costs inc VAT
|  |  |  | VAT standard rate | 12% | %
|  |  |  | EPC USD costs | 0 | USD 000s | 127767.595 | 0 | 0 | 0 | 0 | 0 | 0 | 0 | 0 | 0 | 0 | 0 | 0 | 0 | 0 | 0 | 0 | 0 | 0 | 0 | 0 | 0 | 25553.519 | 21362.7419 | 23509.2375 | 24838.0205 | 19727.3167 | 8688.1965 | 4088.563 | 0 | 0 | 0 | 0 | 0 | 0 | 0 | 0 | 0 | 0 | 0 | 0 | 0 | 0 | 0 | 0 | 0 | 0 | 0 | 0 | 0 | 0 | 0 | 0 | 0 | 0 | 0 | 0 | 0
|  |  |  | EPC USD costs inc VAT |  | USD 000s | 143099.7064 |  | 0 | 0 | 0 | 0 | 0 | 0 | 0 | 0 | 0 | 0 | 0 | 0 | 0 | 0 | 0 | 0 | 0 | 0 | 0 | 0 | 28619.9413 | 23926.2709 | 26330.346 | 27818.5829 | 22094.5947 | 9730.78 | 4579.1906 | 0 | 0 | 0 | 0 | 0 | 0 | 0 | 0 | 0 | 0 | 0 | 0 | 0 | 0 | 0 | 0 | 0 | 0 | 0 | 0 | 0 | 0 | 0 | 0 | 0 | 0 | 0 | 0 | 0
|  |  |  | EPC USD costs | 0 | USD 000s | 127767.595 | 0 | 0 | 0 | 0 | 0 | 0 | 0 | 0 | 0 | 0 | 0 | 0 | 0 | 0 | 0 | 0 | 0 | 0 | 0 | 0 | 0 | 25553.519 | 21362.7419 | 23509.2375 | 24838.0205 | 19727.3167 | 8688.1965 | 4088.563 | 0 | 0 | 0 | 0 | 0 | 0 | 0 | 0 | 0 | 0 | 0 | 0 | 0 | 0 | 0 | 0 | 0 | 0 | 0 | 0 | 0 | 0 | 0 | 0 | 0 | 0 | 0 | 0 | 0
|  |  |  | EPC USD costs inc VAT | 0 | USD 000s | 143099.7064 | 0 | 0 | 0 | 0 | 0 | 0 | 0 | 0 | 0 | 0 | 0 | 0 | 0 | 0 | 0 | 0 | 0 | 0 | 0 | 0 | 0 | 28619.9413 | 23926.2709 | 26330.346 | 27818.5829 | 22094.5947 | 9730.78 | 4579.1906 | 0 | 0 | 0 | 0 | 0 | 0 | 0 | 0 | 0 | 0 | 0 | 0 | 0 | 0 | 0 | 0 | 0 | 0 | 0 | 0 | 0 | 0 | 0 | 0 | 0 | 0 | 0 | 0 | 0
|  |  |  | VAT paid on USD EPC costs |  | USD 000s | 15332.1114 |  | 0 | 0 | 0 | 0 | 0 | 0 | 0 | 0 | 0 | 0 | 0 | 0 | 0 | 0 | 0 | 0 | 0 | 0 | 0 | 0 | 3066.4223 | 2563.529 | 2821.1085 | 2980.5625 | 2367.278 | 1042.5836 | 490.6276 | 0 | 0 | 0 | 0 | 0 | 0 | 0 | 0 | 0 | 0 | 0 | 0 | 0 | 0 | 0 | 0 | 0 | 0 | 0 | 0 | 0 | 0 | 0 | 0 | 0 | 0 | 0 | 0 | 0
WHT on EPC costs - foreign currency
|  |  |  | WHT on EPC costs no VAT delay, no AR/AP delay | 0% | %
|  |  |  | EPC USD costs | 0 | USD 000s | 127767.595 | 0 | 0 | 0 | 0 | 0 | 0 | 0 | 0 | 0 | 0 | 0 | 0 | 0 | 0 | 0 | 0 | 0 | 0 | 0 | 0 | 0 | 25553.519 | 21362.7419 | 23509.2375 | 24838.0205 | 19727.3167 | 8688.1965 | 4088.563 | 0 | 0 | 0 | 0 | 0 | 0 | 0 | 0 | 0 | 0 | 0 | 0 | 0 | 0 | 0 | 0 | 0 | 0 | 0 | 0 | 0 | 0 | 0 | 0 | 0 | 0 | 0 | 0 | 0
|  |  |  | WHT on EPC USD costs |  | USD 000s | 0 |  | 0 | 0 | 0 | 0 | 0 | 0 | 0 | 0 | 0 | 0 | 0 | 0 | 0 | 0 | 0 | 0 | 0 | 0 | 0 | 0 | 0 | 0 | 0 | 0 | 0 | 0 | 0 | 0 | 0 | 0 | 0 | 0 | 0 | 0 | 0 | 0 | 0 | 0 | 0 | 0 | 0 | 0 | 0 | 0 | 0 | 0 | 0 | 0 | 0 | 0 | 0 | 0 | 0 | 0 | 0 | 0
EPC cost summary
|  |  |  | EPC local costs inc VAT | 0 | USD 000s | 0 | 0 | 0 | 0 | 0 | 0 | 0 | 0 | 0 | 0 | 0 | 0 | 0 | 0 | 0 | 0 | 0 | 0 | 0 | 0 | 0 | 0 | 0 | 0 | 0 | 0 | 0 | 0 | 0 | 0 | 0 | 0 | 0 | 0 | 0 | 0 | 0 | 0 | 0 | 0 | 0 | 0 | 0 | 0 | 0 | 0 | 0 | 0 | 0 | 0 | 0 | 0 | 0 | 0 | 0 | 0 | 0 | 0
|  |  |  | EPC USD costs inc VAT | 0 | USD 000s | 143099.7064 | 0 | 0 | 0 | 0 | 0 | 0 | 0 | 0 | 0 | 0 | 0 | 0 | 0 | 0 | 0 | 0 | 0 | 0 | 0 | 0 | 0 | 28619.9413 | 23926.2709 | 26330.346 | 27818.5829 | 22094.5947 | 9730.78 | 4579.1906 | 0 | 0 | 0 | 0 | 0 | 0 | 0 | 0 | 0 | 0 | 0 | 0 | 0 | 0 | 0 | 0 | 0 | 0 | 0 | 0 | 0 | 0 | 0 | 0 | 0 | 0 | 0 | 0 | 0
|  |  |  | WHT on EPC local costs | 0 | USD 000s | 0 | 0 | 0 | 0 | 0 | 0 | 0 | 0 | 0 | 0 | 0 | 0 | 0 | 0 | 0 | 0 | 0 | 0 | 0 | 0 | 0 | 0 | 0 | 0 | 0 | 0 | 0 | 0 | 0 | 0 | 0 | 0 | 0 | 0 | 0 | 0 | 0 | 0 | 0 | 0 | 0 | 0 | 0 | 0 | 0 | 0 | 0 | 0 | 0 | 0 | 0 | 0 | 0 | 0 | 0 | 0 | 0 | 0
|  |  |  | WHT on EPC USD costs | 0 | USD 000s | 0 | 0 | 0 | 0 | 0 | 0 | 0 | 0 | 0 | 0 | 0 | 0 | 0 | 0 | 0 | 0 | 0 | 0 | 0 | 0 | 0 | 0 | 0 | 0 | 0 | 0 | 0 | 0 | 0 | 0 | 0 | 0 | 0 | 0 | 0 | 0 | 0 | 0 | 0 | 0 | 0 | 0 | 0 | 0 | 0 | 0 | 0 | 0 | 0 | 0 | 0 | 0 | 0 | 0 | 0 | 0 | 0 | 0
|  |  |  | EPC costs |  | USD 000s | 143099.7064 |  | 0 | 0 | 0 | 0 | 0 | 0 | 0 | 0 | 0 | 0 | 0 | 0 | 0 | 0 | 0 | 0 | 0 | 0 | 0 | 0 | 28619.9413 | 23926.2709 | 26330.346 | 27818.5829 | 22094.5947 | 9730.78 | 4579.1906 | 0 | 0 | 0 | 0 | 0 | 0 | 0 | 0 | 0 | 0 | 0 | 0 | 0 | 0 | 0 | 0 | 0 | 0 | 0 | 0 | 0 | 0 | 0 | 0 | 0 | 0 | 0 | 0 | 0
|  |  |  | VAT paid on local EPC costs | 0 | USD 000s | 0 | 0 | 0 | 0 | 0 | 0 | 0 | 0 | 0 | 0 | 0 | 0 | 0 | 0 | 0 | 0 | 0 | 0 | 0 | 0 | 0 | 0 | 0 | 0 | 0 | 0 | 0 | 0 | 0 | 0 | 0 | 0 | 0 | 0 | 0 | 0 | 0 | 0 | 0 | 0 | 0 | 0 | 0 | 0 | 0 | 0 | 0 | 0 | 0 | 0 | 0 | 0 | 0 | 0 | 0 | 0 | 0 | 0
|  |  |  | VAT paid on USD EPC costs | 0 | USD 000s | 15332.1114 | 0 | 0 | 0 | 0 | 0 | 0 | 0 | 0 | 0 | 0 | 0 | 0 | 0 | 0 | 0 | 0 | 0 | 0 | 0 | 0 | 0 | 3066.4223 | 2563.529 | 2821.1085 | 2980.5625 | 2367.278 | 1042.5836 | 490.6276 | 0 | 0 | 0 | 0 | 0 | 0 | 0 | 0 | 0 | 0 | 0 | 0 | 0 | 0 | 0 | 0 | 0 | 0 | 0 | 0 | 0 | 0 | 0 | 0 | 0 | 0 | 0 | 0 | 0
|  |  |  | EPC costs VAT paid |  | USD 000s | 15332.1114 |  | 0 | 0 | 0 | 0 | 0 | 0 | 0 | 0 | 0 | 0 | 0 | 0 | 0 | 0 | 0 | 0 | 0 | 0 | 0 | 0 | 3066.4223 | 2563.529 | 2821.1085 | 2980.5625 | 2367.278 | 1042.5836 | 490.6276 | 0 | 0 | 0 | 0 | 0 | 0 | 0 | 0 | 0 | 0 | 0 | 0 | 0 | 0 | 0 | 0 | 0 | 0 | 0 | 0 | 0 | 0 | 0 | 0 | 0 | 0 | 0 | 0 | 0
|  |  |  | EPC costs | 0 | USD 000s | 143099.7064 | 0 | 0 | 0 | 0 | 0 | 0 | 0 | 0 | 0 | 0 | 0 | 0 | 0 | 0 | 0 | 0 | 0 | 0 | 0 | 0 | 0 | 28619.9413 | 23926.2709 | 26330.346 | 27818.5829 | 22094.5947 | 9730.78 | 4579.1906 | 0 | 0 | 0 | 0 | 0 | 0 | 0 | 0 | 0 | 0 | 0 | 0 | 0 | 0 | 0 | 0 | 0 | 0 | 0 | 0 | 0 | 0 | 0 | 0 | 0 | 0 | 0 | 0 | 0
|  |  |  | EPC costs VAT paid | 0 | USD 000s | 15332.1114 | 0 | 0 | 0 | 0 | 0 | 0 | 0 | 0 | 0 | 0 | 0 | 0 | 0 | 0 | 0 | 0 | 0 | 0 | 0 | 0 | 0 | 3066.4223 | 2563.529 | 2821.1085 | 2980.5625 | 2367.278 | 1042.5836 | 490.6276 | 0 | 0 | 0 | 0 | 0 | 0 | 0 | 0 | 0 | 0 | 0 | 0 | 0 | 0 | 0 | 0 | 0 | 0 | 0 | 0 | 0 | 0 | 0 | 0 | 0 | 0 | 0 | 0 | 0
|  |  |  | EPC costs exc VAT |  | USD 000s | 127767.595 |  | 0 | 0 | 0 | 0 | 0 | 0 | 0 | 0 | 0 | 0 | 0 | 0 | 0 | 0 | 0 | 0 | 0 | 0 | 0 | 0 | 25553.519 | 21362.7419 | 23509.2375 | 24838.0205 | 19727.3167 | 8688.1965 | 4088.563 | 0 | 0 | 0 | 0 | 0 | 0 | 0 | 0 | 0 | 0 | 0 | 0 | 0 | 0 | 0 | 0 | 0 | 0 | 0 | 0 | 0 | 0 | 0 | 0 | 0 | 0 | 0 | 0 | 0
|  |  |  | Total EPC cost excluding VAT | 127767.595 | USD 000s
|  |  |  | Total EPC cost excluding VAT | 127767.595 | USD 000s
|  |  |  | EPC cost - sensitivity | 0% | %
|  |  |  | Total EPC costs - non-sensitized | 127767.595 | USD 000s
EPC premium
|  |  |  | EPC premium for IRR | 0 | USD 000s
|  |  |  | Financial close date flag - construction | 0 | flag | 1 | 0 | 0 | 0 | 0 | 0 | 0 | 0 | 0 | 0 | 0 | 0 | 0 | 0 | 0 | 0 | 0 | 0 | 0 | 0 | 0 | 0 | 1 | 0 | 0 | 0 | 0 | 0 | 0 | 0 | 0 | 0 | 0 | 0 | 0 | 0 | 0 | 0 | 0 | 0 | 0 | 0 | 0 | 0 | 0 | 0 | 0 | 0 | 0 | 0 | 0 | 0 | 0 | 0 | 0 | 0 | 0 | 0
|  |  |  | EPC premium |  | USD 000s | 0 |  | 0 | 0 | 0 | 0 | 0 | 0 | 0 | 0 | 0 | 0 | 0 | 0 | 0 | 0 | 0 | 0 | 0 | 0 | 0 | 0 | 0 | 0 | 0 | 0 | 0 | 0 | 0 | 0 | 0 | 0 | 0 | 0 | 0 | 0 | 0 | 0 | 0 | 0 | 0 | 0 | 0 | 0 | 0 | 0 | 0 | 0 | 0 | 0 | 0 | 0 | 0 | 0 | 0 | 0 | 0 | 0
EPC contingency costs
|  |  |  | EPC spent contingency - % | 0.5% | %
|  |  |  | Total EPC costs - non-sensitized | 127767.595 | USD 000s
|  |  |  | Total EPC cost excluding VAT | 127767.595 | USD 000s
|  |  |  | EPC costs exc VAT | 0 | USD 000s | 127767.595 | 0 | 0 | 0 | 0 | 0 | 0 | 0 | 0 | 0 | 0 | 0 | 0 | 0 | 0 | 0 | 0 | 0 | 0 | 0 | 0 | 0 | 25553.519 | 21362.7419 | 23509.2375 | 24838.0205 | 19727.3167 | 8688.1965 | 4088.563 | 0 | 0 | 0 | 0 | 0 | 0 | 0 | 0 | 0 | 0 | 0 | 0 | 0 | 0 | 0 | 0 | 0 | 0 | 0 | 0 | 0 | 0 | 0 | 0 | 0 | 0 | 0 | 0 | 0
|  |  |  | EPC contingency costs |  | USD 000s | 638.838 |  | 0 | 0 | 0 | 0 | 0 | 0 | 0 | 0 | 0 | 0 | 0 | 0 | 0 | 0 | 0 | 0 | 0 | 0 | 0 | 0 | 127.7676 | 106.8137 | 117.5462 | 124.1901 | 98.6366 | 43.441 | 20.4428 | 0 | 0 | 0 | 0 | 0 | 0 | 0 | 0 | 0 | 0 | 0 | 0 | 0 | 0 | 0 | 0 | 0 | 0 | 0 | 0 | 0 | 0 | 0 | 0 | 0 | 0 | 0 | 0 | 0
|  |  |  | Total EPC contingency costs | 638.838 | USD 000s
|  |  |  | EPC contingency costs | 0 | USD 000s | 638.838 | 0 | 0 | 0 | 0 | 0 | 0 | 0 | 0 | 0 | 0 | 0 | 0 | 0 | 0 | 0 | 0 | 0 | 0 | 0 | 0 | 0 | 127.7676 | 106.8137 | 117.5462 | 124.1901 | 98.6366 | 43.441 | 20.4428 | 0 | 0 | 0 | 0 | 0 | 0 | 0 | 0 | 0 | 0 | 0 | 0 | 0 | 0 | 0 | 0 | 0 | 0 | 0 | 0 | 0 | 0 | 0 | 0 | 0 | 0 | 0 | 0 | 0
|  |  |  | EIF contingency costs | 0 | USD 000s | 55 | 0 | 0 | 0 | 0 | 0 | 0 | 0 | 0 | 0 | 0 | 0 | 0 | 0 | 0 | 0 | 0 | 0 | 0 | 0 | 0 | 0 | 11 | 9.196 | 10.12 | 10.692 | 8.492 | 3.74 | 1.76 | 0 | 0 | 0 | 0 | 0 | 0 | 0 | 0 | 0 | 0 | 0 | 0 | 0 | 0 | 0 | 0 | 0 | 0 | 0 | 0 | 0 | 0 | 0 | 0 | 0 | 0 | 0 | 0 | 0
|  |  |  | Contingency costs (EPC and Interconnection facility) |  | USD 000s | 693.838 |  | 0 | 0 | 0 | 0 | 0 | 0 | 0 | 0 | 0 | 0 | 0 | 0 | 0 | 0 | 0 | 0 | 0 | 0 | 0 | 0 | 138.7676 | 116.0097 | 127.6662 | 134.8821 | 107.1286 | 47.181 | 22.2028 | 0 | 0 | 0 | 0 | 0 | 0 | 0 | 0 | 0 | 0 | 0 | 0 | 0 | 0 | 0 | 0 | 0 | 0 | 0 | 0 | 0 | 0 | 0 | 0 | 0 | 0 | 0 | 0 | 0
|  |  |  | Total contingency costs (EPC and Interconnection facility) | 693.838 | USD 000s
Interconnection facilty costs
|  |  |  | Interconnection facilty costs | 11000 | USD 000s
|  |  |  | Interconnection facilty costs USD s-curve | 0% | % | 100% | 0% | 0% | 0% | 0% | 0% | 0% | 0% | 0% | 0% | 0% | 0% | 0% | 0% | 0% | 0% | 0% | 0% | 0% | 0% | 0% | 0% | 20% | 16.72% | 18.4% | 19.44% | 15.44% | 6.8% | 3.2% | 0% | 0% | 0% | 0% | 0% | 0% | 0% | 0% | 0% | 0% | 0% | 0% | 0% | 0% | 0% | 0% | 0% | 0% | 0% | 0% | 0% | 0% | 0% | 0% | 0% | 0% | 0% | 0% | 0%
|  |  |  | Interconnection facilty costs |  | USD 000s | 11000 |  | 0 | 0 | 0 | 0 | 0 | 0 | 0 | 0 | 0 | 0 | 0 | 0 | 0 | 0 | 0 | 0 | 0 | 0 | 0 | 0 | 2200 | 1839.2 | 2024 | 2138.4 | 1698.4 | 748 | 352 | 0 | 0 | 0 | 0 | 0 | 0 | 0 | 0 | 0 | 0 | 0 | 0 | 0 | 0 | 0 | 0 | 0 | 0 | 0 | 0 | 0 | 0 | 0 | 0 | 0 | 0 | 0 | 0 | 0
|  |  |  | Total Interconnection facilty costs | 11000 | USD 000s
|  |  |  | EPC spent contingency - % | 0.5% | %
|  |  |  | Interconnection facilty costs | 0 | USD 000s | 11000 | 0 | 0 | 0 | 0 | 0 | 0 | 0 | 0 | 0 | 0 | 0 | 0 | 0 | 0 | 0 | 0 | 0 | 0 | 0 | 0 | 0 | 2200 | 1839.2 | 2024 | 2138.4 | 1698.4 | 748 | 352 | 0 | 0 | 0 | 0 | 0 | 0 | 0 | 0 | 0 | 0 | 0 | 0 | 0 | 0 | 0 | 0 | 0 | 0 | 0 | 0 | 0 | 0 | 0 | 0 | 0 | 0 | 0 | 0 | 0
|  |  |  | EIF contingency costs |  | USD 000s | 55 |  | 0 | 0 | 0 | 0 | 0 | 0 | 0 | 0 | 0 | 0 | 0 | 0 | 0 | 0 | 0 | 0 | 0 | 0 | 0 | 0 | 11 | 9.196 | 10.12 | 10.692 | 8.492 | 3.74 | 1.76 | 0 | 0 | 0 | 0 | 0 | 0 | 0 | 0 | 0 | 0 | 0 | 0 | 0 | 0 | 0 | 0 | 0 | 0 | 0 | 0 | 0 | 0 | 0 | 0 | 0 | 0 | 0 | 0 | 0
|  |  |  | End of construction date | 2025-06-30 | date
|  |  |  | Model period end date - monthly | 0 | date | 0 | 0 | 2021-07-31 | 2021-08-31 | 2021-09-30 | 2021-10-31 | 2021-11-30 | 2021-12-31 | 2022-01-31 | 2022-02-28 | 2022-03-31 | 2022-04-30 | 2022-05-31 | 2022-06-30 | 2022-07-31 | 2022-08-31 | 2022-09-30 | 2022-10-31 | 2022-11-30 | 2022-12-31 | 2023-01-31 | 2023-02-28 | 2023-03-31 | 2023-04-30 | 2023-05-31 | 2023-06-30 | 2023-07-31 | 2023-08-31 | 2023-09-30 | 2023-10-31 | 2023-11-30 | 2023-12-31 | 2024-01-31 | 2024-02-29 | 2024-03-31 | 2024-04-30 | 2024-05-31 | 2024-06-30 | 2024-07-31 | 2024-08-31 | 2024-09-30 | 2024-10-31 | 2024-11-30 | 2024-12-31 | 2025-01-31 | 2025-02-28 | 2025-03-31 | 2025-04-30 | 2025-05-31 | 2025-06-30 | 2025-07-31 | 2025-08-31 | 2025-09-30 | 2025-10-31 | 2025-11-30 | 2025-12-31 | 2026-01-31 | 2026-02-28
|  |  |  | Years till COD for compunding factor |  | factor |  |  | 3.9167 | 3.8333 | 3.75 | 3.6667 | 3.5833 | 3.5 | 3.4167 | 3.3333 | 3.25 | 3.1667 | 3.0833 | 3 | 2.9167 | 2.8333 | 2.75 | 2.6667 | 2.5833 | 2.5 | 2.4167 | 2.3333 | 2.25 | 2.1667 | 2.0833 | 2 | 1.9167 | 1.8333 | 1.75 | 1.6667 | 1.5833 | 1.5 | 1.4167 | 1.3333 | 1.25 | 1.1667 | 1.0833 | 1 | 0.91667 | 0.83333 | 0.75 | 0.66667 | 0.58333 | 0.5 | 0.41667 | 0.33333 | 0.25 | 0.16667 | 0.083333 | 0 | 0.083333 | 0.16667 | 0.25 | 0.33333 | 0.41667 | 0.5 | 0.58333 | 0.66111
|  |  |  | 0% | 0% | 0%
|  |  |  | Interconnection facilty costs | 0 | USD 000s | 11000 | 0 | 0 | 0 | 0 | 0 | 0 | 0 | 0 | 0 | 0 | 0 | 0 | 0 | 0 | 0 | 0 | 0 | 0 | 0 | 0 | 0 | 2200 | 1839.2 | 2024 | 2138.4 | 1698.4 | 748 | 352 | 0 | 0 | 0 | 0 | 0 | 0 | 0 | 0 | 0 | 0 | 0 | 0 | 0 | 0 | 0 | 0 | 0 | 0 | 0 | 0 | 0 | 0 | 0 | 0 | 0 | 0 | 0 | 0 | 0
|  |  |  | Years till COD for compunding factor | 0 | factor | 0 | 0 | 3.9167 | 3.8333 | 3.75 | 3.6667 | 3.5833 | 3.5 | 3.4167 | 3.3333 | 3.25 | 3.1667 | 3.0833 | 3 | 2.9167 | 2.8333 | 2.75 | 2.6667 | 2.5833 | 2.5 | 2.4167 | 2.3333 | 2.25 | 2.1667 | 2.0833 | 2 | 1.9167 | 1.8333 | 1.75 | 1.6667 | 1.5833 | 1.5 | 1.4167 | 1.3333 | 1.25 | 1.1667 | 1.0833 | 1 | 0.91667 | 0.83333 | 0.75 | 0.66667 | 0.58333 | 0.5 | 0.41667 | 0.33333 | 0.25 | 0.16667 | 0.083333 | 0 | 0.083333 | 0.16667 | 0.25 | 0.33333 | 0.41667 | 0.5 | 0.58333 | 0.66111
|  |  |  | Interconnection facilty costs future value at COD |  | USD 000s |  |  | 0 | 0 | 0 | 0 | 0 | 0 | 0 | 0 | 0 | 0 | 0 | 0 | 0 | 0 | 0 | 0 | 0 | 0 | 0 | 0 | 2200 | 1839.2 | 2024 | 2138.4 | 1698.4 | 748 | 352 | 0 | 0 | 0 | 0 | 0 | 0 | 0 | 0 | 0 | 0 | 0 | 0 | 0 | 0 | 0 | 0 | 0 | 0 | 0 | 0 | 0 | 0 | 0 | 0 | 0 | 0 | 0 | 0 | 0
|  |  |  | Interconnection facilty costs at COD | 11000 | USD 000s
|  |  |  | VAT standard rate | 12% | %
|  |  |  | Interconnection facilty costs | 0 | USD 000s | 11000 | 0 | 0 | 0 | 0 | 0 | 0 | 0 | 0 | 0 | 0 | 0 | 0 | 0 | 0 | 0 | 0 | 0 | 0 | 0 | 0 | 0 | 2200 | 1839.2 | 2024 | 2138.4 | 1698.4 | 748 | 352 | 0 | 0 | 0 | 0 | 0 | 0 | 0 | 0 | 0 | 0 | 0 | 0 | 0 | 0 | 0 | 0 | 0 | 0 | 0 | 0 | 0 | 0 | 0 | 0 | 0 | 0 | 0 | 0 | 0
|  |  |  | VAT on interconnection facilty costs |  | USD 000s | 1320 |  | 0 | 0 | 0 | 0 | 0 | 0 | 0 | 0 | 0 | 0 | 0 | 0 | 0 | 0 | 0 | 0 | 0 | 0 | 0 | 0 | 264 | 220.704 | 242.88 | 256.608 | 203.808 | 89.76 | 42.24 | 0 | 0 | 0 | 0 | 0 | 0 | 0 | 0 | 0 | 0 | 0 | 0 | 0 | 0 | 0 | 0 | 0 | 0 | 0 | 0 | 0 | 0 | 0 | 0 | 0 | 0 | 0 | 0 | 0
Development and other construction period costs
Development and other construction period costs in local currency
|  |  |  | [spare 1] | 0 | Som 000s
|  |  |  | [spare 2] | 0 | Som 000s
|  |  |  | [spare 3] | 0 | Som 000s
|  |  |  | [spare 4] | 0 | Som 000s
|  |  |  | [spare 5] | 0 | Som 000s
|  |  |  | [spare 6] | 0 | Som 000s
|  |  |  | [spare 7] | 0 | Som 000s
|  |  |  | [spare 1] Som s-curve | 0% | % | bar: 0 to 56
|  |  |  | [spare 2] Som s-curve | 0% | % | bar: 0 to 56
|  |  |  | [spare 3] Som s-curve | 0% | % | bar: 0 to 56
|  |  |  | [spare 4] Som s-curve | 0% | % | bar: 0 to 56
|  |  |  | [spare 5] Som s-curve | 0% | % | bar: 0 to 56
|  |  |  | [spare 6] Som s-curve | 0% | % | bar: 0 to 56
|  |  |  | [spare 7] Som s-curve | 0% | % | bar: 0 to 56
|  |  |  | USD to Som exchange rate for period (EXRn) - monthly | 0 | Som / USD | 0 | 0 | 11000 | 11000 | 11000 | 11000 | 11000 | 11000 | 11000 | 11000 | 11000 | 11000 | 11000 | 11000 | 11000 | 11000 | 11000 | 11000 | 11000 | 11000 | 11000 | 11000 | 11000 | 11000 | 11000 | 11000 | 11000 | 11000 | 11000 | 11000 | 11000 | 11000 | 11000 | 11000 | 11000 | 11036.5996 | 11073.3209 | 11110.1644 | 11147.1305 | 11184.2196 | 11221.4322 | 11258.7685 | 11296.229 | 11333.8142 | 11371.5245 | 11409.3602 | 11447.3218 | 11476.8448 | 11506.444 | 11536.1195 | 11000 | 11000 | 11000 | 11000 | 11000 | 11000 | 11000 | 11000
|  |  |  | Development and other construction period local costs |  | USD 000s | 0 |  | 0 | 0 | 0 | 0 | 0 | 0 | 0 | 0 | 0 | 0 | 0 | 0 | 0 | 0 | 0 | 0 | 0 | 0 | 0 | 0 | 0 | 0 | 0 | 0 | 0 | 0 | 0 | 0 | 0 | 0 | 0 | 0 | 0 | 0 | 0 | 0 | 0 | 0 | 0 | 0 | 0 | 0 | 0 | 0 | 0 | 0 | 0 | 0 | 0 | 0 | 0 | 0 | 0 | 0 | 0 | 0
Development and other construction period costs in USD
|  |  |  | Development cost | 3611.6741 | USD 000s
|  |  |  | Insurance | 525.351 | USD 000s
|  |  |  | SPV overhead | 1580.9531 | USD 000s
|  |  |  | SPV employees | 294.0469 | USD 000s
|  |  |  | Upfront agency role fees | 15 | USD 000s
|  |  |  | O&M mobilisation fees | 52.65 | USD 000s
|  |  |  | [spare 7] | 0 | USD 000s
|  |  |  | Development cost USD s-curve | 0% | % | 100% | 0% | 0% | 0% | 0% | 0% | 0% | 0% | 0% | 0% | 0% | 0% | 0% | 0% | 0% | 0% | 0% | 0% | 0% | 0% | 0% | 0% | 0% | 0% | 0% | 0% | 0% | 0% | 0% | 0% | 0% | 0% | 0% | 0% | 100% | 0% | 0% | 0% | 0% | 0% | 0% | 0% | 0% | 0% | 0% | 0% | 0% | 0% | 0% | 0% | 0% | 0% | 0% | 0% | 0% | 0% | 0% | 0%
|  |  |  | Insurance USD s-curve | 0% | % | 100% | 0% | 0% | 0% | 0% | 0% | 0% | 0% | 0% | 0% | 0% | 0% | 0% | 0% | 0% | 0% | 0% | 0% | 0% | 0% | 0% | 0% | 100% | 0% | 0% | 0% | 0% | 0% | 0% | 0% | 0% | 0% | 0% | 0% | 0% | 0% | 0% | 0% | 0% | 0% | 0% | 0% | 0% | 0% | 0% | 0% | 0% | 0% | 0% | 0% | 0% | 0% | 0% | 0% | 0% | 0% | 0% | 0%
|  |  |  | SPV overhead USD s-curve | 0% | % | 100% | 0% | 0% | 0% | 0% | 0% | 0% | 0% | 0% | 0% | 0% | 0% | 0% | 0% | 0% | 0% | 0% | 0% | 0% | 0% | 0% | 0% | 0% | 8.333% | 8.333% | 8.333% | 8.333% | 8.333% | 8.333% | 8.333% | 8.333% | 8.333% | 8.333% | 8.333% | 8.333% | 0% | 0% | 0% | 0% | 0% | 0% | 0% | 0% | 0% | 0% | 0% | 0% | 0% | 0% | 0% | 0% | 0% | 0% | 0% | 0% | 0% | 0% | 0%
|  |  |  | SPV employees USD s-curve | 0% | % | 100% | 0% | 0% | 0% | 0% | 0% | 0% | 0% | 0% | 0% | 0% | 0% | 0% | 0% | 0% | 0% | 0% | 0% | 0% | 0% | 0% | 0% | 0% | 0% | 0% | 0% | 0% | 2% | 2% | 2% | 2% | 2% | 2% | 20% | 68% | 0% | 0% | 0% | 0% | 0% | 0% | 0% | 0% | 0% | 0% | 0% | 0% | 0% | 0% | 0% | 0% | 0% | 0% | 0% | 0% | 0% | 0% | 0%
|  |  |  | Upfront agency role fees USD s-curve | 0% | % | 100% | 0% | 0% | 0% | 0% | 0% | 0% | 0% | 0% | 0% | 0% | 0% | 0% | 0% | 0% | 0% | 0% | 0% | 0% | 0% | 0% | 0% | 100% | 0% | 0% | 0% | 0% | 0% | 0% | 0% | 0% | 0% | 0% | 0% | 0% | 0% | 0% | 0% | 0% | 0% | 0% | 0% | 0% | 0% | 0% | 0% | 0% | 0% | 0% | 0% | 0% | 0% | 0% | 0% | 0% | 0% | 0% | 0%
|  |  |  | O&M mobilisation fees USD s-curve | 0% | % | 100% | 0% | 0% | 0% | 0% | 0% | 0% | 0% | 0% | 0% | 0% | 0% | 0% | 0% | 0% | 0% | 0% | 0% | 0% | 0% | 0% | 0% | 0% | 0% | 0% | 0% | 0% | 0% | 0% | 0% | 0% | 0% | 0% | 0% | 0% | 0% | 0% | 0% | 0% | 0% | 0% | 0% | 0% | 100% | 0% | 0% | 0% | 0% | 0% | 0% | 0% | 0% | 0% | 0% | 0% | 0% | 0% | 0%
|  |  |  | [spare 7] USD s-curve | 0% | % | bar: 0 to 56
|  |  |  | Development and other construction period costs USD |  | USD 000s | 6079.6751 |  | 0 | 0 | 0 | 0 | 0 | 0 | 0 | 0 | 0 | 0 | 0 | 0 | 0 | 0 | 0 | 0 | 0 | 0 | 0 | 0 | 540.351 | 131.7461 | 131.7461 | 131.7461 | 131.7461 | 137.627 | 137.627 | 137.627 | 137.627 | 137.627 | 137.627 | 190.5555 | 3943.3721 | 0 | 0 | 0 | 0 | 0 | 0 | 0 | 0 | 52.65 | 0 | 0 | 0 | 0 | 0 | 0 | 0 | 0 | 0 | 0 | 0 | 0 | 0 | 0
Development and other construction period costs excl VAT and WHT
|  |  |  | Development and other construction period local costs | 0 | USD 000s | 0 | 0 | 0 | 0 | 0 | 0 | 0 | 0 | 0 | 0 | 0 | 0 | 0 | 0 | 0 | 0 | 0 | 0 | 0 | 0 | 0 | 0 | 0 | 0 | 0 | 0 | 0 | 0 | 0 | 0 | 0 | 0 | 0 | 0 | 0 | 0 | 0 | 0 | 0 | 0 | 0 | 0 | 0 | 0 | 0 | 0 | 0 | 0 | 0 | 0 | 0 | 0 | 0 | 0 | 0 | 0 | 0 | 0
|  |  |  | Development and other construction period costs USD | 0 | USD 000s | 6079.6751 | 0 | 0 | 0 | 0 | 0 | 0 | 0 | 0 | 0 | 0 | 0 | 0 | 0 | 0 | 0 | 0 | 0 | 0 | 0 | 0 | 0 | 540.351 | 131.7461 | 131.7461 | 131.7461 | 131.7461 | 137.627 | 137.627 | 137.627 | 137.627 | 137.627 | 137.627 | 190.5555 | 3943.3721 | 0 | 0 | 0 | 0 | 0 | 0 | 0 | 0 | 52.65 | 0 | 0 | 0 | 0 | 0 | 0 | 0 | 0 | 0 | 0 | 0 | 0 | 0 | 0
|  |  |  | Development and other construction period costs excl VAT and WHT |  | USD 000s | 6079.6751 |  | 0 | 0 | 0 | 0 | 0 | 0 | 0 | 0 | 0 | 0 | 0 | 0 | 0 | 0 | 0 | 0 | 0 | 0 | 0 | 0 | 540.351 | 131.7461 | 131.7461 | 131.7461 | 131.7461 | 137.627 | 137.627 | 137.627 | 137.627 | 137.627 | 137.627 | 190.5555 | 3943.3721 | 0 | 0 | 0 | 0 | 0 | 0 | 0 | 0 | 52.65 | 0 | 0 | 0 | 0 | 0 | 0 | 0 | 0 | 0 | 0 | 0 | 0 | 0 | 0
|  |  |  | Insurance | 525.351 | USD 000s
|  |  |  | Upfront agency role fees | 15 | USD 000s
|  |  |  | Insurance USD s-curve | 0% | % | 100% | 0% | 0% | 0% | 0% | 0% | 0% | 0% | 0% | 0% | 0% | 0% | 0% | 0% | 0% | 0% | 0% | 0% | 0% | 0% | 0% | 0% | 100% | 0% | 0% | 0% | 0% | 0% | 0% | 0% | 0% | 0% | 0% | 0% | 0% | 0% | 0% | 0% | 0% | 0% | 0% | 0% | 0% | 0% | 0% | 0% | 0% | 0% | 0% | 0% | 0% | 0% | 0% | 0% | 0% | 0% | 0% | 0%
|  |  |  | Upfront agency role fees USD s-curve | 0% | % | 100% | 0% | 0% | 0% | 0% | 0% | 0% | 0% | 0% | 0% | 0% | 0% | 0% | 0% | 0% | 0% | 0% | 0% | 0% | 0% | 0% | 0% | 100% | 0% | 0% | 0% | 0% | 0% | 0% | 0% | 0% | 0% | 0% | 0% | 0% | 0% | 0% | 0% | 0% | 0% | 0% | 0% | 0% | 0% | 0% | 0% | 0% | 0% | 0% | 0% | 0% | 0% | 0% | 0% | 0% | 0% | 0% | 0%
|  |  |  | Development and other construction costs for VAT exclusion |  | USD 000s | 540.351 |  | 0 | 0 | 0 | 0 | 0 | 0 | 0 | 0 | 0 | 0 | 0 | 0 | 0 | 0 | 0 | 0 | 0 | 0 | 0 | 0 | 540.351 | 0 | 0 | 0 | 0 | 0 | 0 | 0 | 0 | 0 | 0 | 0 | 0 | 0 | 0 | 0 | 0 | 0 | 0 | 0 | 0 | 0 | 0 | 0 | 0 | 0 | 0 | 0 | 0 | 0 | 0 | 0 | 0 | 0 | 0 | 0
Development fee
|  |  |  | Development fee | 8990.0349 | USD 000s
|  |  |  | Development fee - USD s-curve | 0% | % | 100% | 0% | 0% | 0% | 0% | 0% | 0% | 0% | 0% | 0% | 0% | 0% | 0% | 0% | 0% | 0% | 0% | 0% | 0% | 0% | 0% | 0% | 100% | 0% | 0% | 0% | 0% | 0% | 0% | 0% | 0% | 0% | 0% | 0% | 0% | 0% | 0% | 0% | 0% | 0% | 0% | 0% | 0% | 0% | 0% | 0% | 0% | 0% | 0% | 0% | 0% | 0% | 0% | 0% | 0% | 0% | 0% | 0%
|  |  |  | Development fee |  | USD 000s | 8990.0349 |  | 0 | 0 | 0 | 0 | 0 | 0 | 0 | 0 | 0 | 0 | 0 | 0 | 0 | 0 | 0 | 0 | 0 | 0 | 0 | 0 | 8990.0349 | 0 | 0 | 0 | 0 | 0 | 0 | 0 | 0 | 0 | 0 | 0 | 0 | 0 | 0 | 0 | 0 | 0 | 0 | 0 | 0 | 0 | 0 | 0 | 0 | 0 | 0 | 0 | 0 | 0 | 0 | 0 | 0 | 0 | 0 | 0
|  |  |  | Development fee | 8990.0349 | USD 000s
|  |  |  | Development fee | 0 | USD 000s | 8990.0349 | 0 | 0 | 0 | 0 | 0 | 0 | 0 | 0 | 0 | 0 | 0 | 0 | 0 | 0 | 0 | 0 | 0 | 0 | 0 | 0 | 0 | 8990.0349 | 0 | 0 | 0 | 0 | 0 | 0 | 0 | 0 | 0 | 0 | 0 | 0 | 0 | 0 | 0 | 0 | 0 | 0 | 0 | 0 | 0 | 0 | 0 | 0 | 0 | 0 | 0 | 0 | 0 | 0 | 0 | 0 | 0 | 0 | 0
|  |  |  | Model period end date - monthly | 0 | date | 0 | 0 | 2021-07-31 | 2021-08-31 | 2021-09-30 | 2021-10-31 | 2021-11-30 | 2021-12-31 | 2022-01-31 | 2022-02-28 | 2022-03-31 | 2022-04-30 | 2022-05-31 | 2022-06-30 | 2022-07-31 | 2022-08-31 | 2022-09-30 | 2022-10-31 | 2022-11-30 | 2022-12-31 | 2023-01-31 | 2023-02-28 | 2023-03-31 | 2023-04-30 | 2023-05-31 | 2023-06-30 | 2023-07-31 | 2023-08-31 | 2023-09-30 | 2023-10-31 | 2023-11-30 | 2023-12-31 | 2024-01-31 | 2024-02-29 | 2024-03-31 | 2024-04-30 | 2024-05-31 | 2024-06-30 | 2024-07-31 | 2024-08-31 | 2024-09-30 | 2024-10-31 | 2024-11-30 | 2024-12-31 | 2025-01-31 | 2025-02-28 | 2025-03-31 | 2025-04-30 | 2025-05-31 | 2025-06-30 | 2025-07-31 | 2025-08-31 | 2025-09-30 | 2025-10-31 | 2025-11-30 | 2025-12-31 | 2026-01-31 | 2026-02-28
|  |  |  | Development fee payment date | 2023-03-31 | date
PCG
|  |  |  | January | 3.504% | %
|  |  |  | February | 4.535% | %
|  |  |  | March | 6.724% | %
|  |  |  | April | 8.876% | %
|  |  |  | May | 11.46% | %
|  |  |  | June | 13.02% | %
|  |  |  | July | 13.58% | %
|  |  |  | August | 12.57% | %
|  |  |  | September | 10.44% | %
|  |  |  | October | 7.509% | %
|  |  |  | November | 4.539% | %
|  |  |  | December | 3.238% | %
|  |  |  | January | 3.504% | %
|  |  |  | February | 4.535% | %
|  |  |  | Maximum quarterly seasonality | 39.18% | %
|  |  |  | January | 3.504% | %
|  |  |  | February | 4.535% | %
|  |  |  | March | 6.724% | %
|  |  |  | April | 8.876% | %
|  |  |  | May | 11.46% | %
|  |  |  | June | 13.02% | %
|  |  |  | July | 13.58% | %
|  |  |  | August | 12.57% | %
|  |  |  | September | 10.44% | %
|  |  |  | October | 7.509% | %
|  |  |  | November | 4.539% | %
|  |  |  | December | 3.238% | %
|  |  |  | January | 3.504% | %
|  |  |  | February | 4.535% | %
|  |  |  | March | 6.724% | %
|  |  |  | April | 8.876% | %
|  |  |  | May | 11.46% | %
|  |  |  | Maximum semi annual seasonality | 69.95% | %
|  |  |  | PCG amount based on qtr or semi annual | 1 | 1=qtrly, 2=semi-annual
|  |  |  | Maximum quarterly seasonality | 39.18% | %
|  |  |  | Maximum semi annual seasonality | 69.95% | %
|  |  |  | Maximum quarterly seasonality | 39.18% | %
Maximum PCG amount
|  |  |  | Maximum annual revenue for PCG | 13132.8808 | USD 000s
|  |  |  | Maximum quarterly seasonality | 39.18% | %
|  |  |  | Target PCG amount | 5144.8537 | USD 000s
|  |  |  | Maximum annual revenue for PCG - P90 check purpose | 12669.488 | USD 000s
|  |  |  | Maximum quarterly seasonality | 39.18% | %
|  |  |  | PCG amount - P90 for check purpose | 4963.3179 | USD 000s
|  |  |  | PCG amount - active | 5061 | USD 000s
|  |  |  | PCG initiation fee % | 0.15% | %
|  |  |  | Financial close date flag - construction | 0 | flag | 1 | 0 | 0 | 0 | 0 | 0 | 0 | 0 | 0 | 0 | 0 | 0 | 0 | 0 | 0 | 0 | 0 | 0 | 0 | 0 | 0 | 0 | 1 | 0 | 0 | 0 | 0 | 0 | 0 | 0 | 0 | 0 | 0 | 0 | 0 | 0 | 0 | 0 | 0 | 0 | 0 | 0 | 0 | 0 | 0 | 0 | 0 | 0 | 0 | 0 | 0 | 0 | 0 | 0 | 0 | 0 | 0 | 0
|  |  |  | PCG initiation fee as % |  | USD 000s | 7.5915 |  | 0 | 0 | 0 | 0 | 0 | 0 | 0 | 0 | 0 | 0 | 0 | 0 | 0 | 0 | 0 | 0 | 0 | 0 | 0 | 0 | 7.5915 | 0 | 0 | 0 | 0 | 0 | 0 | 0 | 0 | 0 | 0 | 0 | 0 | 0 | 0 | 0 | 0 | 0 | 0 | 0 | 0 | 0 | 0 | 0 | 0 | 0 | 0 | 0 | 0 | 0 | 0 | 0 | 0 | 0 | 0 | 0
|  |  |  | PCG initiation fee USD | 100 | USD 000s
|  |  |  | Financial close date flag - construction | 0 | flag | 1 | 0 | 0 | 0 | 0 | 0 | 0 | 0 | 0 | 0 | 0 | 0 | 0 | 0 | 0 | 0 | 0 | 0 | 0 | 0 | 0 | 0 | 1 | 0 | 0 | 0 | 0 | 0 | 0 | 0 | 0 | 0 | 0 | 0 | 0 | 0 | 0 | 0 | 0 | 0 | 0 | 0 | 0 | 0 | 0 | 0 | 0 | 0 | 0 | 0 | 0 | 0 | 0 | 0 | 0 | 0 | 0 | 0
|  |  |  | PCG initiation fee as % | 0 | USD 000s | 7.5915 | 0 | 0 | 0 | 0 | 0 | 0 | 0 | 0 | 0 | 0 | 0 | 0 | 0 | 0 | 0 | 0 | 0 | 0 | 0 | 0 | 0 | 7.5915 | 0 | 0 | 0 | 0 | 0 | 0 | 0 | 0 | 0 | 0 | 0 | 0 | 0 | 0 | 0 | 0 | 0 | 0 | 0 | 0 | 0 | 0 | 0 | 0 | 0 | 0 | 0 | 0 | 0 | 0 | 0 | 0 | 0 | 0 | 0
|  |  |  | PCG initiation fee |  | USD 000s | 100 |  | 0 | 0 | 0 | 0 | 0 | 0 | 0 | 0 | 0 | 0 | 0 | 0 | 0 | 0 | 0 | 0 | 0 | 0 | 0 | 0 | 100 | 0 | 0 | 0 | 0 | 0 | 0 | 0 | 0 | 0 | 0 | 0 | 0 | 0 | 0 | 0 | 0 | 0 | 0 | 0 | 0 | 0 | 0 | 0 | 0 | 0 | 0 | 0 | 0 | 0 | 0 | 0 | 0 | 0 | 0 | 0
|  |  |  | PCG amount - active | 5061 | USD 000s
|  |  |  | PCG processing fee | 0.5% | %
|  |  |  | Months in year | 12 | months
|  |  |  | Number of month of costs to pay | 0 | months | 0 | 0 | 0 | 0 | 0 | 0 | 0 | 0 | 0 | 0 | 0 | 0 | 0 | 0 | 0 | 0 | 0 | 0 | 0 | 0 | 0 | 0 | 12 | 0 | 0 | 0 | 0 | 0 | 0 | 0 | 0 | 0 | 0 | 0 | 0 | 12 | 0 | 0 | 0 | 0 | 0 | 0 | 0 | 0 | 0 | 0 | 0 | 3 | 0 | 0 | 0 | 0 | 0 | 0 | 0 | 0 | 0 | 0
|  |  |  | Financial close date flag - construction | 0 | flag | 1 | 0 | 0 | 0 | 0 | 0 | 0 | 0 | 0 | 0 | 0 | 0 | 0 | 0 | 0 | 0 | 0 | 0 | 0 | 0 | 0 | 0 | 1 | 0 | 0 | 0 | 0 | 0 | 0 | 0 | 0 | 0 | 0 | 0 | 0 | 0 | 0 | 0 | 0 | 0 | 0 | 0 | 0 | 0 | 0 | 0 | 0 | 0 | 0 | 0 | 0 | 0 | 0 | 0 | 0 | 0 | 0 | 0
|  |  |  | PCG processing fee |  | USD 000s | 25.305 |  | 0 | 0 | 0 | 0 | 0 | 0 | 0 | 0 | 0 | 0 | 0 | 0 | 0 | 0 | 0 | 0 | 0 | 0 | 0 | 0 | 25.305 | 0 | 0 | 0 | 0 | 0 | 0 | 0 | 0 | 0 | 0 | 0 | 0 | 0 | 0 | 0 | 0 | 0 | 0 | 0 | 0 | 0 | 0 | 0 | 0 | 0 | 0 | 0 | 0 | 0 | 0 | 0 | 0 | 0 | 0 | 0
|  |  |  | PCG amount - active | 5061 | USD 000s
|  |  |  | PCG front end fee | 1.238% | % p.a.
|  |  |  | Months in year | 12 | months
|  |  |  | Number of month of costs to pay | 0 | months | 0 | 0 | 0 | 0 | 0 | 0 | 0 | 0 | 0 | 0 | 0 | 0 | 0 | 0 | 0 | 0 | 0 | 0 | 0 | 0 | 0 | 0 | 12 | 0 | 0 | 0 | 0 | 0 | 0 | 0 | 0 | 0 | 0 | 0 | 0 | 12 | 0 | 0 | 0 | 0 | 0 | 0 | 0 | 0 | 0 | 0 | 0 | 3 | 0 | 0 | 0 | 0 | 0 | 0 | 0 | 0 | 0 | 0
|  |  |  | Financial close date flag - construction | 0 | flag | 1 | 0 | 0 | 0 | 0 | 0 | 0 | 0 | 0 | 0 | 0 | 0 | 0 | 0 | 0 | 0 | 0 | 0 | 0 | 0 | 0 | 0 | 1 | 0 | 0 | 0 | 0 | 0 | 0 | 0 | 0 | 0 | 0 | 0 | 0 | 0 | 0 | 0 | 0 | 0 | 0 | 0 | 0 | 0 | 0 | 0 | 0 | 0 | 0 | 0 | 0 | 0 | 0 | 0 | 0 | 0 | 0 | 0
|  |  |  | PCG front end fee |  | USD 000s | 62.6525 |  | 0 | 0 | 0 | 0 | 0 | 0 | 0 | 0 | 0 | 0 | 0 | 0 | 0 | 0 | 0 | 0 | 0 | 0 | 0 | 0 | 62.6525 | 0 | 0 | 0 | 0 | 0 | 0 | 0 | 0 | 0 | 0 | 0 | 0 | 0 | 0 | 0 | 0 | 0 | 0 | 0 | 0 | 0 | 0 | 0 | 0 | 0 | 0 | 0 | 0 | 0 | 0 | 0 | 0 | 0 | 0 | 0
|  |  |  | PCG outside legal counsel expenses | 0 | USD 000s
|  |  |  | Financial close date flag - construction | 0 | flag | 1 | 0 | 0 | 0 | 0 | 0 | 0 | 0 | 0 | 0 | 0 | 0 | 0 | 0 | 0 | 0 | 0 | 0 | 0 | 0 | 0 | 0 | 1 | 0 | 0 | 0 | 0 | 0 | 0 | 0 | 0 | 0 | 0 | 0 | 0 | 0 | 0 | 0 | 0 | 0 | 0 | 0 | 0 | 0 | 0 | 0 | 0 | 0 | 0 | 0 | 0 | 0 | 0 | 0 | 0 | 0 | 0 | 0
|  |  |  | PCG outside legal counsel expenses |  | USD 000s | 0 |  | 0 | 0 | 0 | 0 | 0 | 0 | 0 | 0 | 0 | 0 | 0 | 0 | 0 | 0 | 0 | 0 | 0 | 0 | 0 | 0 | 0 | 0 | 0 | 0 | 0 | 0 | 0 | 0 | 0 | 0 | 0 | 0 | 0 | 0 | 0 | 0 | 0 | 0 | 0 | 0 | 0 | 0 | 0 | 0 | 0 | 0 | 0 | 0 | 0 | 0 | 0 | 0 | 0 | 0 | 0 | 0
|  |  |  | PCG amount - active | 5061 | USD 000s
|  |  |  | Standby / commitment fee - construction | 0.25% | % p.a.
|  |  |  | Months in year | 12 | months
|  |  |  | Number of month of costs to pay | 0 | months | 0 | 0 | 0 | 0 | 0 | 0 | 0 | 0 | 0 | 0 | 0 | 0 | 0 | 0 | 0 | 0 | 0 | 0 | 0 | 0 | 0 | 0 | 12 | 0 | 0 | 0 | 0 | 0 | 0 | 0 | 0 | 0 | 0 | 0 | 0 | 12 | 0 | 0 | 0 | 0 | 0 | 0 | 0 | 0 | 0 | 0 | 0 | 3 | 0 | 0 | 0 | 0 | 0 | 0 | 0 | 0 | 0 | 0
|  |  |  | Construction period flag incl. FC - monthly | 0 | flag | 28 | 0 | 0 | 0 | 0 | 0 | 0 | 0 | 0 | 0 | 0 | 0 | 0 | 0 | 0 | 0 | 0 | 0 | 0 | 0 | 0 | 0 | 1 | 1 | 1 | 1 | 1 | 1 | 1 | 1 | 1 | 1 | 1 | 1 | 1 | 1 | 1 | 1 | 1 | 1 | 1 | 1 | 1 | 1 | 1 | 1 | 1 | 1 | 1 | 1 | 0 | 0 | 0 | 0 | 0 | 0 | 0 | 0
|  |  |  | Standby / commitment fee - construction |  | USD 000s | 28.4681 |  | 0 | 0 | 0 | 0 | 0 | 0 | 0 | 0 | 0 | 0 | 0 | 0 | 0 | 0 | 0 | 0 | 0 | 0 | 0 | 0 | 12.6525 | 0 | 0 | 0 | 0 | 0 | 0 | 0 | 0 | 0 | 0 | 0 | 0 | 12.6525 | 0 | 0 | 0 | 0 | 0 | 0 | 0 | 0 | 0 | 0 | 0 | 3.1631 | 0 | 0 | 0 | 0 | 0 | 0 | 0 | 0 | 0 | 0
|  |  |  | PCG amount - active | 5061 | USD 000s
|  |  |  | PCG LC fee | 0.35% | % p.a.
|  |  |  | Months in year | 12 | months
|  |  |  | Number of month of costs to pay | 0 | months | 0 | 0 | 0 | 0 | 0 | 0 | 0 | 0 | 0 | 0 | 0 | 0 | 0 | 0 | 0 | 0 | 0 | 0 | 0 | 0 | 0 | 0 | 12 | 0 | 0 | 0 | 0 | 0 | 0 | 0 | 0 | 0 | 0 | 0 | 0 | 12 | 0 | 0 | 0 | 0 | 0 | 0 | 0 | 0 | 0 | 0 | 0 | 3 | 0 | 0 | 0 | 0 | 0 | 0 | 0 | 0 | 0 | 0
|  |  |  | Construction period flag incl. FC - monthly | 0 | flag | 28 | 0 | 0 | 0 | 0 | 0 | 0 | 0 | 0 | 0 | 0 | 0 | 0 | 0 | 0 | 0 | 0 | 0 | 0 | 0 | 0 | 0 | 1 | 1 | 1 | 1 | 1 | 1 | 1 | 1 | 1 | 1 | 1 | 1 | 1 | 1 | 1 | 1 | 1 | 1 | 1 | 1 | 1 | 1 | 1 | 1 | 1 | 1 | 1 | 1 | 0 | 0 | 0 | 0 | 0 | 0 | 0 | 0
|  |  |  | PCG LC fee |  | USD 000s | 39.8554 |  | 0 | 0 | 0 | 0 | 0 | 0 | 0 | 0 | 0 | 0 | 0 | 0 | 0 | 0 | 0 | 0 | 0 | 0 | 0 | 0 | 17.7135 | 0 | 0 | 0 | 0 | 0 | 0 | 0 | 0 | 0 | 0 | 0 | 0 | 17.7135 | 0 | 0 | 0 | 0 | 0 | 0 | 0 | 0 | 0 | 0 | 0 | 4.4284 | 0 | 0 | 0 | 0 | 0 | 0 | 0 | 0 | 0 | 0
|  |  |  | PCG initiation fee | 0 | USD 000s | 100 | 0 | 0 | 0 | 0 | 0 | 0 | 0 | 0 | 0 | 0 | 0 | 0 | 0 | 0 | 0 | 0 | 0 | 0 | 0 | 0 | 0 | 100 | 0 | 0 | 0 | 0 | 0 | 0 | 0 | 0 | 0 | 0 | 0 | 0 | 0 | 0 | 0 | 0 | 0 | 0 | 0 | 0 | 0 | 0 | 0 | 0 | 0 | 0 | 0 | 0 | 0 | 0 | 0 | 0 | 0 | 0 | 0
|  |  |  | PCG processing fee | 0 | USD 000s | 25.305 | 0 | 0 | 0 | 0 | 0 | 0 | 0 | 0 | 0 | 0 | 0 | 0 | 0 | 0 | 0 | 0 | 0 | 0 | 0 | 0 | 0 | 25.305 | 0 | 0 | 0 | 0 | 0 | 0 | 0 | 0 | 0 | 0 | 0 | 0 | 0 | 0 | 0 | 0 | 0 | 0 | 0 | 0 | 0 | 0 | 0 | 0 | 0 | 0 | 0 | 0 | 0 | 0 | 0 | 0 | 0 | 0 | 0
|  |  |  | PCG front end fee | 0 | USD 000s | 62.6525 | 0 | 0 | 0 | 0 | 0 | 0 | 0 | 0 | 0 | 0 | 0 | 0 | 0 | 0 | 0 | 0 | 0 | 0 | 0 | 0 | 0 | 62.6525 | 0 | 0 | 0 | 0 | 0 | 0 | 0 | 0 | 0 | 0 | 0 | 0 | 0 | 0 | 0 | 0 | 0 | 0 | 0 | 0 | 0 | 0 | 0 | 0 | 0 | 0 | 0 | 0 | 0 | 0 | 0 | 0 | 0 | 0 | 0
|  |  |  | PCG outside legal counsel expenses | 0 | USD 000s | 0 | 0 | 0 | 0 | 0 | 0 | 0 | 0 | 0 | 0 | 0 | 0 | 0 | 0 | 0 | 0 | 0 | 0 | 0 | 0 | 0 | 0 | 0 | 0 | 0 | 0 | 0 | 0 | 0 | 0 | 0 | 0 | 0 | 0 | 0 | 0 | 0 | 0 | 0 | 0 | 0 | 0 | 0 | 0 | 0 | 0 | 0 | 0 | 0 | 0 | 0 | 0 | 0 | 0 | 0 | 0 | 0 | 0
|  |  |  | Standby / commitment fee - construction | 0 | USD 000s | 28.4681 | 0 | 0 | 0 | 0 | 0 | 0 | 0 | 0 | 0 | 0 | 0 | 0 | 0 | 0 | 0 | 0 | 0 | 0 | 0 | 0 | 0 | 12.6525 | 0 | 0 | 0 | 0 | 0 | 0 | 0 | 0 | 0 | 0 | 0 | 0 | 12.6525 | 0 | 0 | 0 | 0 | 0 | 0 | 0 | 0 | 0 | 0 | 0 | 3.1631 | 0 | 0 | 0 | 0 | 0 | 0 | 0 | 0 | 0 | 0
|  |  |  | PCG LC fee | 0 | USD 000s | 39.8554 | 0 | 0 | 0 | 0 | 0 | 0 | 0 | 0 | 0 | 0 | 0 | 0 | 0 | 0 | 0 | 0 | 0 | 0 | 0 | 0 | 0 | 17.7135 | 0 | 0 | 0 | 0 | 0 | 0 | 0 | 0 | 0 | 0 | 0 | 0 | 17.7135 | 0 | 0 | 0 | 0 | 0 | 0 | 0 | 0 | 0 | 0 | 0 | 4.4284 | 0 | 0 | 0 | 0 | 0 | 0 | 0 | 0 | 0 | 0
|  |  |  | PCG upfront costs |  | USD 000s | 256.281 |  | 0 | 0 | 0 | 0 | 0 | 0 | 0 | 0 | 0 | 0 | 0 | 0 | 0 | 0 | 0 | 0 | 0 | 0 | 0 | 0 | 218.3235 | 0 | 0 | 0 | 0 | 0 | 0 | 0 | 0 | 0 | 0 | 0 | 0 | 30.366 | 0 | 0 | 0 | 0 | 0 | 0 | 0 | 0 | 0 | 0 | 0 | 7.5915 | 0 | 0 | 0 | 0 | 0 | 0 | 0 | 0 | 0 | 0
Land tax
|  |  |  | Land tax applicable during construction | 1 | 1 = yes, 0 = no
|  |  |  | Land tax holiday period to start from EGR period commencement | 1 | 1 = yes, 0 = no
|  |  |  | Land tax indexation | 0 | 1=active, 0=inactive
|  |  |  | Units in a thousand | 1000 | units in thousand
|  |  |  | Land size (each 10,000m^2 = 1 hectares) - EIF | 26.64 | hectares
|  |  |  | Land tax rate (Som) - EIF area | 13052000 | Soums per hectares p.a.
|  |  |  | Months in year | 12 | months
|  |  |  | USD to Som exchange rate for period (EXRn) - monthly | 0 | Som / USD | 0 | 0 | 11000 | 11000 | 11000 | 11000 | 11000 | 11000 | 11000 | 11000 | 11000 | 11000 | 11000 | 11000 | 11000 | 11000 | 11000 | 11000 | 11000 | 11000 | 11000 | 11000 | 11000 | 11000 | 11000 | 11000 | 11000 | 11000 | 11000 | 11000 | 11000 | 11000 | 11000 | 11000 | 11000 | 11036.5996 | 11073.3209 | 11110.1644 | 11147.1305 | 11184.2196 | 11221.4322 | 11258.7685 | 11296.229 | 11333.8142 | 11371.5245 | 11409.3602 | 11447.3218 | 11476.8448 | 11506.444 | 11536.1195 | 11000 | 11000 | 11000 | 11000 | 11000 | 11000 | 11000 | 11000
|  |  |  | Uzbekistann cpi escalation factor (cpim / cpir) - monthly | 0 | factor | 0 | 0 | 1 | 1 | 1 | 1 | 1 | 1 | 1 | 1 | 1 | 1 | 1 | 1 | 1 | 1 | 1 | 1 | 1 | 1 | 1 | 1 | 1 | 1 | 1 | 1 | 1 | 1 | 1 | 1 | 1 | 1 | 1 | 1 | 1 | 1 | 1 | 1 | 1 | 1 | 1 | 1 | 1 | 1 | 1 | 1 | 1 | 1 | 1 | 1 | 1 | 1 | 1 | 1 | 1 | 1 | 1 | 1
|  |  |  | Construction period flag - monthly | 0 | flag | 27 | 0 | 0 | 0 | 0 | 0 | 0 | 0 | 0 | 0 | 0 | 0 | 0 | 0 | 0 | 0 | 0 | 0 | 0 | 0 | 0 | 0 | 0 | 1 | 1 | 1 | 1 | 1 | 1 | 1 | 1 | 1 | 1 | 1 | 1 | 1 | 1 | 1 | 1 | 1 | 1 | 1 | 1 | 1 | 1 | 1 | 1 | 1 | 1 | 1 | 0 | 0 | 0 | 0 | 0 | 0 | 0 | 0
|  |  |  | EGR period flag | 0 | flag | 18 | 0 | 0 | 0 | 0 | 0 | 0 | 0 | 0 | 0 | 0 | 0 | 0 | 0 | 0 | 0 | 0 | 0 | 0 | 0 | 0 | 0 | 0 | 0 | 0 | 0 | 0 | 0 | 0 | 0 | 0 | 0 | 1 | 1 | 1 | 1 | 1 | 1 | 1 | 1 | 1 | 1 | 1 | 1 | 1 | 1 | 1 | 1 | 1 | 1 | 0 | 0 | 0 | 0 | 0 | 0 | 0 | 0
|  |  |  | Land tax charge - EIF |  | USD 000s | 23.7072 |  | 0 | 0 | 0 | 0 | 0 | 0 | 0 | 0 | 0 | 0 | 0 | 0 | 0 | 0 | 0 | 0 | 0 | 0 | 0 | 0 | 0 | 2.6341 | 2.6341 | 2.6341 | 2.6341 | 2.6341 | 2.6341 | 2.6341 | 2.6341 | 2.6341 | 0 | 0 | 0 | 0 | 0 | 0 | 0 | 0 | 0 | 0 | 0 | 0 | 0 | 0 | 0 | 0 | 0 | 0 | 0 | 0 | 0 | 0 | 0 | 0 | 0 | 0
|  |  |  | Land tax applicable during construction | 1 | 1 = yes, 0 = no
|  |  |  | Land tax holiday period to start from EGR period commencement | 1 | 1 = yes, 0 = no
|  |  |  | Land tax indexation | 0 | 1=active, 0=inactive
|  |  |  | Units in a thousand | 1000 | units in thousand
|  |  |  | Land size (each 10,000m^2 = 1 hectares) - Power plant | 562 | hectares
|  |  |  | Land tax rate (Som) - Construction and operations | 32630000 | Soums per hectares p.a.
|  |  |  | Months in year | 12 | months
|  |  |  | USD to Som exchange rate for period (EXRn) - monthly | 0 | Som / USD | 0 | 0 | 11000 | 11000 | 11000 | 11000 | 11000 | 11000 | 11000 | 11000 | 11000 | 11000 | 11000 | 11000 | 11000 | 11000 | 11000 | 11000 | 11000 | 11000 | 11000 | 11000 | 11000 | 11000 | 11000 | 11000 | 11000 | 11000 | 11000 | 11000 | 11000 | 11000 | 11000 | 11000 | 11000 | 11036.5996 | 11073.3209 | 11110.1644 | 11147.1305 | 11184.2196 | 11221.4322 | 11258.7685 | 11296.229 | 11333.8142 | 11371.5245 | 11409.3602 | 11447.3218 | 11476.8448 | 11506.444 | 11536.1195 | 11000 | 11000 | 11000 | 11000 | 11000 | 11000 | 11000 | 11000
|  |  |  | Uzbekistann cpi escalation factor (cpim / cpir) - monthly | 0 | factor | 0 | 0 | 1 | 1 | 1 | 1 | 1 | 1 | 1 | 1 | 1 | 1 | 1 | 1 | 1 | 1 | 1 | 1 | 1 | 1 | 1 | 1 | 1 | 1 | 1 | 1 | 1 | 1 | 1 | 1 | 1 | 1 | 1 | 1 | 1 | 1 | 1 | 1 | 1 | 1 | 1 | 1 | 1 | 1 | 1 | 1 | 1 | 1 | 1 | 1 | 1 | 1 | 1 | 1 | 1 | 1 | 1 | 1
|  |  |  | Construction period flag - monthly | 0 | flag | 27 | 0 | 0 | 0 | 0 | 0 | 0 | 0 | 0 | 0 | 0 | 0 | 0 | 0 | 0 | 0 | 0 | 0 | 0 | 0 | 0 | 0 | 0 | 1 | 1 | 1 | 1 | 1 | 1 | 1 | 1 | 1 | 1 | 1 | 1 | 1 | 1 | 1 | 1 | 1 | 1 | 1 | 1 | 1 | 1 | 1 | 1 | 1 | 1 | 1 | 0 | 0 | 0 | 0 | 0 | 0 | 0 | 0
|  |  |  | EGR period flag | 0 | flag | 18 | 0 | 0 | 0 | 0 | 0 | 0 | 0 | 0 | 0 | 0 | 0 | 0 | 0 | 0 | 0 | 0 | 0 | 0 | 0 | 0 | 0 | 0 | 0 | 0 | 0 | 0 | 0 | 0 | 0 | 0 | 0 | 1 | 1 | 1 | 1 | 1 | 1 | 1 | 1 | 1 | 1 | 1 | 1 | 1 | 1 | 1 | 1 | 1 | 1 | 0 | 0 | 0 | 0 | 0 | 0 | 0 | 0
|  |  |  | Land tax charge - construction without EIF |  | USD 000s | 1250.3223 |  | 0 | 0 | 0 | 0 | 0 | 0 | 0 | 0 | 0 | 0 | 0 | 0 | 0 | 0 | 0 | 0 | 0 | 0 | 0 | 0 | 0 | 138.9247 | 138.9247 | 138.9247 | 138.9247 | 138.9247 | 138.9247 | 138.9247 | 138.9247 | 138.9247 | 0 | 0 | 0 | 0 | 0 | 0 | 0 | 0 | 0 | 0 | 0 | 0 | 0 | 0 | 0 | 0 | 0 | 0 | 0 | 0 | 0 | 0 | 0 | 0 | 0 | 0
|  |  |  | Land tax charge - EIF | 0 | USD 000s | 23.7072 | 0 | 0 | 0 | 0 | 0 | 0 | 0 | 0 | 0 | 0 | 0 | 0 | 0 | 0 | 0 | 0 | 0 | 0 | 0 | 0 | 0 | 0 | 2.6341 | 2.6341 | 2.6341 | 2.6341 | 2.6341 | 2.6341 | 2.6341 | 2.6341 | 2.6341 | 0 | 0 | 0 | 0 | 0 | 0 | 0 | 0 | 0 | 0 | 0 | 0 | 0 | 0 | 0 | 0 | 0 | 0 | 0 | 0 | 0 | 0 | 0 | 0 | 0 | 0
|  |  |  | Land tax charge - construction without EIF | 0 | USD 000s | 1250.3223 | 0 | 0 | 0 | 0 | 0 | 0 | 0 | 0 | 0 | 0 | 0 | 0 | 0 | 0 | 0 | 0 | 0 | 0 | 0 | 0 | 0 | 0 | 138.9247 | 138.9247 | 138.9247 | 138.9247 | 138.9247 | 138.9247 | 138.9247 | 138.9247 | 138.9247 | 0 | 0 | 0 | 0 | 0 | 0 | 0 | 0 | 0 | 0 | 0 | 0 | 0 | 0 | 0 | 0 | 0 | 0 | 0 | 0 | 0 | 0 | 0 | 0 | 0 | 0
|  |  |  | Land tax charge - construction |  | USD 000s | 1274.0295 |  | 0 | 0 | 0 | 0 | 0 | 0 | 0 | 0 | 0 | 0 | 0 | 0 | 0 | 0 | 0 | 0 | 0 | 0 | 0 | 0 | 0 | 141.5588 | 141.5588 | 141.5588 | 141.5588 | 141.5588 | 141.5588 | 141.5588 | 141.5588 | 141.5588 | 0 | 0 | 0 | 0 | 0 | 0 | 0 | 0 | 0 | 0 | 0 | 0 | 0 | 0 | 0 | 0 | 0 | 0 | 0 | 0 | 0 | 0 | 0 | 0 | 0 | 0
Performance bond / development security LC fee
|  |  |  | Performance bond / development security LC fee % | 0.3% | % p.a.
|  |  |  | Performance bond / development security guarantee amount | 20000 | USD 000s
|  |  |  | Months in year | 12 | months
|  |  |  | Periodic Performance bond / development security LC fee - M | 5 | USD 000s
|  |  |  | Periodic Performance bond / development security LC fee - M | 5 | USD 000s
|  |  |  | Construction period ppf | 0 | time factor | 27 | 0 | 0 | 0 | 0 | 0 | 0 | 0 | 0 | 0 | 0 | 0 | 0 | 0 | 0 | 0 | 0 | 0 | 0 | 0 | 0 | 0 | 0 | 1 | 1 | 1 | 1 | 1 | 1 | 1 | 1 | 1 | 1 | 1 | 1 | 1 | 1 | 1 | 1 | 1 | 1 | 1 | 1 | 1 | 1 | 1 | 1 | 1 | 1 | 1 | 0 | 0 | 0 | 0 | 0 | 0 | 0 | 0
|  |  |  | Performance bond / development security LC fee - M |  | USD 000s | 135 |  | 0 | 0 | 0 | 0 | 0 | 0 | 0 | 0 | 0 | 0 | 0 | 0 | 0 | 0 | 0 | 0 | 0 | 0 | 0 | 0 | 0 | 5 | 5 | 5 | 5 | 5 | 5 | 5 | 5 | 5 | 5 | 5 | 5 | 5 | 5 | 5 | 5 | 5 | 5 | 5 | 5 | 5 | 5 | 5 | 5 | 5 | 5 | 5 | 0 | 0 | 0 | 0 | 0 | 0 | 0 | 0
Project costs summary
|  |  |  | EPC costs exc VAT | 0 | USD 000s | 127767.595 | 0 | 0 | 0 | 0 | 0 | 0 | 0 | 0 | 0 | 0 | 0 | 0 | 0 | 0 | 0 | 0 | 0 | 0 | 0 | 0 | 0 | 25553.519 | 21362.7419 | 23509.2375 | 24838.0205 | 19727.3167 | 8688.1965 | 4088.563 | 0 | 0 | 0 | 0 | 0 | 0 | 0 | 0 | 0 | 0 | 0 | 0 | 0 | 0 | 0 | 0 | 0 | 0 | 0 | 0 | 0 | 0 | 0 | 0 | 0 | 0 | 0 | 0 | 0
|  |  | Plus: | Interconnection facilty costs | 0 | USD 000s | 11000 | 0 | 0 | 0 | 0 | 0 | 0 | 0 | 0 | 0 | 0 | 0 | 0 | 0 | 0 | 0 | 0 | 0 | 0 | 0 | 0 | 0 | 2200 | 1839.2 | 2024 | 2138.4 | 1698.4 | 748 | 352 | 0 | 0 | 0 | 0 | 0 | 0 | 0 | 0 | 0 | 0 | 0 | 0 | 0 | 0 | 0 | 0 | 0 | 0 | 0 | 0 | 0 | 0 | 0 | 0 | 0 | 0 | 0 | 0 | 0
|  |  | Plus: | EPC premium | 0 | USD 000s | 0 | 0 | 0 | 0 | 0 | 0 | 0 | 0 | 0 | 0 | 0 | 0 | 0 | 0 | 0 | 0 | 0 | 0 | 0 | 0 | 0 | 0 | 0 | 0 | 0 | 0 | 0 | 0 | 0 | 0 | 0 | 0 | 0 | 0 | 0 | 0 | 0 | 0 | 0 | 0 | 0 | 0 | 0 | 0 | 0 | 0 | 0 | 0 | 0 | 0 | 0 | 0 | 0 | 0 | 0 | 0 | 0 | 0
|  |  | Plus: | Contingency costs (EPC and Interconnection facility) | 0 | USD 000s | 693.838 | 0 | 0 | 0 | 0 | 0 | 0 | 0 | 0 | 0 | 0 | 0 | 0 | 0 | 0 | 0 | 0 | 0 | 0 | 0 | 0 | 0 | 138.7676 | 116.0097 | 127.6662 | 134.8821 | 107.1286 | 47.181 | 22.2028 | 0 | 0 | 0 | 0 | 0 | 0 | 0 | 0 | 0 | 0 | 0 | 0 | 0 | 0 | 0 | 0 | 0 | 0 | 0 | 0 | 0 | 0 | 0 | 0 | 0 | 0 | 0 | 0 | 0
|  |  | Plus: | Advisory fee - m | 0 | USD 000s | 2847 | 0 | 0 | 0 | 0 | 0 | 0 | 0 | 0 | 0 | 0 | 0 | 0 | 0 | 0 | 0 | 0 | 0 | 0 | 0 | 0 | 0 | 2847 | 0 | 0 | 0 | 0 | 0 | 0 | 0 | 0 | 0 | 0 | 0 | 0 | 0 | 0 | 0 | 0 | 0 | 0 | 0 | 0 | 0 | 0 | 0 | 0 | 0 | 0 | 0 | 0 | 0 | 0 | 0 | 0 | 0 | 0 | 0
|  |  | Plus: | Development and other construction period costs excl VAT and WHT | 0 | USD 000s | 6079.6751 | 0 | 0 | 0 | 0 | 0 | 0 | 0 | 0 | 0 | 0 | 0 | 0 | 0 | 0 | 0 | 0 | 0 | 0 | 0 | 0 | 0 | 540.351 | 131.7461 | 131.7461 | 131.7461 | 131.7461 | 137.627 | 137.627 | 137.627 | 137.627 | 137.627 | 137.627 | 190.5555 | 3943.3721 | 0 | 0 | 0 | 0 | 0 | 0 | 0 | 0 | 52.65 | 0 | 0 | 0 | 0 | 0 | 0 | 0 | 0 | 0 | 0 | 0 | 0 | 0 | 0
|  |  | Plus: | Development fee | 0 | USD 000s | 8990.0349 | 0 | 0 | 0 | 0 | 0 | 0 | 0 | 0 | 0 | 0 | 0 | 0 | 0 | 0 | 0 | 0 | 0 | 0 | 0 | 0 | 0 | 8990.0349 | 0 | 0 | 0 | 0 | 0 | 0 | 0 | 0 | 0 | 0 | 0 | 0 | 0 | 0 | 0 | 0 | 0 | 0 | 0 | 0 | 0 | 0 | 0 | 0 | 0 | 0 | 0 | 0 | 0 | 0 | 0 | 0 | 0 | 0 | 0
|  |  | Plus: | PCG upfront costs | 0 | USD 000s | 256.281 | 0 | 0 | 0 | 0 | 0 | 0 | 0 | 0 | 0 | 0 | 0 | 0 | 0 | 0 | 0 | 0 | 0 | 0 | 0 | 0 | 0 | 218.3235 | 0 | 0 | 0 | 0 | 0 | 0 | 0 | 0 | 0 | 0 | 0 | 0 | 30.366 | 0 | 0 | 0 | 0 | 0 | 0 | 0 | 0 | 0 | 0 | 0 | 7.5915 | 0 | 0 | 0 | 0 | 0 | 0 | 0 | 0 | 0 | 0
|  |  | Plus: | Land tax charge - construction | 0 | USD 000s | 1274.0295 | 0 | 0 | 0 | 0 | 0 | 0 | 0 | 0 | 0 | 0 | 0 | 0 | 0 | 0 | 0 | 0 | 0 | 0 | 0 | 0 | 0 | 0 | 141.5588 | 141.5588 | 141.5588 | 141.5588 | 141.5588 | 141.5588 | 141.5588 | 141.5588 | 141.5588 | 0 | 0 | 0 | 0 | 0 | 0 | 0 | 0 | 0 | 0 | 0 | 0 | 0 | 0 | 0 | 0 | 0 | 0 | 0 | 0 | 0 | 0 | 0 | 0 | 0 | 0
|  |  | Plus: | Standby equity LC fee | 0 | USD 000s | 0 | 0 | 0 | 0 | 0 | 0 | 0 | 0 | 0 | 0 | 0 | 0 | 0 | 0 | 0 | 0 | 0 | 0 | 0 | 0 | 0 | 0 | 0 | 0 | 0 | 0 | 0 | 0 | 0 | 0 | 0 | 0 | 0 | 0 | 0 | 0 | 0 | 0 | 0 | 0 | 0 | 0 | 0 | 0 | 0 | 0 | 0 | 0 | 0 | 0 | 0 | 0 | 0 | 0 | 0 | 0 | 0 | 0
|  |  | Plus: | Performance bond / development security LC fee - M | 0 | USD 000s | 135 | 0 | 0 | 0 | 0 | 0 | 0 | 0 | 0 | 0 | 0 | 0 | 0 | 0 | 0 | 0 | 0 | 0 | 0 | 0 | 0 | 0 | 0 | 5 | 5 | 5 | 5 | 5 | 5 | 5 | 5 | 5 | 5 | 5 | 5 | 5 | 5 | 5 | 5 | 5 | 5 | 5 | 5 | 5 | 5 | 5 | 5 | 5 | 5 | 5 | 0 | 0 | 0 | 0 | 0 | 0 | 0 | 0
|  |  |  | Project costs excluding VAT |  | USD 000s | 159043.4534 |  | 0 | 0 | 0 | 0 | 0 | 0 | 0 | 0 | 0 | 0 | 0 | 0 | 0 | 0 | 0 | 0 | 0 | 0 | 0 | 0 | 40487.996 | 23596.2565 | 25939.2086 | 27389.6075 | 21811.1502 | 9767.5633 | 4746.9517 | 284.1859 | 284.1859 | 284.1859 | 142.627 | 195.5555 | 3948.3721 | 35.366 | 5 | 5 | 5 | 5 | 5 | 5 | 5 | 57.65 | 5 | 5 | 5 | 12.5915 | 5 | 5 | 0 | 0 | 0 | 0 | 0 | 0 | 0 | 0
|  |  |  | Project costs excluding VAT | 0 | USD 000s | 159043.4534 | 0 | 0 | 0 | 0 | 0 | 0 | 0 | 0 | 0 | 0 | 0 | 0 | 0 | 0 | 0 | 0 | 0 | 0 | 0 | 0 | 0 | 40487.996 | 23596.2565 | 25939.2086 | 27389.6075 | 21811.1502 | 9767.5633 | 4746.9517 | 284.1859 | 284.1859 | 284.1859 | 142.627 | 195.5555 | 3948.3721 | 35.366 | 5 | 5 | 5 | 5 | 5 | 5 | 5 | 57.65 | 5 | 5 | 5 | 12.5915 | 5 | 5 | 0 | 0 | 0 | 0 | 0 | 0 | 0 | 0
|  |  |  | Project costs neg for IRR |  | USD 000s | -159043.4534 |  | 0 | 0 | 0 | 0 | 0 | 0 | 0 | 0 | 0 | 0 | 0 | 0 | 0 | 0 | 0 | 0 | 0 | 0 | 0 | 0 | -40487.996 | -23596.2565 | -25939.2086 | -27389.6075 | -21811.1502 | -9767.5633 | -4746.9517 | -284.1859 | -284.1859 | -284.1859 | -142.627 | -195.5555 | -3948.3721 | -35.366 | -5 | -5 | -5 | -5 | -5 | -5 | -5 | -57.65 | -5 | -5 | -5 | -12.5915 | -5 | -5 | 0 | 0 | 0 | 0 | 0 | 0 | 0 | 0
|  |  |  | Project costs excluding VAT | 0 | USD 000s | 159043.4534 | 0 | 0 | 0 | 0 | 0 | 0 | 0 | 0 | 0 | 0 | 0 | 0 | 0 | 0 | 0 | 0 | 0 | 0 | 0 | 0 | 0 | 40487.996 | 23596.2565 | 25939.2086 | 27389.6075 | 21811.1502 | 9767.5633 | 4746.9517 | 284.1859 | 284.1859 | 284.1859 | 142.627 | 195.5555 | 3948.3721 | 35.366 | 5 | 5 | 5 | 5 | 5 | 5 | 5 | 57.65 | 5 | 5 | 5 | 12.5915 | 5 | 5 | 0 | 0 | 0 | 0 | 0 | 0 | 0 | 0
|  |  |  | EPC costs exc VAT | 0 | USD 000s | 127767.595 | 0 | 0 | 0 | 0 | 0 | 0 | 0 | 0 | 0 | 0 | 0 | 0 | 0 | 0 | 0 | 0 | 0 | 0 | 0 | 0 | 0 | 25553.519 | 21362.7419 | 23509.2375 | 24838.0205 | 19727.3167 | 8688.1965 | 4088.563 | 0 | 0 | 0 | 0 | 0 | 0 | 0 | 0 | 0 | 0 | 0 | 0 | 0 | 0 | 0 | 0 | 0 | 0 | 0 | 0 | 0 | 0 | 0 | 0 | 0 | 0 | 0 | 0 | 0
|  |  |  | Project costs excluding EPC costs and VAT |  | USD 000s | 31275.8584 |  | 0 | 0 | 0 | 0 | 0 | 0 | 0 | 0 | 0 | 0 | 0 | 0 | 0 | 0 | 0 | 0 | 0 | 0 | 0 | 0 | 14934.477 | 2233.5146 | 2429.9711 | 2551.587 | 2083.8335 | 1079.3668 | 658.3887 | 284.1859 | 284.1859 | 284.1859 | 142.627 | 195.5555 | 3948.3721 | 35.366 | 5 | 5 | 5 | 5 | 5 | 5 | 5 | 57.65 | 5 | 5 | 5 | 12.5915 | 5 | 5 | 0 | 0 | 0 | 0 | 0 | 0 | 0 | 0
WORKING CAPITAL PRE-FUNDING
|  |  |  | Working capital pre-funding amount | 0 | USD 000s
|  |  |  | Last construction period flag - monthly | 0 | flag | 1 | 0 | 0 | 0 | 0 | 0 | 0 | 0 | 0 | 0 | 0 | 0 | 0 | 0 | 0 | 0 | 0 | 0 | 0 | 0 | 0 | 0 | 0 | 0 | 0 | 0 | 0 | 0 | 0 | 0 | 0 | 0 | 0 | 0 | 0 | 0 | 0 | 0 | 0 | 0 | 0 | 0 | 0 | 0 | 0 | 0 | 0 | 0 | 0 | 1 | 0 | 0 | 0 | 0 | 0 | 0 | 0 | 0
|  |  |  | Working capital pre-funding |  | USD 000s | 0 |  | 0 | 0 | 0 | 0 | 0 | 0 | 0 | 0 | 0 | 0 | 0 | 0 | 0 | 0 | 0 | 0 | 0 | 0 | 0 | 0 | 0 | 0 | 0 | 0 | 0 | 0 | 0 | 0 | 0 | 0 | 0 | 0 | 0 | 0 | 0 | 0 | 0 | 0 | 0 | 0 | 0 | 0 | 0 | 0 | 0 | 0 | 0 | 0 | 0 | 0 | 0 | 0 | 0 | 0 | 0 | 0
MMRA PRE-FUNDING
|  |  |  | MMRA pre-funding amount | 0 | USD 000s
|  |  |  | Last construction period flag - monthly | 0 | flag | 1 | 0 | 0 | 0 | 0 | 0 | 0 | 0 | 0 | 0 | 0 | 0 | 0 | 0 | 0 | 0 | 0 | 0 | 0 | 0 | 0 | 0 | 0 | 0 | 0 | 0 | 0 | 0 | 0 | 0 | 0 | 0 | 0 | 0 | 0 | 0 | 0 | 0 | 0 | 0 | 0 | 0 | 0 | 0 | 0 | 0 | 0 | 0 | 0 | 1 | 0 | 0 | 0 | 0 | 0 | 0 | 0 | 0
|  |  |  | MMRA pre-funding POS |  | USD 000s | 0 |  | 0 | 0 | 0 | 0 | 0 | 0 | 0 | 0 | 0 | 0 | 0 | 0 | 0 | 0 | 0 | 0 | 0 | 0 | 0 | 0 | 0 | 0 | 0 | 0 | 0 | 0 | 0 | 0 | 0 | 0 | 0 | 0 | 0 | 0 | 0 | 0 | 0 | 0 | 0 | 0 | 0 | 0 | 0 | 0 | 0 | 0 | 0 | 0 | 0 | 0 | 0 | 0 | 0 | 0 | 0 | 0
DSRA PRE-FUNDING
|  |  |  | Use calculated of fixed repayment profiles? | 2 | 1 = calculated, 2 = fixed
|  |  |  | Total DSRA balance at end construction | 8050.8315 | USD 000s
|  |  |  | Total DSRA balance at end construction - Base Case - Historic | 8050.8315 | USD 000s
|  |  |  | DSRA pre-funding check | 0 | check
|  |  |  | Sensitivity switch | 0% | 0= Off, 1=On
|  |  |  | Use calculated of fixed repayment profiles? | 2 | 1 = calculated, 2 = fixed
|  |  |  | Total DSRA balance at end construction - Base Case - Historic | 8050.8315 | USD 000s
|  |  |  | Total DSRA balance at end construction | 8050.8315 | USD 000s
|  |  |  | Target DSRA balance at end construction | 8050.8315 | USD 000s
|  |  |  | Target DSRA balance at end construction | 8050.8315 | USD 000s
|  |  |  | Last construction period flag - monthly | 0 | flag | 1 | 0 | 0 | 0 | 0 | 0 | 0 | 0 | 0 | 0 | 0 | 0 | 0 | 0 | 0 | 0 | 0 | 0 | 0 | 0 | 0 | 0 | 0 | 0 | 0 | 0 | 0 | 0 | 0 | 0 | 0 | 0 | 0 | 0 | 0 | 0 | 0 | 0 | 0 | 0 | 0 | 0 | 0 | 0 | 0 | 0 | 0 | 0 | 0 | 1 | 0 | 0 | 0 | 0 | 0 | 0 | 0 | 0
|  |  |  | DSRA pre-funding |  | USD 000s | 8050.8315 |  | 0 | 0 | 0 | 0 | 0 | 0 | 0 | 0 | 0 | 0 | 0 | 0 | 0 | 0 | 0 | 0 | 0 | 0 | 0 | 0 | 0 | 0 | 0 | 0 | 0 | 0 | 0 | 0 | 0 | 0 | 0 | 0 | 0 | 0 | 0 | 0 | 0 | 0 | 0 | 0 | 0 | 0 | 0 | 0 | 0 | 0 | 0 | 8050.8315 | 0 | 0 | 0 | 0 | 0 | 0 | 0 | 0
TAX PAID DURING CONSTRUCTION
|  |  |  | Model period end date | 0 | date | 0 | 0 | 2021-12-31 | 2022-06-30 | 2022-12-31 | 2023-06-30 | 2023-12-31 | 2024-06-30 | 2024-12-31 | 2025-06-30 | 2025-12-31 | 2026-06-30 | 2026-12-31 | 2027-06-30 | 2027-12-31 | 2028-06-30 | 2028-12-31 | 2029-06-30 | 2029-12-31 | 2030-06-30 | 2030-12-31 | 2031-06-30 | 2031-12-31 | 2032-06-30 | 2032-12-31 | 2033-06-30 | 2033-12-31 | 2034-06-30 | 2034-12-31 | 2035-06-30 | 2035-12-31 | 2036-06-30 | 2036-12-31 | 2037-06-30 | 2037-12-31 | 2038-06-30 | 2038-12-31 | 2039-06-30 | 2039-12-31 | 2040-06-30 | 2040-12-31 | 2041-06-30 | 2041-12-31 | 2042-06-30 | 2042-12-31 | 2043-06-30 | 2043-12-31 | 2044-06-30 | 2044-12-31 | 2045-06-30 | 2045-12-31 | 2046-06-30 | 2046-12-31 | 2047-06-30 | 2047-12-31 | 2048-06-30 | 2048-12-31 | 2049-06-30
|  |  |  | Tax paid during construction | 0 | USD 000s | 0 | 0 | 0 | 0 | 0 | 0 | 0 | 0 | 0 | 0 | 0 | 0 | 0 | 0 | 0 | 0 | 0 | 0 | 0 | 0 | 0 | 0 | 0 | 0 | 0 | 0 | 0 | 0 | 0 | 0 | 0 | 0 | 0 | 0 | 0 | 0 | 0 | 0 | 0 | 0 | 0 | 0 | 0 | 0 | 0 | 0 | 0 | 0 | 0 | 0 | 0 | 0 | 0 | 0 | 0 | 0 | 0 | 0
|  |  |  | Model period end date - monthly | 0 | date | 0 | 0 | 2021-07-31 | 2021-08-31 | 2021-09-30 | 2021-10-31 | 2021-11-30 | 2021-12-31 | 2022-01-31 | 2022-02-28 | 2022-03-31 | 2022-04-30 | 2022-05-31 | 2022-06-30 | 2022-07-31 | 2022-08-31 | 2022-09-30 | 2022-10-31 | 2022-11-30 | 2022-12-31 | 2023-01-31 | 2023-02-28 | 2023-03-31 | 2023-04-30 | 2023-05-31 | 2023-06-30 | 2023-07-31 | 2023-08-31 | 2023-09-30 | 2023-10-31 | 2023-11-30 | 2023-12-31 | 2024-01-31 | 2024-02-29 | 2024-03-31 | 2024-04-30 | 2024-05-31 | 2024-06-30 | 2024-07-31 | 2024-08-31 | 2024-09-30 | 2024-10-31 | 2024-11-30 | 2024-12-31 | 2025-01-31 | 2025-02-28 | 2025-03-31 | 2025-04-30 | 2025-05-31 | 2025-06-30 | 2025-07-31 | 2025-08-31 | 2025-09-30 | 2025-10-31 | 2025-11-30 | 2025-12-31 | 2026-01-31 | 2026-02-28
|  |  |  | Tax paid during construction |  | USD 000s | 0 |  | 0 | 0 | 0 | 0 | 0 | 0 | 0 | 0 | 0 | 0 | 0 | 0 | 0 | 0 | 0 | 0 | 0 | 0 | 0 | 0 | 0 | 0 | 0 | 0 | 0 | 0 | 0 | 0 | 0 | 0 | 0 | 0 | 0 | 0 | 0 | 0 | 0 | 0 | 0 | 0 | 0 | 0 | 0 | 0 | 0 | 0 | 0 | 0 | 0 | 0 | 0 | 0 | 0 | 0 | 0 | 0
VAT DURING CONSTRUCTION
VAT on EPC costs
|  |  |  | EPC local costs inc VAT | 0 | USD 000s | 0 | 0 | 0 | 0 | 0 | 0 | 0 | 0 | 0 | 0 | 0 | 0 | 0 | 0 | 0 | 0 | 0 | 0 | 0 | 0 | 0 | 0 | 0 | 0 | 0 | 0 | 0 | 0 | 0 | 0 | 0 | 0 | 0 | 0 | 0 | 0 | 0 | 0 | 0 | 0 | 0 | 0 | 0 | 0 | 0 | 0 | 0 | 0 | 0 | 0 | 0 | 0 | 0 | 0 | 0 | 0 | 0 | 0
|  |  |  | EPC local costs | 0 | USD 000s | 0 | 0 | 0 | 0 | 0 | 0 | 0 | 0 | 0 | 0 | 0 | 0 | 0 | 0 | 0 | 0 | 0 | 0 | 0 | 0 | 0 | 0 | 0 | 0 | 0 | 0 | 0 | 0 | 0 | 0 | 0 | 0 | 0 | 0 | 0 | 0 | 0 | 0 | 0 | 0 | 0 | 0 | 0 | 0 | 0 | 0 | 0 | 0 | 0 | 0 | 0 | 0 | 0 | 0 | 0 | 0 | 0 | 0
|  |  |  | VAT on Som cost in USD |  | USD 000s | 0 |  | 0 | 0 | 0 | 0 | 0 | 0 | 0 | 0 | 0 | 0 | 0 | 0 | 0 | 0 | 0 | 0 | 0 | 0 | 0 | 0 | 0 | 0 | 0 | 0 | 0 | 0 | 0 | 0 | 0 | 0 | 0 | 0 | 0 | 0 | 0 | 0 | 0 | 0 | 0 | 0 | 0 | 0 | 0 | 0 | 0 | 0 | 0 | 0 | 0 | 0 | 0 | 0 | 0 | 0 | 0 | 0
|  |  |  | EPC USD costs inc VAT | 0 | USD 000s | 143099.7064 | 0 | 0 | 0 | 0 | 0 | 0 | 0 | 0 | 0 | 0 | 0 | 0 | 0 | 0 | 0 | 0 | 0 | 0 | 0 | 0 | 0 | 28619.9413 | 23926.2709 | 26330.346 | 27818.5829 | 22094.5947 | 9730.78 | 4579.1906 | 0 | 0 | 0 | 0 | 0 | 0 | 0 | 0 | 0 | 0 | 0 | 0 | 0 | 0 | 0 | 0 | 0 | 0 | 0 | 0 | 0 | 0 | 0 | 0 | 0 | 0 | 0 | 0 | 0
|  |  |  | EPC USD costs | 0 | USD 000s | 127767.595 | 0 | 0 | 0 | 0 | 0 | 0 | 0 | 0 | 0 | 0 | 0 | 0 | 0 | 0 | 0 | 0 | 0 | 0 | 0 | 0 | 0 | 25553.519 | 21362.7419 | 23509.2375 | 24838.0205 | 19727.3167 | 8688.1965 | 4088.563 | 0 | 0 | 0 | 0 | 0 | 0 | 0 | 0 | 0 | 0 | 0 | 0 | 0 | 0 | 0 | 0 | 0 | 0 | 0 | 0 | 0 | 0 | 0 | 0 | 0 | 0 | 0 | 0 | 0
|  |  |  | VAT on USD EPC cost |  | USD 000s | 15332.1114 |  | 0 | 0 | 0 | 0 | 0 | 0 | 0 | 0 | 0 | 0 | 0 | 0 | 0 | 0 | 0 | 0 | 0 | 0 | 0 | 0 | 3066.4223 | 2563.529 | 2821.1085 | 2980.5625 | 2367.278 | 1042.5836 | 490.6276 | 0 | 0 | 0 | 0 | 0 | 0 | 0 | 0 | 0 | 0 | 0 | 0 | 0 | 0 | 0 | 0 | 0 | 0 | 0 | 0 | 0 | 0 | 0 | 0 | 0 | 0 | 0 | 0 | 0
VAT on financing costs
|  |  |  | VAT on exempt financing costs - construction | 0% | %
|  |  |  | Advisory fee - m | 0 | USD 000s | 2847 | 0 | 0 | 0 | 0 | 0 | 0 | 0 | 0 | 0 | 0 | 0 | 0 | 0 | 0 | 0 | 0 | 0 | 0 | 0 | 0 | 0 | 2847 | 0 | 0 | 0 | 0 | 0 | 0 | 0 | 0 | 0 | 0 | 0 | 0 | 0 | 0 | 0 | 0 | 0 | 0 | 0 | 0 | 0 | 0 | 0 | 0 | 0 | 0 | 0 | 0 | 0 | 0 | 0 | 0 | 0 | 0 | 0
|  |  |  | PCG upfront costs | 0 | USD 000s | 256.281 | 0 | 0 | 0 | 0 | 0 | 0 | 0 | 0 | 0 | 0 | 0 | 0 | 0 | 0 | 0 | 0 | 0 | 0 | 0 | 0 | 0 | 218.3235 | 0 | 0 | 0 | 0 | 0 | 0 | 0 | 0 | 0 | 0 | 0 | 0 | 30.366 | 0 | 0 | 0 | 0 | 0 | 0 | 0 | 0 | 0 | 0 | 0 | 7.5915 | 0 | 0 | 0 | 0 | 0 | 0 | 0 | 0 | 0 | 0
|  |  |  | Performance bond / development security LC fee - M | 0 | USD 000s | 135 | 0 | 0 | 0 | 0 | 0 | 0 | 0 | 0 | 0 | 0 | 0 | 0 | 0 | 0 | 0 | 0 | 0 | 0 | 0 | 0 | 0 | 0 | 5 | 5 | 5 | 5 | 5 | 5 | 5 | 5 | 5 | 5 | 5 | 5 | 5 | 5 | 5 | 5 | 5 | 5 | 5 | 5 | 5 | 5 | 5 | 5 | 5 | 5 | 5 | 0 | 0 | 0 | 0 | 0 | 0 | 0 | 0
|  |  |  | VAT on exempt financing costs |  | USD 000s | 0 |  | 0 | 0 | 0 | 0 | 0 | 0 | 0 | 0 | 0 | 0 | 0 | 0 | 0 | 0 | 0 | 0 | 0 | 0 | 0 | 0 | 0 | 0 | 0 | 0 | 0 | 0 | 0 | 0 | 0 | 0 | 0 | 0 | 0 | 0 | 0 | 0 | 0 | 0 | 0 | 0 | 0 | 0 | 0 | 0 | 0 | 0 | 0 | 0 | 0 | 0 | 0 | 0 | 0 | 0 | 0 | 0
VAT on Development Fee
|  |  |  | VAT standard rate | 12% | %
|  |  |  | Development fee | 0 | USD 000s | 8990.0349 | 0 | 0 | 0 | 0 | 0 | 0 | 0 | 0 | 0 | 0 | 0 | 0 | 0 | 0 | 0 | 0 | 0 | 0 | 0 | 0 | 0 | 8990.0349 | 0 | 0 | 0 | 0 | 0 | 0 | 0 | 0 | 0 | 0 | 0 | 0 | 0 | 0 | 0 | 0 | 0 | 0 | 0 | 0 | 0 | 0 | 0 | 0 | 0 | 0 | 0 | 0 | 0 | 0 | 0 | 0 | 0 | 0 | 0
|  |  |  | VAT on Development Fee |  | USD 000s | 1078.8042 |  | 0 | 0 | 0 | 0 | 0 | 0 | 0 | 0 | 0 | 0 | 0 | 0 | 0 | 0 | 0 | 0 | 0 | 0 | 0 | 0 | 1078.8042 | 0 | 0 | 0 | 0 | 0 | 0 | 0 | 0 | 0 | 0 | 0 | 0 | 0 | 0 | 0 | 0 | 0 | 0 | 0 | 0 | 0 | 0 | 0 | 0 | 0 | 0 | 0 | 0 | 0 | 0 | 0 | 0 | 0 | 0 | 0
VAT on development and other construction costs
|  |  |  | VAT standard rate | 12% | %
|  |  |  | VAT exemption rate | 0% | %
|  |  |  | VAT exemption period | 0 | years
|  |  |  | Construction year (including FC) | 0 | year | 0 | 0 | 0 | 0 | 0 | 0 | 0 | 0 | 0 | 0 | 0 | 0 | 0 | 0 | 0 | 0 | 0 | 0 | 0 | 0 | 0 | 0 | 1 | 1 | 1 | 1 | 1 | 1 | 1 | 1 | 1 | 1 | 1 | 1 | 2 | 2 | 2 | 2 | 2 | 2 | 2 | 2 | 2 | 2 | 2 | 2 | 3 | 3 | 3 | 3 | 0 | 0 | 0 | 0 | 0 | 0 | 0 | 0
|  |  |  | Development and other construction period costs excl VAT and WHT | 0 | USD 000s | 6079.6751 | 0 | 0 | 0 | 0 | 0 | 0 | 0 | 0 | 0 | 0 | 0 | 0 | 0 | 0 | 0 | 0 | 0 | 0 | 0 | 0 | 0 | 540.351 | 131.7461 | 131.7461 | 131.7461 | 131.7461 | 137.627 | 137.627 | 137.627 | 137.627 | 137.627 | 137.627 | 190.5555 | 3943.3721 | 0 | 0 | 0 | 0 | 0 | 0 | 0 | 0 | 52.65 | 0 | 0 | 0 | 0 | 0 | 0 | 0 | 0 | 0 | 0 | 0 | 0 | 0 | 0
|  |  | less | Development and other construction costs for VAT exclusion | 0 | USD 000s | 540.351 | 0 | 0 | 0 | 0 | 0 | 0 | 0 | 0 | 0 | 0 | 0 | 0 | 0 | 0 | 0 | 0 | 0 | 0 | 0 | 0 | 0 | 540.351 | 0 | 0 | 0 | 0 | 0 | 0 | 0 | 0 | 0 | 0 | 0 | 0 | 0 | 0 | 0 | 0 | 0 | 0 | 0 | 0 | 0 | 0 | 0 | 0 | 0 | 0 | 0 | 0 | 0 | 0 | 0 | 0 | 0 | 0 | 0
|  |  |  | VAT on development and other construction costs |  | USD 000s | 664.7189 |  | 0 | 0 | 0 | 0 | 0 | 0 | 0 | 0 | 0 | 0 | 0 | 0 | 0 | 0 | 0 | 0 | 0 | 0 | 0 | 0 | 0 | 15.8095 | 15.8095 | 15.8095 | 15.8095 | 16.5152 | 16.5152 | 16.5152 | 16.5152 | 16.5152 | 16.5152 | 22.8667 | 473.2047 | 0 | 0 | 0 | 0 | 0 | 0 | 0 | 0 | 6.318 | 0 | 0 | 0 | 0 | 0 | 0 | 0 | 0 | 0 | 0 | 0 | 0 | 0 | 0
VAT on early generation revenue
|  |  |  | VAT standard rate | 12% | %
|  |  |  | Pre-operations energy charge | 0 | USD 000s | 19452.0951 | 0 | 0 | 0 | 0 | 0 | 0 | 0 | 0 | 0 | 0 | 0 | 0 | 0 | 0 | 0 | 0 | 0 | 0 | 0 | 0 | 0 | 0 | 0 | 0 | 0 | 0 | 0 | 0 | 0 | 0 | 0 | 460.119 | 595.5424 | 883.0844 | 1165.6096 | 1505.0499 | 1709.809 | 1783.963 | 1651.0817 | 1371.0584 | 986.2082 | 596.163 | 425.1922 | 460.119 | 595.5424 | 883.0844 | 1165.6096 | 1505.0499 | 1709.809 | 0 | 0 | 0 | 0 | 0 | 0 | 0 | 0
|  |  |  | VAT on early generation revenue |  | USD 000s | 2334.2514 |  | 0 | 0 | 0 | 0 | 0 | 0 | 0 | 0 | 0 | 0 | 0 | 0 | 0 | 0 | 0 | 0 | 0 | 0 | 0 | 0 | 0 | 0 | 0 | 0 | 0 | 0 | 0 | 0 | 0 | 0 | 55.2143 | 71.4651 | 105.9701 | 139.8732 | 180.606 | 205.1771 | 214.0756 | 198.1298 | 164.527 | 118.345 | 71.5396 | 51.0231 | 55.2143 | 71.4651 | 105.9701 | 139.8732 | 180.606 | 205.1771 | 0 | 0 | 0 | 0 | 0 | 0 | 0 | 0
|  |  |  | VAT standard rate | 12% | %
|  |  |  | Cash received for EGR - unrestricted | 0 | USD 000s | 19452.0951 | 0 | 0 | 0 | 0 | 0 | 0 | 0 | 0 | 0 | 0 | 0 | 0 | 0 | 0 | 0 | 0 | 0 | 0 | 0 | 0 | 0 | 0 | 0 | 0 | 0 | 0 | 0 | 0 | 0 | 0 | 0 | 0 | 0 | 460.119 | 595.5424 | 883.0844 | 1165.6096 | 1505.0499 | 1709.809 | 1783.963 | 1651.0817 | 1371.0584 | 986.2082 | 596.163 | 425.1922 | 460.119 | 595.5424 | 883.0844 | 1165.6096 | 1505.0499 | 1709.809 | 0 | 0 | 0 | 0 | 0 | 0
|  |  |  | VAT received on early generation revenue |  | USD 000s | 2334.2514 |  | 0 | 0 | 0 | 0 | 0 | 0 | 0 | 0 | 0 | 0 | 0 | 0 | 0 | 0 | 0 | 0 | 0 | 0 | 0 | 0 | 0 | 0 | 0 | 0 | 0 | 0 | 0 | 0 | 0 | 0 | 0 | 0 | 55.2143 | 71.4651 | 105.9701 | 139.8732 | 180.606 | 205.1771 | 214.0756 | 198.1298 | 164.527 | 118.345 | 71.5396 | 51.0231 | 55.2143 | 71.4651 | 105.9701 | 139.8732 | 180.606 | 205.1771 | 0 | 0 | 0 | 0 | 0 | 0
|  |  |  | VAT reclaimable | 1 | 1 = yes, 0 = no
|  |  |  | Model column counter | 0 | counter | 0 | 0 | 1 | 2 | 3 | 4 | 5 | 6 | 7 | 8 | 9 | 10 | 11 | 12 | 13 | 14 | 15 | 16 | 17 | 18 | 19 | 20 | 21 | 22 | 23 | 24 | 25 | 26 | 27 | 28 | 29 | 30 | 31 | 32 | 33 | 34 | 35 | 36 | 37 | 38 | 39 | 40 | 41 | 42 | 43 | 44 | 45 | 46 | 47 | 48 | 49 | 50 | 51 | 52 | 53 | 54 | 55 | 56
|  |  |  | Semi annually period number counter | 0 | counter | 0 | 0 | 1 | 1 | 1 | 1 | 1 | 1 | 2 | 2 | 2 | 2 | 2 | 2 | 3 | 3 | 3 | 3 | 3 | 3 | 4 | 4 | 4 | 4 | 4 | 4 | 5 | 5 | 5 | 5 | 5 | 5 | 6 | 6 | 6 | 6 | 6 | 6 | 7 | 7 | 7 | 7 | 7 | 7 | 8 | 8 | 8 | 8 | 8 | 8 | 9 | 9 | 9 | 9 | 9 | 9 | 10 | 10
|  |  |  | VAT received on early generation revenue | 0 | USD 000s | 2334.2514 | 0 | 0 | 0 | 0 | 0 | 0 | 0 | 0 | 0 | 0 | 0 | 0 | 0 | 0 | 0 | 0 | 0 | 0 | 0 | 0 | 0 | 0 | 0 | 0 | 0 | 0 | 0 | 0 | 0 | 0 | 0 | 0 | 0 | 55.2143 | 71.4651 | 105.9701 | 139.8732 | 180.606 | 205.1771 | 214.0756 | 198.1298 | 164.527 | 118.345 | 71.5396 | 51.0231 | 55.2143 | 71.4651 | 105.9701 | 139.8732 | 180.606 | 205.1771 | 0 | 0 | 0 | 0 | 0 | 0
|  |  |  | VAT received on early generation revenue |  | USD 000s | 2334.2514 |  | 0 | 0 | 0 | 0 | 0 | 372.5226 | 1080.8604 | 495.0853 | 385.7831 | 0 | 0 | 0 | 0 | 0 | 0 | 0 | 0 | 0 | 0 | 0 | 0 | 0 | 0 | 0 | 0 | 0 | 0 | 0 | 0 | 0 | 0 | 0 | 0 | 0 | 0 | 0 | 0 | 0 | 0 | 0 | 0 | 0 | 0 | 0 | 0 | 0 | 0 | 0 | 0 | 0 | 0 | 0 | 0 | 0 | 0 | 0
VAT debtor balance during construction
|  |  |  | VAT debtor balance - construction BEG |  | USD 000s |  |  | 0 | 0 | 0 | 0 | 0 | 0 | 0 | 0 | 0 | 0 | 0 | 0 | 0 | 0 | 0 | 0 | 0 | 0 | 0 | 0 | 0 | 0 | 0 | 0 | 0 | 0 | 0 | 0 | 0 | 0 | 0 | 55.2143 | 126.6794 | 177.4352 | 245.8433 | 320.4791 | 385.7831 | 419.2526 | 412.2054 | 362.6568 | 282.872 | 189.8845 | 122.5626 | 106.2373 | 126.6794 | 177.4352 | 245.8433 | 320.4791 | 385.7831 | 205.1771 | 0 | 0 | 0 | 0 | 0 | 0
|  |  |  | VAT on early generation revenue | 0 | USD 000s | 2334.2514 | 0 | 0 | 0 | 0 | 0 | 0 | 0 | 0 | 0 | 0 | 0 | 0 | 0 | 0 | 0 | 0 | 0 | 0 | 0 | 0 | 0 | 0 | 0 | 0 | 0 | 0 | 0 | 0 | 0 | 0 | 0 | 55.2143 | 71.4651 | 105.9701 | 139.8732 | 180.606 | 205.1771 | 214.0756 | 198.1298 | 164.527 | 118.345 | 71.5396 | 51.0231 | 55.2143 | 71.4651 | 105.9701 | 139.8732 | 180.606 | 205.1771 | 0 | 0 | 0 | 0 | 0 | 0 | 0 | 0
|  |  |  | VAT received on early generation revenue | 0 | USD 000s | 2334.2514 | 0 | 0 | 0 | 0 | 0 | 0 | 0 | 0 | 0 | 0 | 0 | 0 | 0 | 0 | 0 | 0 | 0 | 0 | 0 | 0 | 0 | 0 | 0 | 0 | 0 | 0 | 0 | 0 | 0 | 0 | 0 | 0 | 0 | 55.2143 | 71.4651 | 105.9701 | 139.8732 | 180.606 | 205.1771 | 214.0756 | 198.1298 | 164.527 | 118.345 | 71.5396 | 51.0231 | 55.2143 | 71.4651 | 105.9701 | 139.8732 | 180.606 | 205.1771 | 0 | 0 | 0 | 0 | 0 | 0
|  |  |  | VAT debtor balance - construction |  | USD 000s |  |  | 0 | 0 | 0 | 0 | 0 | 0 | 0 | 0 | 0 | 0 | 0 | 0 | 0 | 0 | 0 | 0 | 0 | 0 | 0 | 0 | 0 | 0 | 0 | 0 | 0 | 0 | 0 | 0 | 0 | 0 | 55.2143 | 126.6794 | 177.4352 | 245.8433 | 320.4791 | 385.7831 | 419.2526 | 412.2054 | 362.6568 | 282.872 | 189.8845 | 122.5626 | 106.2373 | 126.6794 | 177.4352 | 245.8433 | 320.4791 | 385.7831 | 205.1771 | 0 | 0 | 0 | 0 | 0 | 0 | 0
|  |  |  | VAT reclaimable | 1 | 1 = yes, 0 = no
|  |  |  | Model period end date - monthly | 0 | date | 0 | 0 | 2021-07-31 | 2021-08-31 | 2021-09-30 | 2021-10-31 | 2021-11-30 | 2021-12-31 | 2022-01-31 | 2022-02-28 | 2022-03-31 | 2022-04-30 | 2022-05-31 | 2022-06-30 | 2022-07-31 | 2022-08-31 | 2022-09-30 | 2022-10-31 | 2022-11-30 | 2022-12-31 | 2023-01-31 | 2023-02-28 | 2023-03-31 | 2023-04-30 | 2023-05-31 | 2023-06-30 | 2023-07-31 | 2023-08-31 | 2023-09-30 | 2023-10-31 | 2023-11-30 | 2023-12-31 | 2024-01-31 | 2024-02-29 | 2024-03-31 | 2024-04-30 | 2024-05-31 | 2024-06-30 | 2024-07-31 | 2024-08-31 | 2024-09-30 | 2024-10-31 | 2024-11-30 | 2024-12-31 | 2025-01-31 | 2025-02-28 | 2025-03-31 | 2025-04-30 | 2025-05-31 | 2025-06-30 | 2025-07-31 | 2025-08-31 | 2025-09-30 | 2025-10-31 | 2025-11-30 | 2025-12-31 | 2026-01-31 | 2026-02-28
|  |  |  | Model period end date | 0 | date | 0 | 0 | 2021-12-31 | 2022-06-30 | 2022-12-31 | 2023-06-30 | 2023-12-31 | 2024-06-30 | 2024-12-31 | 2025-06-30 | 2025-12-31 | 2026-06-30 | 2026-12-31 | 2027-06-30 | 2027-12-31 | 2028-06-30 | 2028-12-31 | 2029-06-30 | 2029-12-31 | 2030-06-30 | 2030-12-31 | 2031-06-30 | 2031-12-31 | 2032-06-30 | 2032-12-31 | 2033-06-30 | 2033-12-31 | 2034-06-30 | 2034-12-31 | 2035-06-30 | 2035-12-31 | 2036-06-30 | 2036-12-31 | 2037-06-30 | 2037-12-31 | 2038-06-30 | 2038-12-31 | 2039-06-30 | 2039-12-31 | 2040-06-30 | 2040-12-31 | 2041-06-30 | 2041-12-31 | 2042-06-30 | 2042-12-31 | 2043-06-30 | 2043-12-31 | 2044-06-30 | 2044-12-31 | 2045-06-30 | 2045-12-31 | 2046-06-30 | 2046-12-31 | 2047-06-30 | 2047-12-31 | 2048-06-30 | 2048-12-31 | 2049-06-30
|  |  |  | VAT debtor balance - construction | 0 | USD 000s | 0 | 0 | 0 | 0 | 0 | 0 | 0 | 0 | 0 | 0 | 0 | 0 | 0 | 0 | 0 | 0 | 0 | 0 | 0 | 0 | 0 | 0 | 0 | 0 | 0 | 0 | 0 | 0 | 0 | 0 | 0 | 0 | 55.2143 | 126.6794 | 177.4352 | 245.8433 | 320.4791 | 385.7831 | 419.2526 | 412.2054 | 362.6568 | 282.872 | 189.8845 | 122.5626 | 106.2373 | 126.6794 | 177.4352 | 245.8433 | 320.4791 | 385.7831 | 205.1771 | 0 | 0 | 0 | 0 | 0 | 0 | 0
|  |  |  | VAT debtor balance - construction |  | USD 000s | 894.1288 |  | 0 | 0 | 0 | 0 | 0 | 385.7831 | 122.5626 | 385.7831 | 0 | 0 | 0 | 0 | 0 | 0 | 0 | 0 | 0 | 0 | 0 | 0 | 0 | 0 | 0 | 0 | 0 | 0 | 0 | 0 | 0 | 0 | 0 | 0 | 0 | 0 | 0 | 0 | 0 | 0 | 0 | 0 | 0 | 0 | 0 | 0 | 0 | 0 | 0 | 0 | 0 | 0 | 0 | 0 | 0 | 0 | 0 | 0
VAT on operating cost
|  |  |  | Operating costs including VAT excluding WHT | 0 | USD 000s | 1518.804 | 0 | 0 | 0 | 0 | 0 | 0 | 0 | 0 | 0 | 0 | 0 | 0 | 0 | 0 | 0 | 0 | 0 | 0 | 0 | 0 | 0 | 0 | 0 | 0 | 0 | 0 | 0 | 0 | 0 | 0 | 0 | 84.378 | 84.378 | 84.378 | 84.378 | 84.378 | 84.378 | 84.378 | 84.378 | 84.378 | 84.378 | 84.378 | 84.378 | 84.378 | 84.378 | 84.378 | 84.378 | 84.378 | 84.378 | 0 | 0 | 0 | 0 | 0 | 0 | 0 | 0
|  |  |  | Operating costs excluding VAT excluding WHT | 0 | USD 000s | 1356.075 | 0 | 0 | 0 | 0 | 0 | 0 | 0 | 0 | 0 | 0 | 0 | 0 | 0 | 0 | 0 | 0 | 0 | 0 | 0 | 0 | 0 | 0 | 0 | 0 | 0 | 0 | 0 | 0 | 0 | 0 | 0 | 75.3375 | 75.3375 | 75.3375 | 75.3375 | 75.3375 | 75.3375 | 75.3375 | 75.3375 | 75.3375 | 75.3375 | 75.3375 | 75.3375 | 75.3375 | 75.3375 | 75.3375 | 75.3375 | 75.3375 | 75.3375 | 0 | 0 | 0 | 0 | 0 | 0 | 0 | 0
|  |  |  | VAT on operating cost |  | USD 000s | 162.729 |  | 0 | 0 | 0 | 0 | 0 | 0 | 0 | 0 | 0 | 0 | 0 | 0 | 0 | 0 | 0 | 0 | 0 | 0 | 0 | 0 | 0 | 0 | 0 | 0 | 0 | 0 | 0 | 0 | 0 | 0 | 9.0405 | 9.0405 | 9.0405 | 9.0405 | 9.0405 | 9.0405 | 9.0405 | 9.0405 | 9.0405 | 9.0405 | 9.0405 | 9.0405 | 9.0405 | 9.0405 | 9.0405 | 9.0405 | 9.0405 | 9.0405 | 0 | 0 | 0 | 0 | 0 | 0 | 0 | 0
|  |  |  | Cash paid for early generation costs including VAT | 0 | USD 000s | 1518.804 | 0 | 0 | 0 | 0 | 0 | 0 | 0 | 0 | 0 | 0 | 0 | 0 | 0 | 0 | 0 | 0 | 0 | 0 | 0 | 0 | 0 | 0 | 0 | 0 | 0 | 0 | 0 | 0 | 0 | 0 | 0 | 0 | 0 | 84.378 | 84.378 | 84.378 | 84.378 | 84.378 | 84.378 | 84.378 | 84.378 | 84.378 | 84.378 | 84.378 | 84.378 | 84.378 | 84.378 | 84.378 | 84.378 | 84.378 | 84.378 | 0 | 0 | 0 | 0 | 0 | 0
|  |  |  | Cash paid for early generation costs - unrestricted | 0 | USD 000s | 1356.075 | 0 | 0 | 0 | 0 | 0 | 0 | 0 | 0 | 0 | 0 | 0 | 0 | 0 | 0 | 0 | 0 | 0 | 0 | 0 | 0 | 0 | 0 | 0 | 0 | 0 | 0 | 0 | 0 | 0 | 0 | 0 | 0 | 0 | 75.3375 | 75.3375 | 75.3375 | 75.3375 | 75.3375 | 75.3375 | 75.3375 | 75.3375 | 75.3375 | 75.3375 | 75.3375 | 75.3375 | 75.3375 | 75.3375 | 75.3375 | 75.3375 | 75.3375 | 75.3375 | 0 | 0 | 0 | 0 | 0 | 0
|  |  |  | VAT paid on operating costs |  | USD 000s | 162.729 |  | 0 | 0 | 0 | 0 | 0 | 0 | 0 | 0 | 0 | 0 | 0 | 0 | 0 | 0 | 0 | 0 | 0 | 0 | 0 | 0 | 0 | 0 | 0 | 0 | 0 | 0 | 0 | 0 | 0 | 0 | 0 | 0 | 9.0405 | 9.0405 | 9.0405 | 9.0405 | 9.0405 | 9.0405 | 9.0405 | 9.0405 | 9.0405 | 9.0405 | 9.0405 | 9.0405 | 9.0405 | 9.0405 | 9.0405 | 9.0405 | 9.0405 | 9.0405 | 0 | 0 | 0 | 0 | 0 | 0
|  |  |  | VAT reclaimable | 1 | 1 = yes, 0 = no
|  |  |  | Model column counter | 0 | counter | 0 | 0 | 1 | 2 | 3 | 4 | 5 | 6 | 7 | 8 | 9 | 10 | 11 | 12 | 13 | 14 | 15 | 16 | 17 | 18 | 19 | 20 | 21 | 22 | 23 | 24 | 25 | 26 | 27 | 28 | 29 | 30 | 31 | 32 | 33 | 34 | 35 | 36 | 37 | 38 | 39 | 40 | 41 | 42 | 43 | 44 | 45 | 46 | 47 | 48 | 49 | 50 | 51 | 52 | 53 | 54 | 55 | 56
|  |  |  | Semi annually period number counter | 0 | counter | 0 | 0 | 1 | 1 | 1 | 1 | 1 | 1 | 2 | 2 | 2 | 2 | 2 | 2 | 3 | 3 | 3 | 3 | 3 | 3 | 4 | 4 | 4 | 4 | 4 | 4 | 5 | 5 | 5 | 5 | 5 | 5 | 6 | 6 | 6 | 6 | 6 | 6 | 7 | 7 | 7 | 7 | 7 | 7 | 8 | 8 | 8 | 8 | 8 | 8 | 9 | 9 | 9 | 9 | 9 | 9 | 10 | 10
|  |  |  | VAT paid on operating costs | 0 | USD 000s | 162.729 | 0 | 0 | 0 | 0 | 0 | 0 | 0 | 0 | 0 | 0 | 0 | 0 | 0 | 0 | 0 | 0 | 0 | 0 | 0 | 0 | 0 | 0 | 0 | 0 | 0 | 0 | 0 | 0 | 0 | 0 | 0 | 0 | 0 | 9.0405 | 9.0405 | 9.0405 | 9.0405 | 9.0405 | 9.0405 | 9.0405 | 9.0405 | 9.0405 | 9.0405 | 9.0405 | 9.0405 | 9.0405 | 9.0405 | 9.0405 | 9.0405 | 9.0405 | 9.0405 | 0 | 0 | 0 | 0 | 0 | 0
|  |  |  | VAT paid on operating costs during construction |  | USD 000s | 162.729 |  | 0 | 0 | 0 | 0 | 0 | 36.162 | 54.243 | 54.243 | 18.081 | 0 | 0 | 0 | 0 | 0 | 0 | 0 | 0 | 0 | 0 | 0 | 0 | 0 | 0 | 0 | 0 | 0 | 0 | 0 | 0 | 0 | 0 | 0 | 0 | 0 | 0 | 0 | 0 | 0 | 0 | 0 | 0 | 0 | 0 | 0 | 0 | 0 | 0 | 0 | 0 | 0 | 0 | 0 | 0 | 0 | 0 | 0
VAT creditor balance during construction
|  |  |  | VAT creditor balance - construction BEG |  | USD 000s |  |  | 0 | 0 | 0 | 0 | 0 | 0 | 0 | 0 | 0 | 0 | 0 | 0 | 0 | 0 | 0 | 0 | 0 | 0 | 0 | 0 | 0 | 0 | 0 | 0 | 0 | 0 | 0 | 0 | 0 | 0 | 0 | 9.0405 | 18.081 | 18.081 | 18.081 | 18.081 | 18.081 | 18.081 | 18.081 | 18.081 | 18.081 | 18.081 | 18.081 | 18.081 | 18.081 | 18.081 | 18.081 | 18.081 | 18.081 | 9.0405 | 0 | 0 | 0 | 0 | 0 | 0
|  |  |  | VAT on operating cost | 0 | USD 000s | 162.729 | 0 | 0 | 0 | 0 | 0 | 0 | 0 | 0 | 0 | 0 | 0 | 0 | 0 | 0 | 0 | 0 | 0 | 0 | 0 | 0 | 0 | 0 | 0 | 0 | 0 | 0 | 0 | 0 | 0 | 0 | 0 | 9.0405 | 9.0405 | 9.0405 | 9.0405 | 9.0405 | 9.0405 | 9.0405 | 9.0405 | 9.0405 | 9.0405 | 9.0405 | 9.0405 | 9.0405 | 9.0405 | 9.0405 | 9.0405 | 9.0405 | 9.0405 | 0 | 0 | 0 | 0 | 0 | 0 | 0 | 0
|  |  |  | VAT paid on operating costs | 0 | USD 000s | 162.729 | 0 | 0 | 0 | 0 | 0 | 0 | 0 | 0 | 0 | 0 | 0 | 0 | 0 | 0 | 0 | 0 | 0 | 0 | 0 | 0 | 0 | 0 | 0 | 0 | 0 | 0 | 0 | 0 | 0 | 0 | 0 | 0 | 0 | 9.0405 | 9.0405 | 9.0405 | 9.0405 | 9.0405 | 9.0405 | 9.0405 | 9.0405 | 9.0405 | 9.0405 | 9.0405 | 9.0405 | 9.0405 | 9.0405 | 9.0405 | 9.0405 | 9.0405 | 9.0405 | 0 | 0 | 0 | 0 | 0 | 0
|  |  |  | VAT creditor balance - construction |  | USD 000s |  |  | 0 | 0 | 0 | 0 | 0 | 0 | 0 | 0 | 0 | 0 | 0 | 0 | 0 | 0 | 0 | 0 | 0 | 0 | 0 | 0 | 0 | 0 | 0 | 0 | 0 | 0 | 0 | 0 | 0 | 0 | 9.0405 | 18.081 | 18.081 | 18.081 | 18.081 | 18.081 | 18.081 | 18.081 | 18.081 | 18.081 | 18.081 | 18.081 | 18.081 | 18.081 | 18.081 | 18.081 | 18.081 | 18.081 | 9.0405 | 0 | 0 | 0 | 0 | 0 | 0 | 0
|  |  |  | VAT reclaimable | 1 | 1 = yes, 0 = no
|  |  |  | Model period end date - monthly | 0 | date | 0 | 0 | 2021-07-31 | 2021-08-31 | 2021-09-30 | 2021-10-31 | 2021-11-30 | 2021-12-31 | 2022-01-31 | 2022-02-28 | 2022-03-31 | 2022-04-30 | 2022-05-31 | 2022-06-30 | 2022-07-31 | 2022-08-31 | 2022-09-30 | 2022-10-31 | 2022-11-30 | 2022-12-31 | 2023-01-31 | 2023-02-28 | 2023-03-31 | 2023-04-30 | 2023-05-31 | 2023-06-30 | 2023-07-31 | 2023-08-31 | 2023-09-30 | 2023-10-31 | 2023-11-30 | 2023-12-31 | 2024-01-31 | 2024-02-29 | 2024-03-31 | 2024-04-30 | 2024-05-31 | 2024-06-30 | 2024-07-31 | 2024-08-31 | 2024-09-30 | 2024-10-31 | 2024-11-30 | 2024-12-31 | 2025-01-31 | 2025-02-28 | 2025-03-31 | 2025-04-30 | 2025-05-31 | 2025-06-30 | 2025-07-31 | 2025-08-31 | 2025-09-30 | 2025-10-31 | 2025-11-30 | 2025-12-31 | 2026-01-31 | 2026-02-28
|  |  |  | Model period end date | 0 | date | 0 | 0 | 2021-12-31 | 2022-06-30 | 2022-12-31 | 2023-06-30 | 2023-12-31 | 2024-06-30 | 2024-12-31 | 2025-06-30 | 2025-12-31 | 2026-06-30 | 2026-12-31 | 2027-06-30 | 2027-12-31 | 2028-06-30 | 2028-12-31 | 2029-06-30 | 2029-12-31 | 2030-06-30 | 2030-12-31 | 2031-06-30 | 2031-12-31 | 2032-06-30 | 2032-12-31 | 2033-06-30 | 2033-12-31 | 2034-06-30 | 2034-12-31 | 2035-06-30 | 2035-12-31 | 2036-06-30 | 2036-12-31 | 2037-06-30 | 2037-12-31 | 2038-06-30 | 2038-12-31 | 2039-06-30 | 2039-12-31 | 2040-06-30 | 2040-12-31 | 2041-06-30 | 2041-12-31 | 2042-06-30 | 2042-12-31 | 2043-06-30 | 2043-12-31 | 2044-06-30 | 2044-12-31 | 2045-06-30 | 2045-12-31 | 2046-06-30 | 2046-12-31 | 2047-06-30 | 2047-12-31 | 2048-06-30 | 2048-12-31 | 2049-06-30
|  |  |  | VAT creditor balance - construction | 0 | USD 000s | 0 | 0 | 0 | 0 | 0 | 0 | 0 | 0 | 0 | 0 | 0 | 0 | 0 | 0 | 0 | 0 | 0 | 0 | 0 | 0 | 0 | 0 | 0 | 0 | 0 | 0 | 0 | 0 | 0 | 0 | 0 | 0 | 9.0405 | 18.081 | 18.081 | 18.081 | 18.081 | 18.081 | 18.081 | 18.081 | 18.081 | 18.081 | 18.081 | 18.081 | 18.081 | 18.081 | 18.081 | 18.081 | 18.081 | 18.081 | 9.0405 | 0 | 0 | 0 | 0 | 0 | 0 | 0
|  |  |  | VAT creditor balance - construction |  | USD 000s | 54.243 |  | 0 | 0 | 0 | 0 | 0 | 18.081 | 18.081 | 18.081 | 0 | 0 | 0 | 0 | 0 | 0 | 0 | 0 | 0 | 0 | 0 | 0 | 0 | 0 | 0 | 0 | 0 | 0 | 0 | 0 | 0 | 0 | 0 | 0 | 0 | 0 | 0 | 0 | 0 | 0 | 0 | 0 | 0 | 0 | 0 | 0 | 0 | 0 | 0 | 0 | 0 | 0 | 0 | 0 | 0 | 0 | 0 | 0
VAT summary
VAT reclaimable from / (owed to) govt.
|  |  |  | VAT on Som cost in USD | 0 | USD 000s | 0 | 0 | 0 | 0 | 0 | 0 | 0 | 0 | 0 | 0 | 0 | 0 | 0 | 0 | 0 | 0 | 0 | 0 | 0 | 0 | 0 | 0 | 0 | 0 | 0 | 0 | 0 | 0 | 0 | 0 | 0 | 0 | 0 | 0 | 0 | 0 | 0 | 0 | 0 | 0 | 0 | 0 | 0 | 0 | 0 | 0 | 0 | 0 | 0 | 0 | 0 | 0 | 0 | 0 | 0 | 0 | 0 | 0
|  |  |  | VAT on USD EPC cost | 0 | USD 000s | 15332.1114 | 0 | 0 | 0 | 0 | 0 | 0 | 0 | 0 | 0 | 0 | 0 | 0 | 0 | 0 | 0 | 0 | 0 | 0 | 0 | 0 | 0 | 3066.4223 | 2563.529 | 2821.1085 | 2980.5625 | 2367.278 | 1042.5836 | 490.6276 | 0 | 0 | 0 | 0 | 0 | 0 | 0 | 0 | 0 | 0 | 0 | 0 | 0 | 0 | 0 | 0 | 0 | 0 | 0 | 0 | 0 | 0 | 0 | 0 | 0 | 0 | 0 | 0 | 0
|  |  |  | VAT on interconnection facilty costs | 0 | USD 000s | 1320 | 0 | 0 | 0 | 0 | 0 | 0 | 0 | 0 | 0 | 0 | 0 | 0 | 0 | 0 | 0 | 0 | 0 | 0 | 0 | 0 | 0 | 264 | 220.704 | 242.88 | 256.608 | 203.808 | 89.76 | 42.24 | 0 | 0 | 0 | 0 | 0 | 0 | 0 | 0 | 0 | 0 | 0 | 0 | 0 | 0 | 0 | 0 | 0 | 0 | 0 | 0 | 0 | 0 | 0 | 0 | 0 | 0 | 0 | 0 | 0
|  |  |  | VAT on exempt financing costs | 0 | USD 000s | 0 | 0 | 0 | 0 | 0 | 0 | 0 | 0 | 0 | 0 | 0 | 0 | 0 | 0 | 0 | 0 | 0 | 0 | 0 | 0 | 0 | 0 | 0 | 0 | 0 | 0 | 0 | 0 | 0 | 0 | 0 | 0 | 0 | 0 | 0 | 0 | 0 | 0 | 0 | 0 | 0 | 0 | 0 | 0 | 0 | 0 | 0 | 0 | 0 | 0 | 0 | 0 | 0 | 0 | 0 | 0 | 0 | 0
|  |  |  | VAT on Development Fee | 0 | USD 000s | 1078.8042 | 0 | 0 | 0 | 0 | 0 | 0 | 0 | 0 | 0 | 0 | 0 | 0 | 0 | 0 | 0 | 0 | 0 | 0 | 0 | 0 | 0 | 1078.8042 | 0 | 0 | 0 | 0 | 0 | 0 | 0 | 0 | 0 | 0 | 0 | 0 | 0 | 0 | 0 | 0 | 0 | 0 | 0 | 0 | 0 | 0 | 0 | 0 | 0 | 0 | 0 | 0 | 0 | 0 | 0 | 0 | 0 | 0 | 0
|  |  |  | VAT on development and other construction costs | 0 | USD 000s | 664.7189 | 0 | 0 | 0 | 0 | 0 | 0 | 0 | 0 | 0 | 0 | 0 | 0 | 0 | 0 | 0 | 0 | 0 | 0 | 0 | 0 | 0 | 0 | 15.8095 | 15.8095 | 15.8095 | 15.8095 | 16.5152 | 16.5152 | 16.5152 | 16.5152 | 16.5152 | 16.5152 | 22.8667 | 473.2047 | 0 | 0 | 0 | 0 | 0 | 0 | 0 | 0 | 6.318 | 0 | 0 | 0 | 0 | 0 | 0 | 0 | 0 | 0 | 0 | 0 | 0 | 0 | 0
|  |  |  | VAT on operating cost | 0 | USD 000s | 162.729 | 0 | 0 | 0 | 0 | 0 | 0 | 0 | 0 | 0 | 0 | 0 | 0 | 0 | 0 | 0 | 0 | 0 | 0 | 0 | 0 | 0 | 0 | 0 | 0 | 0 | 0 | 0 | 0 | 0 | 0 | 0 | 9.0405 | 9.0405 | 9.0405 | 9.0405 | 9.0405 | 9.0405 | 9.0405 | 9.0405 | 9.0405 | 9.0405 | 9.0405 | 9.0405 | 9.0405 | 9.0405 | 9.0405 | 9.0405 | 9.0405 | 9.0405 | 0 | 0 | 0 | 0 | 0 | 0 | 0 | 0
|  |  |  | VAT on early generation revenue | 0 | USD 000s | 2334.2514 | 0 | 0 | 0 | 0 | 0 | 0 | 0 | 0 | 0 | 0 | 0 | 0 | 0 | 0 | 0 | 0 | 0 | 0 | 0 | 0 | 0 | 0 | 0 | 0 | 0 | 0 | 0 | 0 | 0 | 0 | 0 | 55.2143 | 71.4651 | 105.9701 | 139.8732 | 180.606 | 205.1771 | 214.0756 | 198.1298 | 164.527 | 118.345 | 71.5396 | 51.0231 | 55.2143 | 71.4651 | 105.9701 | 139.8732 | 180.606 | 205.1771 | 0 | 0 | 0 | 0 | 0 | 0 | 0 | 0
|  |  |  | VAT reclaimable from / (owed to) govt. |  | USD 000s | 16224.1121 |  | 0 | 0 | 0 | 0 | 0 | 0 | 0 | 0 | 0 | 0 | 0 | 0 | 0 | 0 | 0 | 0 | 0 | 0 | 0 | 0 | 4409.2265 | 2800.0426 | 3079.798 | 3252.98 | 2586.8955 | 1148.8588 | 549.3828 | 16.5152 | 16.5152 | 16.5152 | -29.6585 | -39.5579 | 376.275 | -130.8327 | -171.5655 | -196.1366 | -205.0351 | -189.0893 | -155.4865 | -109.3045 | -62.4991 | -35.6646 | -46.1738 | -62.4246 | -96.9296 | -130.8327 | -171.5655 | -196.1366 | 0 | 0 | 0 | 0 | 0 | 0 | 0 | 0
|  |  |  | VAT reclaimable | 1 | 1 = yes, 0 = no
|  |  |  | VAT reclaimable from / (owed to) govt. | 0 | USD 000s | 16224.1121 | 0 | 0 | 0 | 0 | 0 | 0 | 0 | 0 | 0 | 0 | 0 | 0 | 0 | 0 | 0 | 0 | 0 | 0 | 0 | 0 | 0 | 4409.2265 | 2800.0426 | 3079.798 | 3252.98 | 2586.8955 | 1148.8588 | 549.3828 | 16.5152 | 16.5152 | 16.5152 | -29.6585 | -39.5579 | 376.275 | -130.8327 | -171.5655 | -196.1366 | -205.0351 | -189.0893 | -155.4865 | -109.3045 | -62.4991 | -35.6646 | -46.1738 | -62.4246 | -96.9296 | -130.8327 | -171.5655 | -196.1366 | 0 | 0 | 0 | 0 | 0 | 0 | 0 | 0
|  |  |  | VAT reclaimable from / (owed to) govt. |  | USD 000s | 16224.1121 |  | 0 | 0 | 0 | 0 | 0 | 0 | 0 | 0 | 0 | 0 | 0 | 0 | 0 | 0 | 0 | 0 | 0 | 0 | 0 | 0 | 4409.2265 | 2800.0426 | 3079.798 | 3252.98 | 2586.8955 | 1148.8588 | 549.3828 | 16.5152 | 16.5152 | 16.5152 | -29.6585 | -39.5579 | 376.275 | -130.8327 | -171.5655 | -196.1366 | -205.0351 | -189.0893 | -155.4865 | -109.3045 | -62.4991 | -35.6646 | -46.1738 | -62.4246 | -96.9296 | -130.8327 | -171.5655 | -196.1366 | 0 | 0 | 0 | 0 | 0 | 0 | 0 | 0
|  |  |  | VAT reclaimable | 1 | 1 = yes, 0 = no
|  |  |  | VAT lag during construction | 6 | months
|  |  |  | Model column counter - monthly | 0 | counter | 0 | 0 | 1 | 2 | 3 | 4 | 5 | 6 | 7 | 8 | 9 | 10 | 11 | 12 | 13 | 14 | 15 | 16 | 17 | 18 | 19 | 20 | 21 | 22 | 23 | 24 | 25 | 26 | 27 | 28 | 29 | 30 | 31 | 32 | 33 | 34 | 35 | 36 | 37 | 38 | 39 | 40 | 41 | 42 | 43 | 44 | 45 | 46 | 47 | 48 | 49 | 50 | 51 | 52 | 53 | 54 | 55 | 56
|  |  |  | VAT reclaimable from / (owed to) govt. | 0 | USD 000s | 16224.1121 | 0 | 0 | 0 | 0 | 0 | 0 | 0 | 0 | 0 | 0 | 0 | 0 | 0 | 0 | 0 | 0 | 0 | 0 | 0 | 0 | 0 | 4409.2265 | 2800.0426 | 3079.798 | 3252.98 | 2586.8955 | 1148.8588 | 549.3828 | 16.5152 | 16.5152 | 16.5152 | -29.6585 | -39.5579 | 376.275 | -130.8327 | -171.5655 | -196.1366 | -205.0351 | -189.0893 | -155.4865 | -109.3045 | -62.4991 | -35.6646 | -46.1738 | -62.4246 | -96.9296 | -130.8327 | -171.5655 | -196.1366 | 0 | 0 | 0 | 0 | 0 | 0 | 0 | 0
|  |  |  | Construction period VAT reclaimed |  | USD 000s | 16224.1121 |  | 0 | 0 | 0 | 0 | 0 | 0 | 0 | 0 | 0 | 0 | 0 | 0 | 0 | 0 | 0 | 0 | 0 | 0 | 0 | 0 | 0 | 0 | 0 | 0 | 0 | 0 | 4409.2265 | 2800.0426 | 3079.798 | 3252.98 | 2586.8955 | 1148.8588 | 549.3828 | 16.5152 | 16.5152 | 16.5152 | -29.6585 | -39.5579 | 376.275 | -130.8327 | -171.5655 | -196.1366 | -205.0351 | -189.0893 | -155.4865 | -109.3045 | -62.4991 | -35.6646 | -46.1738 | -62.4246 | -96.9296 | -130.8327 | -171.5655 | -196.1366 | 0 | 0
VAT reclaimable from / (owed to) govt. balance
|  |  |  | VAT reclaimable from / (owed to) govt. balance BEG |  | USD 000s |  |  | 0 | 0 | 0 | 0 | 0 | 0 | 0 | 0 | 0 | 0 | 0 | 0 | 0 | 0 | 0 | 0 | 0 | 0 | 0 | 0 | 0 | 4409.2265 | 7209.269 | 10289.0671 | 13542.047 | 16128.9426 | 17277.8014 | 13417.9577 | 10634.4304 | 7571.1476 | 4334.6829 | 1718.1288 | 529.7121 | 356.6043 | 209.2564 | 21.1757 | -191.4762 | -366.8527 | -516.3841 | -1048.1456 | -1026.6174 | -917.551 | -757.079 | -598.2177 | -471.553 | -412.9961 | -434.5243 | -543.5907 | -704.0627 | -657.8889 | -595.4643 | -498.5347 | -367.7021 | -196.1366 | 6.537e-13 | 6.537e-13
|  |  |  | VAT reclaimable from / (owed to) govt. | 0 | USD 000s | 16224.1121 | 0 | 0 | 0 | 0 | 0 | 0 | 0 | 0 | 0 | 0 | 0 | 0 | 0 | 0 | 0 | 0 | 0 | 0 | 0 | 0 | 0 | 4409.2265 | 2800.0426 | 3079.798 | 3252.98 | 2586.8955 | 1148.8588 | 549.3828 | 16.5152 | 16.5152 | 16.5152 | -29.6585 | -39.5579 | 376.275 | -130.8327 | -171.5655 | -196.1366 | -205.0351 | -189.0893 | -155.4865 | -109.3045 | -62.4991 | -35.6646 | -46.1738 | -62.4246 | -96.9296 | -130.8327 | -171.5655 | -196.1366 | 0 | 0 | 0 | 0 | 0 | 0 | 0 | 0
|  |  |  | Construction period VAT reclaimed | 0 | USD 000s | 16224.1121 | 0 | 0 | 0 | 0 | 0 | 0 | 0 | 0 | 0 | 0 | 0 | 0 | 0 | 0 | 0 | 0 | 0 | 0 | 0 | 0 | 0 | 0 | 0 | 0 | 0 | 0 | 0 | 4409.2265 | 2800.0426 | 3079.798 | 3252.98 | 2586.8955 | 1148.8588 | 549.3828 | 16.5152 | 16.5152 | 16.5152 | -29.6585 | -39.5579 | 376.275 | -130.8327 | -171.5655 | -196.1366 | -205.0351 | -189.0893 | -155.4865 | -109.3045 | -62.4991 | -35.6646 | -46.1738 | -62.4246 | -96.9296 | -130.8327 | -171.5655 | -196.1366 | 0 | 0
|  |  |  | VAT reclaimable from / (owed to) govt. balance - construction |  | USD 000s |  |  | 0 | 0 | 0 | 0 | 0 | 0 | 0 | 0 | 0 | 0 | 0 | 0 | 0 | 0 | 0 | 0 | 0 | 0 | 0 | 0 | 4409.2265 | 7209.269 | 10289.0671 | 13542.047 | 16128.9426 | 17277.8014 | 13417.9577 | 10634.4304 | 7571.1476 | 4334.6829 | 1718.1288 | 529.7121 | 356.6043 | 209.2564 | 21.1757 | -191.4762 | -366.8527 | -516.3841 | -1048.1456 | -1026.6174 | -917.551 | -757.079 | -598.2177 | -471.553 | -412.9961 | -434.5243 | -543.5907 | -704.0627 | -657.8889 | -595.4643 | -498.5347 | -367.7021 | -196.1366 | 6.537e-13 | 6.537e-13 | 6.537e-13
Net VAT paid / (received) during construction
|  |  |  | VAT reclaimable | 1 | 1 = yes, 0 = no
|  |  |  | VAT reclaimable from / (owed to) govt. | 0 | USD 000s | 16224.1121 | 0 | 0 | 0 | 0 | 0 | 0 | 0 | 0 | 0 | 0 | 0 | 0 | 0 | 0 | 0 | 0 | 0 | 0 | 0 | 0 | 0 | 4409.2265 | 2800.0426 | 3079.798 | 3252.98 | 2586.8955 | 1148.8588 | 549.3828 | 16.5152 | 16.5152 | 16.5152 | -29.6585 | -39.5579 | 376.275 | -130.8327 | -171.5655 | -196.1366 | -205.0351 | -189.0893 | -155.4865 | -109.3045 | -62.4991 | -35.6646 | -46.1738 | -62.4246 | -96.9296 | -130.8327 | -171.5655 | -196.1366 | 0 | 0 | 0 | 0 | 0 | 0 | 0 | 0
|  |  | add | VAT on early generation revenue | 0 | USD 000s | 2334.2514 | 0 | 0 | 0 | 0 | 0 | 0 | 0 | 0 | 0 | 0 | 0 | 0 | 0 | 0 | 0 | 0 | 0 | 0 | 0 | 0 | 0 | 0 | 0 | 0 | 0 | 0 | 0 | 0 | 0 | 0 | 0 | 55.2143 | 71.4651 | 105.9701 | 139.8732 | 180.606 | 205.1771 | 214.0756 | 198.1298 | 164.527 | 118.345 | 71.5396 | 51.0231 | 55.2143 | 71.4651 | 105.9701 | 139.8732 | 180.606 | 205.1771 | 0 | 0 | 0 | 0 | 0 | 0 | 0 | 0
|  |  | less | VAT received on early generation revenue | 0 | USD 000s | 2334.2514 | 0 | 0 | 0 | 0 | 0 | 0 | 0 | 0 | 0 | 0 | 0 | 0 | 0 | 0 | 0 | 0 | 0 | 0 | 0 | 0 | 0 | 0 | 0 | 0 | 0 | 0 | 0 | 0 | 0 | 0 | 0 | 0 | 0 | 55.2143 | 71.4651 | 105.9701 | 139.8732 | 180.606 | 205.1771 | 214.0756 | 198.1298 | 164.527 | 118.345 | 71.5396 | 51.0231 | 55.2143 | 71.4651 | 105.9701 | 139.8732 | 180.606 | 205.1771 | 0 | 0 | 0 | 0 | 0 | 0
|  |  | add | VAT paid on operating costs | 0 | USD 000s | 162.729 | 0 | 0 | 0 | 0 | 0 | 0 | 0 | 0 | 0 | 0 | 0 | 0 | 0 | 0 | 0 | 0 | 0 | 0 | 0 | 0 | 0 | 0 | 0 | 0 | 0 | 0 | 0 | 0 | 0 | 0 | 0 | 0 | 0 | 9.0405 | 9.0405 | 9.0405 | 9.0405 | 9.0405 | 9.0405 | 9.0405 | 9.0405 | 9.0405 | 9.0405 | 9.0405 | 9.0405 | 9.0405 | 9.0405 | 9.0405 | 9.0405 | 9.0405 | 9.0405 | 0 | 0 | 0 | 0 | 0 | 0
|  |  | less | VAT on operating cost | 0 | USD 000s | 162.729 | 0 | 0 | 0 | 0 | 0 | 0 | 0 | 0 | 0 | 0 | 0 | 0 | 0 | 0 | 0 | 0 | 0 | 0 | 0 | 0 | 0 | 0 | 0 | 0 | 0 | 0 | 0 | 0 | 0 | 0 | 0 | 9.0405 | 9.0405 | 9.0405 | 9.0405 | 9.0405 | 9.0405 | 9.0405 | 9.0405 | 9.0405 | 9.0405 | 9.0405 | 9.0405 | 9.0405 | 9.0405 | 9.0405 | 9.0405 | 9.0405 | 9.0405 | 0 | 0 | 0 | 0 | 0 | 0 | 0 | 0
|  |  |  | Construction period flag incl. FC - monthly | 0 | flag | 28 | 0 | 0 | 0 | 0 | 0 | 0 | 0 | 0 | 0 | 0 | 0 | 0 | 0 | 0 | 0 | 0 | 0 | 0 | 0 | 0 | 0 | 1 | 1 | 1 | 1 | 1 | 1 | 1 | 1 | 1 | 1 | 1 | 1 | 1 | 1 | 1 | 1 | 1 | 1 | 1 | 1 | 1 | 1 | 1 | 1 | 1 | 1 | 1 | 1 | 0 | 0 | 0 | 0 | 0 | 0 | 0 | 0
|  |  |  | Operating period flag | 0 | flag | 0 | 0 | 0 | 0 | 0 | 0 | 0 | 0 | 0 | 0 | 0 | 0 | 0 | 0 | 0 | 0 | 0 | 0 | 0 | 0 | 0 | 0 | 0 | 0 | 0 | 0 | 0 | 0 | 0 | 0 | 0 | 0 | 0 | 0 | 0 | 0 | 0 | 0 | 0 | 0 | 0 | 0 | 0 | 0 | 0 | 0 | 0 | 0 | 0 | 0 | 1 | 1 | 1 | 1 | 1 | 1 | 1 | 1
|  |  |  | Net VAT paid / (received) during construction |  | USD 000s | 16591.8141 |  | 0 | 0 | 0 | 0 | 0 | 0 | 0 | 0 | 0 | 0 | 0 | 0 | 0 | 0 | 0 | 0 | 0 | 0 | 0 | 0 | 4409.2265 | 2800.0426 | 3079.798 | 3252.98 | 2586.8955 | 1148.8588 | 549.3828 | 16.5152 | 16.5152 | 16.5152 | 16.5152 | 22.8667 | 427.0309 | -62.4246 | -96.9296 | -130.8327 | -171.5655 | -196.1366 | -205.0351 | -189.0893 | -155.4865 | -102.9865 | -62.4991 | -41.9826 | -46.1738 | -62.4246 | -96.9296 | -130.8327 | 0 | 0 | 0 | 0 | 0 | 0 | 0 | 0
|  |  |  | VAT facility active | 1 | 1 = yes, 0 = no
|  |  |  | Net VAT paid / (received) during construction | 0 | USD 000s | 16591.8141 | 0 | 0 | 0 | 0 | 0 | 0 | 0 | 0 | 0 | 0 | 0 | 0 | 0 | 0 | 0 | 0 | 0 | 0 | 0 | 0 | 0 | 4409.2265 | 2800.0426 | 3079.798 | 3252.98 | 2586.8955 | 1148.8588 | 549.3828 | 16.5152 | 16.5152 | 16.5152 | 16.5152 | 22.8667 | 427.0309 | -62.4246 | -96.9296 | -130.8327 | -171.5655 | -196.1366 | -205.0351 | -189.0893 | -155.4865 | -102.9865 | -62.4991 | -41.9826 | -46.1738 | -62.4246 | -96.9296 | -130.8327 | 0 | 0 | 0 | 0 | 0 | 0 | 0 | 0
|  |  |  | Net total VAT paid / (received) - project cost |  | USD 000s | 0 |  | 0 | 0 | 0 | 0 | 0 | 0 | 0 | 0 | 0 | 0 | 0 | 0 | 0 | 0 | 0 | 0 | 0 | 0 | 0 | 0 | 0 | 0 | 0 | 0 | 0 | 0 | 0 | 0 | 0 | 0 | 0 | 0 | 0 | 0 | 0 | 0 | 0 | 0 | 0 | 0 | 0 | 0 | 0 | 0 | 0 | 0 | 0 | 0 | 0 | 0 | 0 | 0 | 0 | 0 | 0 | 0
VAT reimbursement
|  |  |  | Unutilised VAT reimbursement balance BEG |  | USD 000s |  |  | 0 | 0 | 0 | 0 | 0 | 0 | 0 | 0 | 0 | 0 | 0 | 0 | 0 | 0 | 0 | 0 | 0 | 0 | 0 | 0 | 0 | 0 | 0 | 0 | 0 | 0 | 0 | 4409.2265 | 7209.269 | 10289.0671 | 13542.047 | 16128.9426 | 17277.8014 | 17827.1842 | 17843.6994 | 17860.2147 | 17876.7299 | 17847.0714 | 17807.5135 | 18183.7885 | 18052.9558 | 17881.3903 | 17685.2538 | 17480.2187 | 17291.1294 | 17135.6429 | 17026.3384 | 16963.8394 | 16928.1748 | 16882.001 | 16819.5764 | 16722.6468 | 16591.8141 | 16420.2486 | 16224.1121 | 16224.1121
|  |  |  | Construction period VAT reclaimed | 0 | USD 000s | 16224.1121 | 0 | 0 | 0 | 0 | 0 | 0 | 0 | 0 | 0 | 0 | 0 | 0 | 0 | 0 | 0 | 0 | 0 | 0 | 0 | 0 | 0 | 0 | 0 | 0 | 0 | 0 | 0 | 4409.2265 | 2800.0426 | 3079.798 | 3252.98 | 2586.8955 | 1148.8588 | 549.3828 | 16.5152 | 16.5152 | 16.5152 | -29.6585 | -39.5579 | 376.275 | -130.8327 | -171.5655 | -196.1366 | -205.0351 | -189.0893 | -155.4865 | -109.3045 | -62.4991 | -35.6646 | -46.1738 | -62.4246 | -96.9296 | -130.8327 | -171.5655 | -196.1366 | 0 | 0
|  |  |  | VAT used to reduce funding requirement | 0 | USD 000s | 0 | 0 | 0 | 0 | 0 | 0 | 0 | 0 | 0 | 0 | 0 | 0 | 0 | 0 | 0 | 0 | 0 | 0 | 0 | 0 | 0 | 0 | 0 | 0 | 0 | 0 | 0 | 0 | 0 | 0 | 0 | 0 | 0 | 0 | 0 | 0 | 0 | 0 | 0 | 0 | 0 | 0 | 0 | 0 | 0 | 0 | 0 | 0 | 0 | 0 | 0 | 0 | 0 | 0 | 0 | 0 | 0 | 0
|  |  |  | Unutilised VAT reimbursement balance |  | USD 000s |  |  | 0 | 0 | 0 | 0 | 0 | 0 | 0 | 0 | 0 | 0 | 0 | 0 | 0 | 0 | 0 | 0 | 0 | 0 | 0 | 0 | 0 | 0 | 0 | 0 | 0 | 0 | 4409.2265 | 7209.269 | 10289.0671 | 13542.047 | 16128.9426 | 17277.8014 | 17827.1842 | 17843.6994 | 17860.2147 | 17876.7299 | 17847.0714 | 17807.5135 | 18183.7885 | 18052.9558 | 17881.3903 | 17685.2538 | 17480.2187 | 17291.1294 | 17135.6429 | 17026.3384 | 16963.8394 | 16928.1748 | 16882.001 | 16819.5764 | 16722.6468 | 16591.8141 | 16420.2486 | 16224.1121 | 16224.1121 | 16224.1121
|  |  |  | VAT facility active | 1 | 1 = yes, 0 = no
|  |  |  | Construction period flag incl. FC - monthly | 0 | flag | 28 | 0 | 0 | 0 | 0 | 0 | 0 | 0 | 0 | 0 | 0 | 0 | 0 | 0 | 0 | 0 | 0 | 0 | 0 | 0 | 0 | 0 | 1 | 1 | 1 | 1 | 1 | 1 | 1 | 1 | 1 | 1 | 1 | 1 | 1 | 1 | 1 | 1 | 1 | 1 | 1 | 1 | 1 | 1 | 1 | 1 | 1 | 1 | 1 | 1 | 0 | 0 | 0 | 0 | 0 | 0 | 0 | 0
|  |  |  | Funding requirement - fixed | 0 | USD 000s | 179800.6979 | 0 | 0 | 0 | 0 | 0 | 0 | 0 | 0 | 0 | 0 | 0 | 0 | 0 | 0 | 0 | 0 | 0 | 0 | 0 | 0 | 0 | 41521.3067 | 23602.0099 | 25945.1538 | 27730.1487 | 21817.0954 | 9773.5085 | 4752.7051 | 290.1311 | 289.9393 | 2878.9937 | 148.5722 | 201.1171 | 3954.3173 | 41.1194 | 10.9452 | 2778.1141 | 10.9452 | 10.9452 | 10.7534 | 10.9452 | 10.7534 | 2965.5347 | 10.9452 | 10.3699 | 10.9452 | 18.3449 | 10.9452 | 10984.0928 | 0 | 0 | 0 | 0 | 0 | 0 | 0 | 0
|  |  |  | Construction period VAT reclaimed | 0 | USD 000s | 16224.1121 | 0 | 0 | 0 | 0 | 0 | 0 | 0 | 0 | 0 | 0 | 0 | 0 | 0 | 0 | 0 | 0 | 0 | 0 | 0 | 0 | 0 | 0 | 0 | 0 | 0 | 0 | 0 | 4409.2265 | 2800.0426 | 3079.798 | 3252.98 | 2586.8955 | 1148.8588 | 549.3828 | 16.5152 | 16.5152 | 16.5152 | -29.6585 | -39.5579 | 376.275 | -130.8327 | -171.5655 | -196.1366 | -205.0351 | -189.0893 | -155.4865 | -109.3045 | -62.4991 | -35.6646 | -46.1738 | -62.4246 | -96.9296 | -130.8327 | -171.5655 | -196.1366 | 0 | 0
|  |  |  | Unutilised VAT reimbursement balance BEG | 0 | USD 000s | 0 | 0 | 0 | 0 | 0 | 0 | 0 | 0 | 0 | 0 | 0 | 0 | 0 | 0 | 0 | 0 | 0 | 0 | 0 | 0 | 0 | 0 | 0 | 0 | 0 | 0 | 0 | 0 | 0 | 4409.2265 | 7209.269 | 10289.0671 | 13542.047 | 16128.9426 | 17277.8014 | 17827.1842 | 17843.6994 | 17860.2147 | 17876.7299 | 17847.0714 | 17807.5135 | 18183.7885 | 18052.9558 | 17881.3903 | 17685.2538 | 17480.2187 | 17291.1294 | 17135.6429 | 17026.3384 | 16963.8394 | 16928.1748 | 16882.001 | 16819.5764 | 16722.6468 | 16591.8141 | 16420.2486 | 16224.1121 | 16224.1121
|  |  |  | VAT used to reduce funding requirement |  | USD 000s | 0 |  | 0 | 0 | 0 | 0 | 0 | 0 | 0 | 0 | 0 | 0 | 0 | 0 | 0 | 0 | 0 | 0 | 0 | 0 | 0 | 0 | 0 | 0 | 0 | 0 | 0 | 0 | 0 | 0 | 0 | 0 | 0 | 0 | 0 | 0 | 0 | 0 | 0 | 0 | 0 | 0 | 0 | 0 | 0 | 0 | 0 | 0 | 0 | 0 | 0 | 0 | 0 | 0 | 0 | 0 | 0 | 0
|  |  |  | Net total VAT paid / (received) - project cost | 0 | USD 000s | 0 | 0 | 0 | 0 | 0 | 0 | 0 | 0 | 0 | 0 | 0 | 0 | 0 | 0 | 0 | 0 | 0 | 0 | 0 | 0 | 0 | 0 | 0 | 0 | 0 | 0 | 0 | 0 | 0 | 0 | 0 | 0 | 0 | 0 | 0 | 0 | 0 | 0 | 0 | 0 | 0 | 0 | 0 | 0 | 0 | 0 | 0 | 0 | 0 | 0 | 0 | 0 | 0 | 0 | 0 | 0 | 0 | 0
|  |  |  | VAT used to reduce funding requirement | 0 | USD 000s | 0 | 0 | 0 | 0 | 0 | 0 | 0 | 0 | 0 | 0 | 0 | 0 | 0 | 0 | 0 | 0 | 0 | 0 | 0 | 0 | 0 | 0 | 0 | 0 | 0 | 0 | 0 | 0 | 0 | 0 | 0 | 0 | 0 | 0 | 0 | 0 | 0 | 0 | 0 | 0 | 0 | 0 | 0 | 0 | 0 | 0 | 0 | 0 | 0 | 0 | 0 | 0 | 0 | 0 | 0 | 0 | 0 | 0
|  |  |  | Net VAT during construction |  | USD 000s | 0 |  | 0 | 0 | 0 | 0 | 0 | 0 | 0 | 0 | 0 | 0 | 0 | 0 | 0 | 0 | 0 | 0 | 0 | 0 | 0 | 0 | 0 | 0 | 0 | 0 | 0 | 0 | 0 | 0 | 0 | 0 | 0 | 0 | 0 | 0 | 0 | 0 | 0 | 0 | 0 | 0 | 0 | 0 | 0 | 0 | 0 | 0 | 0 | 0 | 0 | 0 | 0 | 0 | 0 | 0 | 0 | 0
VAT FACILITY
|  |  |  | Net VAT paid / (received) during construction | 0 | USD 000s | 16591.8141 | 0 | 0 | 0 | 0 | 0 | 0 | 0 | 0 | 0 | 0 | 0 | 0 | 0 | 0 | 0 | 0 | 0 | 0 | 0 | 0 | 0 | 4409.2265 | 2800.0426 | 3079.798 | 3252.98 | 2586.8955 | 1148.8588 | 549.3828 | 16.5152 | 16.5152 | 16.5152 | 16.5152 | 22.8667 | 427.0309 | -62.4246 | -96.9296 | -130.8327 | -171.5655 | -196.1366 | -205.0351 | -189.0893 | -155.4865 | -102.9865 | -62.4991 | -41.9826 | -46.1738 | -62.4246 | -96.9296 | -130.8327 | 0 | 0 | 0 | 0 | 0 | 0 | 0 | 0
|  |  |  | Net VAT paid during construction for VAT facility calculations |  | USD 000s | 18343.1427 |  | 0 | 0 | 0 | 0 | 0 | 0 | 0 | 0 | 0 | 0 | 0 | 0 | 0 | 0 | 0 | 0 | 0 | 0 | 0 | 0 | 4409.2265 | 2800.0426 | 3079.798 | 3252.98 | 2586.8955 | 1148.8588 | 549.3828 | 16.5152 | 16.5152 | 16.5152 | 16.5152 | 22.8667 | 427.0309 | 0 | 0 | 0 | 0 | 0 | 0 | 0 | 0 | 0 | 0 | 0 | 0 | 0 | 0 | 0 | 0 | 0 | 0 | 0 | 0 | 0 | 0 | 0
|  |  |  | VAT facility active | 1 | 1 = yes, 0 = no
|  |  |  | VAT facility drawdown frequency | 3 | months
|  |  |  | Net VAT paid during construction for VAT facility calculations | 0 | USD 000s | 18343.1427 | 0 | 0 | 0 | 0 | 0 | 0 | 0 | 0 | 0 | 0 | 0 | 0 | 0 | 0 | 0 | 0 | 0 | 0 | 0 | 0 | 0 | 4409.2265 | 2800.0426 | 3079.798 | 3252.98 | 2586.8955 | 1148.8588 | 549.3828 | 16.5152 | 16.5152 | 16.5152 | 16.5152 | 22.8667 | 427.0309 | 0 | 0 | 0 | 0 | 0 | 0 | 0 | 0 | 0 | 0 | 0 | 0 | 0 | 0 | 0 | 0 | 0 | 0 | 0 | 0 | 0 | 0 | 0
|  |  |  | Model column counter - monthly | 0 | counter | 0 | 0 | 1 | 2 | 3 | 4 | 5 | 6 | 7 | 8 | 9 | 10 | 11 | 12 | 13 | 14 | 15 | 16 | 17 | 18 | 19 | 20 | 21 | 22 | 23 | 24 | 25 | 26 | 27 | 28 | 29 | 30 | 31 | 32 | 33 | 34 | 35 | 36 | 37 | 38 | 39 | 40 | 41 | 42 | 43 | 44 | 45 | 46 | 47 | 48 | 49 | 50 | 51 | 52 | 53 | 54 | 55 | 56
|  |  |  | VAT facility drawdown and repayment period flag | 0 | flag | 12 | 0 | 0 | 0 | 0 | 0 | 0 | 0 | 0 | 0 | 0 | 0 | 0 | 0 | 0 | 0 | 0 | 0 | 0 | 0 | 0 | 0 | 1 | 0 | 0 | 1 | 0 | 0 | 1 | 0 | 0 | 1 | 0 | 0 | 1 | 0 | 0 | 1 | 0 | 0 | 1 | 0 | 0 | 1 | 0 | 0 | 1 | 0 | 0 | 1 | 0 | 0 | 1 | 0 | 0 | 1 | 0 | 0
|  |  |  | VAT facility tenor flag - m | 0 | flag | 25 | 0 | 0 | 0 | 0 | 0 | 0 | 0 | 0 | 0 | 0 | 0 | 0 | 0 | 0 | 0 | 0 | 0 | 0 | 0 | 0 | 0 | 1 | 1 | 1 | 1 | 1 | 1 | 1 | 1 | 1 | 1 | 1 | 1 | 1 | 1 | 1 | 1 | 1 | 1 | 1 | 1 | 1 | 1 | 1 | 1 | 1 | 0 | 0 | 0 | 0 | 0 | 0 | 0 | 0 | 0 | 0 | 0 | 0 | 0 | 0 | 0 | 0 | 0 | 0 | 0 | 0 | 0 | 0 | 0 | 0 | 0 | 0 | 0 | 0 | 0 | 0 | 0 | 0 | 0 | 0 | 0 | 0 | 0 | 0 | 0 | 0 | 0 | 0 | 0 | 0 | 0 | 0 | 0 | 0 | 0 | 0 | 0 | 0 | 0 | 0
|  |  |  | VAT facility drawdown |  | USD 000s | 18343.1427 |  | 0 | 0 | 0 | 0 | 0 | 0 | 0 | 0 | 0 | 0 | 0 | 0 | 0 | 0 | 0 | 0 | 0 | 0 | 0 | 0 | 10289.0671 | 0 | 0 | 6988.7343 | 0 | 0 | 582.4133 | 0 | 0 | 55.8971 | 0 | 0 | 427.0309 | 0 | 0 | 0 | 0 | 0 | 0 | 0 | 0 | 0 | 0 | 0 | 0 | 0 | 0 | 0 | 0 | 0 | 0 | 0 | 0 | 0 | 0 | 0 | 0 | 0 | 0 | 0 | 0 | 0 | 0 | 0 | 0 | 0 | 0 | 0 | 0 | 0 | 0 | 0 | 0 | 0 | 0 | 0 | 0 | 0 | 0 | 0 | 0 | 0 | 0 | 0 | 0 | 0 | 0 | 0 | 0 | 0 | 0 | 0 | 0 | 0 | 0 | 0 | 0 | 0 | 0
|  |  |  | VAT reclaimable | 1 | 1 = yes, 0 = no
|  |  |  | VAT lag during construction | 6 | months
|  |  |  | Model column counter - monthly | 0 | counter | 0 | 0 | 1 | 2 | 3 | 4 | 5 | 6 | 7 | 8 | 9 | 10 | 11 | 12 | 13 | 14 | 15 | 16 | 17 | 18 | 19 | 20 | 21 | 22 | 23 | 24 | 25 | 26 | 27 | 28 | 29 | 30 | 31 | 32 | 33 | 34 | 35 | 36 | 37 | 38 | 39 | 40 | 41 | 42 | 43 | 44 | 45 | 46 | 47 | 48 | 49 | 50 | 51 | 52 | 53 | 54 | 55 | 56
|  |  |  | Net VAT paid during construction for VAT facility calculations | 0 | USD 000s | 18343.1427 | 0 | 0 | 0 | 0 | 0 | 0 | 0 | 0 | 0 | 0 | 0 | 0 | 0 | 0 | 0 | 0 | 0 | 0 | 0 | 0 | 0 | 4409.2265 | 2800.0426 | 3079.798 | 3252.98 | 2586.8955 | 1148.8588 | 549.3828 | 16.5152 | 16.5152 | 16.5152 | 16.5152 | 22.8667 | 427.0309 | 0 | 0 | 0 | 0 | 0 | 0 | 0 | 0 | 0 | 0 | 0 | 0 | 0 | 0 | 0 | 0 | 0 | 0 | 0 | 0 | 0 | 0 | 0
|  |  |  | Construction period VAT reclaimed for VAT facility repayment |  | USD 000s | 18343.1427 |  | 0 | 0 | 0 | 0 | 0 | 0 | 0 | 0 | 0 | 0 | 0 | 0 | 0 | 0 | 0 | 0 | 0 | 0 | 0 | 0 | 0 | 0 | 0 | 0 | 0 | 0 | 4409.2265 | 2800.0426 | 3079.798 | 3252.98 | 2586.8955 | 1148.8588 | 549.3828 | 16.5152 | 16.5152 | 16.5152 | 16.5152 | 22.8667 | 427.0309 | 0 | 0 | 0 | 0 | 0 | 0 | 0 | 0 | 0 | 0 | 0 | 0 | 0 | 0 | 0 | 0 | 0
|  |  |  | VAT facility active | 1 | 1 = yes, 0 = no
|  |  |  | VAT facility drawdown frequency | 3 | months
|  |  |  | VAT facility balance - construction BEG | 0 | USD 000s | 0 | 0 | 0 | 0 | 0 | 0 | 0 | 0 | 0 | 0 | 0 | 0 | 0 | 0 | 0 | 0 | 0 | 0 | 0 | 0 | 0 | 0 | 0 | 10484.0671 | 10486.6967 | 10489.4132 | 17634.79 | 17635.3521 | 17635.9141 | 14069.9053 | 14071.5418 | 14073.1251 | 5192.9456 | 5197.2576 | 5201.2902 | 1412.3577 | 1417.6333 | 1423.0831 | 1394.3828 | 1399.8396 | 1405.2948 | 958.2916 | 963.8799 | 969.2863 | 983.9636 | 989.5442 | 994.5831 | 1008.7133 | 1008.7133 | 1008.7133 | 1008.7133 | 1008.7133 | 1008.7133 | 1008.7133 | 1008.7133 | 1008.7133 | 1008.7133 | 1008.7133
|  |  |  | Construction period VAT reclaimed for VAT facility repayment | 0 | USD 000s | 18343.1427 | 0 | 0 | 0 | 0 | 0 | 0 | 0 | 0 | 0 | 0 | 0 | 0 | 0 | 0 | 0 | 0 | 0 | 0 | 0 | 0 | 0 | 0 | 0 | 0 | 0 | 0 | 0 | 4409.2265 | 2800.0426 | 3079.798 | 3252.98 | 2586.8955 | 1148.8588 | 549.3828 | 16.5152 | 16.5152 | 16.5152 | 16.5152 | 22.8667 | 427.0309 | 0 | 0 | 0 | 0 | 0 | 0 | 0 | 0 | 0 | 0 | 0 | 0 | 0 | 0 | 0 | 0 | 0
|  |  |  | Model column counter - monthly | 0 | counter | 0 | 0 | 1 | 2 | 3 | 4 | 5 | 6 | 7 | 8 | 9 | 10 | 11 | 12 | 13 | 14 | 15 | 16 | 17 | 18 | 19 | 20 | 21 | 22 | 23 | 24 | 25 | 26 | 27 | 28 | 29 | 30 | 31 | 32 | 33 | 34 | 35 | 36 | 37 | 38 | 39 | 40 | 41 | 42 | 43 | 44 | 45 | 46 | 47 | 48 | 49 | 50 | 51 | 52 | 53 | 54 | 55 | 56
|  |  |  | VAT facility drawdown and repayment period flag | 0 | flag | 12 | 0 | 0 | 0 | 0 | 0 | 0 | 0 | 0 | 0 | 0 | 0 | 0 | 0 | 0 | 0 | 0 | 0 | 0 | 0 | 0 | 0 | 1 | 0 | 0 | 1 | 0 | 0 | 1 | 0 | 0 | 1 | 0 | 0 | 1 | 0 | 0 | 1 | 0 | 0 | 1 | 0 | 0 | 1 | 0 | 0 | 1 | 0 | 0 | 1 | 0 | 0 | 1 | 0 | 0 | 1 | 0 | 0
|  |  |  | VAT facility tenor flag - m | 0 | flag | 25 | 0 | 0 | 0 | 0 | 0 | 0 | 0 | 0 | 0 | 0 | 0 | 0 | 0 | 0 | 0 | 0 | 0 | 0 | 0 | 0 | 0 | 1 | 1 | 1 | 1 | 1 | 1 | 1 | 1 | 1 | 1 | 1 | 1 | 1 | 1 | 1 | 1 | 1 | 1 | 1 | 1 | 1 | 1 | 1 | 1 | 1 | 0 | 0 | 0 | 0 | 0 | 0 | 0 | 0 | 0 | 0 | 0 | 0 | 0 | 0 | 0 | 0 | 0 | 0 | 0 | 0 | 0 | 0 | 0 | 0 | 0 | 0 | 0 | 0 | 0 | 0 | 0 | 0 | 0 | 0 | 0 | 0 | 0 | 0 | 0 | 0 | 0 | 0 | 0 | 0 | 0 | 0 | 0 | 0 | 0 | 0 | 0 | 0 | 0 | 0
|  |  |  | VAT facility repayment POS |  | USD 000s | 18343.1427 |  | 0 | 0 | 0 | 0 | 0 | 0 | 0 | 0 | 0 | 0 | 0 | 0 | 0 | 0 | 0 | 0 | 0 | 0 | 0 | 0 | 0 | 0 | 0 | 0 | 0 | 0 | 4409.2265 | 0 | 0 | 9132.8206 | 0 | 0 | 4285.1372 | 0 | 0 | 49.5457 | 0 | 0 | 466.4128 | 0 | 0 | 0 | 0 | 0 | 0 | 0 | 0 | 0 | 0 | 0 | 0 | 0 | 0 | 0 | 0 | 0 | 0 | 0 | 0 | 0 | 0 | 0 | 0 | 0 | 0 | 0 | 0 | 0 | 0 | 0 | 0 | 0 | 0 | 0 | 0 | 0 | 0 | 0 | 0 | 0 | 0 | 0 | 0 | 0 | 0 | 0 | 0 | 0 | 0 | 0 | 0 | 0 | 0 | 0 | 0 | 0 | 0 | 0 | 0
|  |  |  | VAT facility balance - construction BEG |  | USD 000s |  |  | 0 | 0 | 0 | 0 | 0 | 0 | 0 | 0 | 0 | 0 | 0 | 0 | 0 | 0 | 0 | 0 | 0 | 0 | 0 | 0 | 0 | 10484.0671 | 10486.6967 | 10489.4132 | 17634.79 | 17635.3521 | 17635.9141 | 14069.9053 | 14071.5418 | 14073.1251 | 5192.9456 | 5197.2576 | 5201.2902 | 1412.3577 | 1417.6333 | 1423.0831 | 1394.3828 | 1399.8396 | 1405.2948 | 958.2916 | 963.8799 | 969.2863 | 983.9636 | 989.5442 | 994.5831 | 1008.7133 | 1008.7133 | 1008.7133 | 1008.7133 | 1008.7133 | 1008.7133 | 1008.7133 | 1008.7133 | 1008.7133 | 1008.7133 | 1008.7133
|  |  |  | VAT facility drawdown | 0 | USD 000s | 18343.1427 | 0 | 0 | 0 | 0 | 0 | 0 | 0 | 0 | 0 | 0 | 0 | 0 | 0 | 0 | 0 | 0 | 0 | 0 | 0 | 0 | 0 | 10289.0671 | 0 | 0 | 6988.7343 | 0 | 0 | 582.4133 | 0 | 0 | 55.8971 | 0 | 0 | 427.0309 | 0 | 0 | 0 | 0 | 0 | 0 | 0 | 0 | 0 | 0 | 0 | 0 | 0 | 0 | 0 | 0 | 0 | 0 | 0 | 0 | 0 | 0 | 0
|  |  |  | VAT facility financing costs rolled-up - fixed | 0 | USD 000s | 1008.7133 | 0 | 0 | 0 | 0 | 0 | 0 | 0 | 0 | 0 | 0 | 0 | 0 | 0 | 0 | 0 | 0 | 0 | 0 | 0 | 0 | 0 | 195 | 2.6296 | 2.7165 | 156.6424 | 0.56215 | 0.56198 | 260.8043 | 1.6366 | 1.5833 | 196.7439 | 4.312 | 4.0326 | 69.1739 | 5.2756 | 5.4498 | 20.8454 | 5.4568 | 5.4552 | 19.4096 | 5.5883 | 5.4064 | 14.6774 | 5.5805 | 5.039 | 14.1302 | 0 | 0 | 0 | 0 | 0 | 0 | 0 | 0 | 0 | 0 | 0
|  |  |  | VAT facility repayment POS | 0 | USD 000s | 18343.1427 | 0 | 0 | 0 | 0 | 0 | 0 | 0 | 0 | 0 | 0 | 0 | 0 | 0 | 0 | 0 | 0 | 0 | 0 | 0 | 0 | 0 | 0 | 0 | 0 | 0 | 0 | 0 | 4409.2265 | 0 | 0 | 9132.8206 | 0 | 0 | 4285.1372 | 0 | 0 | 49.5457 | 0 | 0 | 466.4128 | 0 | 0 | 0 | 0 | 0 | 0 | 0 | 0 | 0 | 0 | 0 | 0 | 0 | 0 | 0 | 0 | 0
|  |  |  | VAT facility balance - construction |  | USD 000s |  |  | 0 | 0 | 0 | 0 | 0 | 0 | 0 | 0 | 0 | 0 | 0 | 0 | 0 | 0 | 0 | 0 | 0 | 0 | 0 | 0 | 10484.0671 | 10486.6967 | 10489.4132 | 17634.79 | 17635.3521 | 17635.9141 | 14069.9053 | 14071.5418 | 14073.1251 | 5192.9456 | 5197.2576 | 5201.2902 | 1412.3577 | 1417.6333 | 1423.0831 | 1394.3828 | 1399.8396 | 1405.2948 | 958.2916 | 963.8799 | 969.2863 | 983.9636 | 989.5442 | 994.5831 | 1008.7133 | 1008.7133 | 1008.7133 | 1008.7133 | 1008.7133 | 1008.7133 | 1008.7133 | 1008.7133 | 1008.7133 | 1008.7133 | 1008.7133 | 1008.7133
VAT facility period interest rate
|  |  |  | 3M SOFR forward curve - construction period | 0% | % p.a. | 0% | 0% | 0% | 0% | 0% | 0% | 0% | 0% | 0% | 0% | 0% | 0% | 0% | 0% | 0% | 0% | 0% | 0% | 0% | 0% | 0% | 0% | 5.11% | 5.11% | 5.11% | 5.11% | 5.075% | 5.075% | 5.075% | 4.726% | 4.726% | 4.726% | 4.237% | 4.237% | 4.237% | 3.646% | 3.646% | 3.646% | 3.251% | 3.251% | 3.251% | 2.991% | 2.991% | 2.991% | 2.758% | 2.758% | 2.758% | 2.707% | 2.707% | 2.707% | 2.707% | 2.707% | 2.707% | 2.707% | 2.707% | 2.707% | 2.707% | 2.707%
|  |  |  | VAT facility tenor flag - m | 0 | flag | 25 | 0 | 0 | 0 | 0 | 0 | 0 | 0 | 0 | 0 | 0 | 0 | 0 | 0 | 0 | 0 | 0 | 0 | 0 | 0 | 0 | 0 | 1 | 1 | 1 | 1 | 1 | 1 | 1 | 1 | 1 | 1 | 1 | 1 | 1 | 1 | 1 | 1 | 1 | 1 | 1 | 1 | 1 | 1 | 1 | 1 | 1 | 0 | 0 | 0 | 0 | 0 | 0 | 0 | 0 | 0 | 0 | 0 | 0 | 0 | 0 | 0 | 0 | 0 | 0 | 0 | 0 | 0 | 0 | 0 | 0 | 0 | 0 | 0 | 0 | 0 | 0 | 0 | 0 | 0 | 0 | 0 | 0 | 0 | 0 | 0 | 0 | 0 | 0 | 0 | 0 | 0 | 0 | 0 | 0 | 0 | 0 | 0 | 0 | 0 | 0
|  |  |  | VAT facility availability period base rate |  | % p.a. |  |  | 0% | 0% | 0% | 0% | 0% | 0% | 0% | 0% | 0% | 0% | 0% | 0% | 0% | 0% | 0% | 0% | 0% | 0% | 0% | 0% | 5.11% | 5.11% | 5.11% | 5.11% | 5.075% | 5.075% | 5.075% | 4.726% | 4.726% | 4.726% | 4.237% | 4.237% | 4.237% | 3.646% | 3.646% | 3.646% | 3.251% | 3.251% | 3.251% | 2.991% | 2.991% | 2.991% | 2.758% | 2.758% | 2.758% | 0% | 0% | 0% | 0% | 0% | 0% | 0% | 0% | 0% | 0% | 0%
|  |  |  | VAT facility active | 1 | 1 = yes, 0 = no
|  |  |  | VAT facility margin | 0.7% | % p.a.
|  |  |  | VAT facility day count convention | 360 | days
|  |  |  | VAT facility availability period base rate | 0% | % p.a. | 0% | 0% | 0% | 0% | 0% | 0% | 0% | 0% | 0% | 0% | 0% | 0% | 0% | 0% | 0% | 0% | 0% | 0% | 0% | 0% | 0% | 0% | 5.11% | 5.11% | 5.11% | 5.11% | 5.075% | 5.075% | 5.075% | 4.726% | 4.726% | 4.726% | 4.237% | 4.237% | 4.237% | 3.646% | 3.646% | 3.646% | 3.251% | 3.251% | 3.251% | 2.991% | 2.991% | 2.991% | 2.758% | 2.758% | 2.758% | 0% | 0% | 0% | 0% | 0% | 0% | 0% | 0% | 0% | 0% | 0%
|  |  |  | Days in VAT facility period - m | 0 | days | 731 | 0 | 0 | 0 | 0 | 0 | 0 | 0 | 0 | 0 | 0 | 0 | 0 | 0 | 0 | 0 | 0 | 0 | 0 | 0 | 0 | 0 | 0 | 30 | 31 | 30 | 31 | 31 | 30 | 31 | 30 | 31 | 31 | 29 | 31 | 30 | 31 | 30 | 31 | 31 | 30 | 31 | 30 | 31 | 31 | 28 | 31 | 0 | 0 | 0 | 0 | 0 | 0 | 0 | 0 | 0 | 0 | 0 | 0 | 0 | 0 | 0 | 0 | 0 | 0 | 0 | 0 | 0 | 0 | 0 | 0 | 0 | 0 | 0 | 0 | 0 | 0 | 0 | 0 | 0 | 0 | 0 | 0 | 0 | 0 | 0 | 0 | 0 | 0 | 0 | 0 | 0 | 0 | 0 | 0 | 0 | 0 | 0 | 0 | 0 | 0
|  |  |  | Construction period flag - monthly | 0 | flag | 27 | 0 | 0 | 0 | 0 | 0 | 0 | 0 | 0 | 0 | 0 | 0 | 0 | 0 | 0 | 0 | 0 | 0 | 0 | 0 | 0 | 0 | 0 | 1 | 1 | 1 | 1 | 1 | 1 | 1 | 1 | 1 | 1 | 1 | 1 | 1 | 1 | 1 | 1 | 1 | 1 | 1 | 1 | 1 | 1 | 1 | 1 | 1 | 1 | 1 | 0 | 0 | 0 | 0 | 0 | 0 | 0 | 0
|  |  |  | VAT facility period interest rate |  | % |  |  | 0% | 0% | 0% | 0% | 0% | 0% | 0% | 0% | 0% | 0% | 0% | 0% | 0% | 0% | 0% | 0% | 0% | 0% | 0% | 0% | 0% | 0.4842% | 0.5003% | 0.4842% | 0.4973% | 0.4973% | 0.4812% | 0.4672% | 0.4521% | 0.4672% | 0.4252% | 0.3977% | 0.4252% | 0.3621% | 0.3742% | 0.3621% | 0.3402% | 0.3402% | 0.3292% | 0.3179% | 0.3076% | 0.3179% | 0.2978% | 0.269% | 0.2978% | 0% | 0% | 0% | 0% | 0% | 0% | 0% | 0% | 0% | 0% | 0%
VAT facility interest
|  |  |  | VAT facility period interest rate | 0% | % | 0% | 0% | 0% | 0% | 0% | 0% | 0% | 0% | 0% | 0% | 0% | 0% | 0% | 0% | 0% | 0% | 0% | 0% | 0% | 0% | 0% | 0% | 0% | 0.4842% | 0.5003% | 0.4842% | 0.4973% | 0.4973% | 0.4812% | 0.4672% | 0.4521% | 0.4672% | 0.4252% | 0.3977% | 0.4252% | 0.3621% | 0.3742% | 0.3621% | 0.3402% | 0.3402% | 0.3292% | 0.3179% | 0.3076% | 0.3179% | 0.2978% | 0.269% | 0.2978% | 0% | 0% | 0% | 0% | 0% | 0% | 0% | 0% | 0% | 0% | 0%
|  |  |  | VAT facility balance - construction BEG | 0 | USD 000s | 0 | 0 | 0 | 0 | 0 | 0 | 0 | 0 | 0 | 0 | 0 | 0 | 0 | 0 | 0 | 0 | 0 | 0 | 0 | 0 | 0 | 0 | 0 | 10484.0671 | 10486.6967 | 10489.4132 | 17634.79 | 17635.3521 | 17635.9141 | 14069.9053 | 14071.5418 | 14073.1251 | 5192.9456 | 5197.2576 | 5201.2902 | 1412.3577 | 1417.6333 | 1423.0831 | 1394.3828 | 1399.8396 | 1405.2948 | 958.2916 | 963.8799 | 969.2863 | 983.9636 | 989.5442 | 994.5831 | 1008.7133 | 1008.7133 | 1008.7133 | 1008.7133 | 1008.7133 | 1008.7133 | 1008.7133 | 1008.7133 | 1008.7133 | 1008.7133 | 1008.7133
|  |  |  | VAT facility tenor flag - m | 0 | flag | 25 | 0 | 0 | 0 | 0 | 0 | 0 | 0 | 0 | 0 | 0 | 0 | 0 | 0 | 0 | 0 | 0 | 0 | 0 | 0 | 0 | 0 | 1 | 1 | 1 | 1 | 1 | 1 | 1 | 1 | 1 | 1 | 1 | 1 | 1 | 1 | 1 | 1 | 1 | 1 | 1 | 1 | 1 | 1 | 1 | 1 | 1 | 0 | 0 | 0 | 0 | 0 | 0 | 0 | 0 | 0 | 0 | 0 | 0 | 0 | 0 | 0 | 0 | 0 | 0 | 0 | 0 | 0 | 0 | 0 | 0 | 0 | 0 | 0 | 0 | 0 | 0 | 0 | 0 | 0 | 0 | 0 | 0 | 0 | 0 | 0 | 0 | 0 | 0 | 0 | 0 | 0 | 0 | 0 | 0 | 0 | 0 | 0 | 0 | 0 | 0
|  |  |  | VAT facility interest |  | USD 000s | 721.5979 |  | 0 | 0 | 0 | 0 | 0 | 0 | 0 | 0 | 0 | 0 | 0 | 0 | 0 | 0 | 0 | 0 | 0 | 0 | 0 | 0 | 0 | 50.7611 | 52.4663 | 50.787 | 87.6938 | 87.6966 | 84.8703 | 65.7354 | 63.6223 | 65.7505 | 22.0787 | 20.6715 | 22.1142 | 5.1146 | 5.3049 | 5.1535 | 4.7435 | 4.7621 | 4.6264 | 3.0462 | 2.9651 | 3.0811 | 2.9299 | 2.6614 | 2.9615 | 0 | 0 | 0 | 0 | 0 | 0 | 0 | 0 | 0 | 0 | 0
|  |  |  | VAT facility interest | 0 | USD 000s | 721.5979 | 0 | 0 | 0 | 0 | 0 | 0 | 0 | 0 | 0 | 0 | 0 | 0 | 0 | 0 | 0 | 0 | 0 | 0 | 0 | 0 | 0 | 0 | 50.7611 | 52.4663 | 50.787 | 87.6938 | 87.6966 | 84.8703 | 65.7354 | 63.6223 | 65.7505 | 22.0787 | 20.6715 | 22.1142 | 5.1146 | 5.3049 | 5.1535 | 4.7435 | 4.7621 | 4.6264 | 3.0462 | 2.9651 | 3.0811 | 2.9299 | 2.6614 | 2.9615 | 0 | 0 | 0 | 0 | 0 | 0 | 0 | 0 | 0 | 0 | 0
|  |  |  | VAT facility interest payment during construction flag | 0 | flag | 12 | 0 | 0 | 0 | 0 | 0 | 0 | 0 | 0 | 0 | 0 | 0 | 0 | 0 | 0 | 0 | 0 | 0 | 0 | 0 | 0 | 0 | 1 | 0 | 0 | 1 | 0 | 0 | 1 | 0 | 0 | 1 | 0 | 0 | 1 | 0 | 0 | 1 | 0 | 0 | 1 | 0 | 0 | 1 | 0 | 0 | 1 | 0 | 0 | 1 | 0 | 0 | 1 | 0 | 0 | 1 | 0 | 0
|  |  |  | Last construction period flag - monthly | 0 | flag | 1 | 0 | 0 | 0 | 0 | 0 | 0 | 0 | 0 | 0 | 0 | 0 | 0 | 0 | 0 | 0 | 0 | 0 | 0 | 0 | 0 | 0 | 0 | 0 | 0 | 0 | 0 | 0 | 0 | 0 | 0 | 0 | 0 | 0 | 0 | 0 | 0 | 0 | 0 | 0 | 0 | 0 | 0 | 0 | 0 | 0 | 0 | 0 | 0 | 1 | 0 | 0 | 0 | 0 | 0 | 0 | 0 | 0
|  |  |  | VAT facility interest accrued |  | USD 000s | 721.5979 |  | 0 | 0 | 0 | 0 | 0 | 0 | 0 | 0 | 0 | 0 | 0 | 0 | 0 | 0 | 0 | 0 | 0 | 0 | 0 | 0 | 0 | 0 | 0 | 154.0143 | 0 | 0 | 260.2606 | 0 | 0 | 195.1083 | 0 | 0 | 64.8644 | 0 | 0 | 15.5729 | 0 | 0 | 14.132 | 0 | 0 | 9.0924 | 0 | 0 | 8.5528 | 0 | 0 | 0 | 0 | 0 | 0 | 0 | 0 | 0 | 0 | 0
|  |  |  | VAT facility financing costs rolled-up | 1 | 1 = yes, 0 = no
|  |  |  | VAT facility interest accrued | 0 | USD 000s | 721.5979 | 0 | 0 | 0 | 0 | 0 | 0 | 0 | 0 | 0 | 0 | 0 | 0 | 0 | 0 | 0 | 0 | 0 | 0 | 0 | 0 | 0 | 0 | 0 | 0 | 154.0143 | 0 | 0 | 260.2606 | 0 | 0 | 195.1083 | 0 | 0 | 64.8644 | 0 | 0 | 15.5729 | 0 | 0 | 14.132 | 0 | 0 | 9.0924 | 0 | 0 | 8.5528 | 0 | 0 | 0 | 0 | 0 | 0 | 0 | 0 | 0 | 0 | 0
|  |  |  | VAT facility interest paid |  | USD 000s | 0 |  | 0 | 0 | 0 | 0 | 0 | 0 | 0 | 0 | 0 | 0 | 0 | 0 | 0 | 0 | 0 | 0 | 0 | 0 | 0 | 0 | 0 | 0 | 0 | 0 | 0 | 0 | 0 | 0 | 0 | 0 | 0 | 0 | 0 | 0 | 0 | 0 | 0 | 0 | 0 | 0 | 0 | 0 | 0 | 0 | 0 | 0 | 0 | 0 | 0 | 0 | 0 | 0 | 0 | 0 | 0 | 0
|  |  |  | VAT facility financing costs rolled-up | 1 | 1 = yes, 0 = no
|  |  |  | VAT facility interest accrued | 0 | USD 000s | 721.5979 | 0 | 0 | 0 | 0 | 0 | 0 | 0 | 0 | 0 | 0 | 0 | 0 | 0 | 0 | 0 | 0 | 0 | 0 | 0 | 0 | 0 | 0 | 0 | 0 | 154.0143 | 0 | 0 | 260.2606 | 0 | 0 | 195.1083 | 0 | 0 | 64.8644 | 0 | 0 | 15.5729 | 0 | 0 | 14.132 | 0 | 0 | 9.0924 | 0 | 0 | 8.5528 | 0 | 0 | 0 | 0 | 0 | 0 | 0 | 0 | 0 | 0 | 0
|  |  |  | VAT facility interest rolled up |  | USD 000s | 721.5979 |  | 0 | 0 | 0 | 0 | 0 | 0 | 0 | 0 | 0 | 0 | 0 | 0 | 0 | 0 | 0 | 0 | 0 | 0 | 0 | 0 | 0 | 0 | 0 | 154.0143 | 0 | 0 | 260.2606 | 0 | 0 | 195.1083 | 0 | 0 | 64.8644 | 0 | 0 | 15.5729 | 0 | 0 | 14.132 | 0 | 0 | 9.0924 | 0 | 0 | 8.5528 | 0 | 0 | 0 | 0 | 0 | 0 | 0 | 0 | 0 | 0 | 0
VAT facility commitment amount
|  |  |  | VAT facility balance - construction BEG | 0 | USD 000s | 0 | 0 | 0 | 0 | 0 | 0 | 0 | 0 | 0 | 0 | 0 | 0 | 0 | 0 | 0 | 0 | 0 | 0 | 0 | 0 | 0 | 0 | 0 | 10484.0671 | 10486.6967 | 10489.4132 | 17634.79 | 17635.3521 | 17635.9141 | 14069.9053 | 14071.5418 | 14073.1251 | 5192.9456 | 5197.2576 | 5201.2902 | 1412.3577 | 1417.6333 | 1423.0831 | 1394.3828 | 1399.8396 | 1405.2948 | 958.2916 | 963.8799 | 969.2863 | 983.9636 | 989.5442 | 994.5831 | 1008.7133 | 1008.7133 | 1008.7133 | 1008.7133 | 1008.7133 | 1008.7133 | 1008.7133 | 1008.7133 | 1008.7133 | 1008.7133 | 1008.7133
|  |  |  | VAT facility drawdown | 0 | USD 000s | 18343.1427 | 0 | 0 | 0 | 0 | 0 | 0 | 0 | 0 | 0 | 0 | 0 | 0 | 0 | 0 | 0 | 0 | 0 | 0 | 0 | 0 | 0 | 10289.0671 | 0 | 0 | 6988.7343 | 0 | 0 | 582.4133 | 0 | 0 | 55.8971 | 0 | 0 | 427.0309 | 0 | 0 | 0 | 0 | 0 | 0 | 0 | 0 | 0 | 0 | 0 | 0 | 0 | 0 | 0 | 0 | 0 | 0 | 0 | 0 | 0 | 0 | 0
|  |  |  | VAT facility repayment POS | 0 | USD 000s | 18343.1427 | 0 | 0 | 0 | 0 | 0 | 0 | 0 | 0 | 0 | 0 | 0 | 0 | 0 | 0 | 0 | 0 | 0 | 0 | 0 | 0 | 0 | 0 | 0 | 0 | 0 | 0 | 0 | 4409.2265 | 0 | 0 | 9132.8206 | 0 | 0 | 4285.1372 | 0 | 0 | 49.5457 | 0 | 0 | 466.4128 | 0 | 0 | 0 | 0 | 0 | 0 | 0 | 0 | 0 | 0 | 0 | 0 | 0 | 0 | 0 | 0 | 0
|  |  |  | VAT facility tenor flag - m | 0 | flag | 25 | 0 | 0 | 0 | 0 | 0 | 0 | 0 | 0 | 0 | 0 | 0 | 0 | 0 | 0 | 0 | 0 | 0 | 0 | 0 | 0 | 0 | 1 | 1 | 1 | 1 | 1 | 1 | 1 | 1 | 1 | 1 | 1 | 1 | 1 | 1 | 1 | 1 | 1 | 1 | 1 | 1 | 1 | 1 | 1 | 1 | 1 | 0 | 0 | 0 | 0 | 0 | 0 | 0 | 0 | 0 | 0 | 0 | 0 | 0 | 0 | 0 | 0 | 0 | 0 | 0 | 0 | 0 | 0 | 0 | 0 | 0 | 0 | 0 | 0 | 0 | 0 | 0 | 0 | 0 | 0 | 0 | 0 | 0 | 0 | 0 | 0 | 0 | 0 | 0 | 0 | 0 | 0 | 0 | 0 | 0 | 0 | 0 | 0 | 0 | 0
|  |  |  | VAT requirement based on lag |  | USD 000s |  |  | 0 | 0 | 0 | 0 | 0 | 0 | 0 | 0 | 0 | 0 | 0 | 0 | 0 | 0 | 0 | 0 | 0 | 0 | 0 | 0 | 10289.0671 | 10484.0671 | 10486.6967 | 17478.1475 | 17634.79 | 17635.3521 | 13809.1009 | 14069.9053 | 14071.5418 | 4996.2017 | 5192.9456 | 5197.2576 | 1343.1839 | 1412.3577 | 1417.6333 | 1373.5374 | 1394.3828 | 1399.8396 | 938.882 | 958.2916 | 963.8799 | 969.2863 | 983.9636 | 989.5442 | 994.5831 | 0 | 0 | 0 | 0 | 0 | 0 | 0 | 0 | 0 | 0 | 0 | 0 | 0 | 0 | 0 | 0 | 0 | 0 | 0 | 0 | 0 | 0 | 0 | 0 | 0 | 0 | 0 | 0 | 0 | 0 | 0 | 0 | 0 | 0 | 0 | 0 | 0 | 0 | 0 | 0 | 0 | 0 | 0 | 0 | 0 | 0 | 0 | 0 | 0 | 0 | 0 | 0 | 0 | 0
|  |  |  | Max VAT facility amount outstanding | 17635.3521 | USD 000s | 0: For info only
|  |  |  | Sensitivity switch | 0% | 0= Off, 1=On
|  |  |  | Max VAT facility amount outstanding | 17635.3521 | USD 000s
|  |  |  | VAT facility commitment amount | 19500 | USD 000s
|  |  |  | VAT facility commitment amount insufficient check | 0 | check
|  |  |  | VAT facility commitment amount | 19500 | USD 000s
|  |  |  | VAT facility balance - construction BEG | 0 | USD 000s | 0 | 0 | 0 | 0 | 0 | 0 | 0 | 0 | 0 | 0 | 0 | 0 | 0 | 0 | 0 | 0 | 0 | 0 | 0 | 0 | 0 | 0 | 0 | 10484.0671 | 10486.6967 | 10489.4132 | 17634.79 | 17635.3521 | 17635.9141 | 14069.9053 | 14071.5418 | 14073.1251 | 5192.9456 | 5197.2576 | 5201.2902 | 1412.3577 | 1417.6333 | 1423.0831 | 1394.3828 | 1399.8396 | 1405.2948 | 958.2916 | 963.8799 | 969.2863 | 983.9636 | 989.5442 | 994.5831 | 1008.7133 | 1008.7133 | 1008.7133 | 1008.7133 | 1008.7133 | 1008.7133 | 1008.7133 | 1008.7133 | 1008.7133 | 1008.7133 | 1008.7133
|  |  |  | Construction period flag - monthly | 0 | flag | 27 | 0 | 0 | 0 | 0 | 0 | 0 | 0 | 0 | 0 | 0 | 0 | 0 | 0 | 0 | 0 | 0 | 0 | 0 | 0 | 0 | 0 | 0 | 1 | 1 | 1 | 1 | 1 | 1 | 1 | 1 | 1 | 1 | 1 | 1 | 1 | 1 | 1 | 1 | 1 | 1 | 1 | 1 | 1 | 1 | 1 | 1 | 1 | 1 | 1 | 0 | 0 | 0 | 0 | 0 | 0 | 0 | 0
|  |  |  | Financial close date flag - construction | 0 | flag | 1 | 0 | 0 | 0 | 0 | 0 | 0 | 0 | 0 | 0 | 0 | 0 | 0 | 0 | 0 | 0 | 0 | 0 | 0 | 0 | 0 | 0 | 1 | 0 | 0 | 0 | 0 | 0 | 0 | 0 | 0 | 0 | 0 | 0 | 0 | 0 | 0 | 0 | 0 | 0 | 0 | 0 | 0 | 0 | 0 | 0 | 0 | 0 | 0 | 0 | 0 | 0 | 0 | 0 | 0 | 0 | 0 | 0
|  |  |  | VAT facility tenor flag - m | 0 | flag | 25 | 0 | 0 | 0 | 0 | 0 | 0 | 0 | 0 | 0 | 0 | 0 | 0 | 0 | 0 | 0 | 0 | 0 | 0 | 0 | 0 | 0 | 1 | 1 | 1 | 1 | 1 | 1 | 1 | 1 | 1 | 1 | 1 | 1 | 1 | 1 | 1 | 1 | 1 | 1 | 1 | 1 | 1 | 1 | 1 | 1 | 1 | 0 | 0 | 0 | 0 | 0 | 0 | 0 | 0 | 0 | 0 | 0 | 0 | 0 | 0 | 0 | 0 | 0 | 0 | 0 | 0 | 0 | 0 | 0 | 0 | 0 | 0 | 0 | 0 | 0 | 0 | 0 | 0 | 0 | 0 | 0 | 0 | 0 | 0 | 0 | 0 | 0 | 0 | 0 | 0 | 0 | 0 | 0 | 0 | 0 | 0 | 0 | 0 | 0 | 0
|  |  |  | VAT facility undrawn balance |  | USD 000s |  |  | 0 | 0 | 0 | 0 | 0 | 0 | 0 | 0 | 0 | 0 | 0 | 0 | 0 | 0 | 0 | 0 | 0 | 0 | 0 | 0 | 19500 | 9015.9329 | 9013.3033 | 9010.5868 | 1865.21 | 1864.6479 | 1864.0859 | 5430.0947 | 5428.4582 | 5426.8749 | 14307.0544 | 14302.7424 | 14298.7098 | 18087.6423 | 18082.3667 | 18076.9169 | 18105.6172 | 18100.1604 | 18094.7052 | 18541.7084 | 18536.1201 | 18530.7137 | 18516.0364 | 18510.4558 | 18505.4169 | 0 | 0 | 0 | 0 | 0 | 0 | 0 | 0 | 0 | 0 | 0 | 0 | 0 | 0 | 0 | 0 | 0 | 0 | 0 | 0 | 0 | 0 | 0 | 0 | 0 | 0 | 0 | 0 | 0 | 0 | 0 | 0 | 0 | 0 | 0 | 0 | 0 | 0 | 0 | 0 | 0 | 0 | 0 | 0 | 0 | 0 | 0 | 0 | 0 | 0 | 0 | 0 | 0 | 0
VAT facility commitment fee
|  |  |  | VAT facility active | 1 | 1 = yes, 0 = no
|  |  |  | VAT facility commitment fee | 0.35% | % p.a.
|  |  |  | VAT facility day count convention | 360 | days
|  |  |  | Days in VAT facility period - m | 0 | days | 731 | 0 | 0 | 0 | 0 | 0 | 0 | 0 | 0 | 0 | 0 | 0 | 0 | 0 | 0 | 0 | 0 | 0 | 0 | 0 | 0 | 0 | 0 | 30 | 31 | 30 | 31 | 31 | 30 | 31 | 30 | 31 | 31 | 29 | 31 | 30 | 31 | 30 | 31 | 31 | 30 | 31 | 30 | 31 | 31 | 28 | 31 | 0 | 0 | 0 | 0 | 0 | 0 | 0 | 0 | 0 | 0 | 0 | 0 | 0 | 0 | 0 | 0 | 0 | 0 | 0 | 0 | 0 | 0 | 0 | 0 | 0 | 0 | 0 | 0 | 0 | 0 | 0 | 0 | 0 | 0 | 0 | 0 | 0 | 0 | 0 | 0 | 0 | 0 | 0 | 0 | 0 | 0 | 0 | 0 | 0 | 0 | 0 | 0 | 0 | 0
|  |  |  | VAT facility undrawn balance | 0 | USD 000s | 0 | 0 | 0 | 0 | 0 | 0 | 0 | 0 | 0 | 0 | 0 | 0 | 0 | 0 | 0 | 0 | 0 | 0 | 0 | 0 | 0 | 0 | 19500 | 9015.9329 | 9013.3033 | 9010.5868 | 1865.21 | 1864.6479 | 1864.0859 | 5430.0947 | 5428.4582 | 5426.8749 | 14307.0544 | 14302.7424 | 14298.7098 | 18087.6423 | 18082.3667 | 18076.9169 | 18105.6172 | 18100.1604 | 18094.7052 | 18541.7084 | 18536.1201 | 18530.7137 | 18516.0364 | 18510.4558 | 18505.4169 | 0 | 0 | 0 | 0 | 0 | 0 | 0 | 0 | 0 | 0 | 0
|  |  |  | VAT facility tenor flag - m | 0 | flag | 25 | 0 | 0 | 0 | 0 | 0 | 0 | 0 | 0 | 0 | 0 | 0 | 0 | 0 | 0 | 0 | 0 | 0 | 0 | 0 | 0 | 0 | 1 | 1 | 1 | 1 | 1 | 1 | 1 | 1 | 1 | 1 | 1 | 1 | 1 | 1 | 1 | 1 | 1 | 1 | 1 | 1 | 1 | 1 | 1 | 1 | 1 | 0 | 0 | 0 | 0 | 0 | 0 | 0 | 0 | 0 | 0 | 0 | 0 | 0 | 0 | 0 | 0 | 0 | 0 | 0 | 0 | 0 | 0 | 0 | 0 | 0 | 0 | 0 | 0 | 0 | 0 | 0 | 0 | 0 | 0 | 0 | 0 | 0 | 0 | 0 | 0 | 0 | 0 | 0 | 0 | 0 | 0 | 0 | 0 | 0 | 0 | 0 | 0 | 0 | 0
|  |  |  | VAT facility commitment fee accrued |  | USD 000s | 92.1154 |  | 0 | 0 | 0 | 0 | 0 | 0 | 0 | 0 | 0 | 0 | 0 | 0 | 0 | 0 | 0 | 0 | 0 | 0 | 0 | 0 | 0 | 2.6296 | 2.7165 | 2.6281 | 0.56215 | 0.56198 | 0.54369 | 1.6366 | 1.5833 | 1.6356 | 4.312 | 4.0326 | 4.3095 | 5.2756 | 5.4498 | 5.2724 | 5.4568 | 5.4552 | 5.2776 | 5.5883 | 5.4064 | 5.585 | 5.5805 | 5.039 | 5.5773 | 0 | 0 | 0 | 0 | 0 | 0 | 0 | 0 | 0 | 0 | 0
|  |  |  | VAT facility financing costs rolled-up | 1 | 1 = yes, 0 = no
|  |  |  | VAT facility commitment fee accrued | 0 | USD 000s | 92.1154 | 0 | 0 | 0 | 0 | 0 | 0 | 0 | 0 | 0 | 0 | 0 | 0 | 0 | 0 | 0 | 0 | 0 | 0 | 0 | 0 | 0 | 0 | 2.6296 | 2.7165 | 2.6281 | 0.56215 | 0.56198 | 0.54369 | 1.6366 | 1.5833 | 1.6356 | 4.312 | 4.0326 | 4.3095 | 5.2756 | 5.4498 | 5.2724 | 5.4568 | 5.4552 | 5.2776 | 5.5883 | 5.4064 | 5.585 | 5.5805 | 5.039 | 5.5773 | 0 | 0 | 0 | 0 | 0 | 0 | 0 | 0 | 0 | 0 | 0
|  |  |  | VAT facility commitment fee paid |  | USD 000s | 0 |  | 0 | 0 | 0 | 0 | 0 | 0 | 0 | 0 | 0 | 0 | 0 | 0 | 0 | 0 | 0 | 0 | 0 | 0 | 0 | 0 | 0 | 0 | 0 | 0 | 0 | 0 | 0 | 0 | 0 | 0 | 0 | 0 | 0 | 0 | 0 | 0 | 0 | 0 | 0 | 0 | 0 | 0 | 0 | 0 | 0 | 0 | 0 | 0 | 0 | 0 | 0 | 0 | 0 | 0 | 0 | 0
|  |  |  | VAT facility financing costs rolled-up | 1 | 1 = yes, 0 = no
|  |  |  | VAT facility commitment fee accrued | 0 | USD 000s | 92.1154 | 0 | 0 | 0 | 0 | 0 | 0 | 0 | 0 | 0 | 0 | 0 | 0 | 0 | 0 | 0 | 0 | 0 | 0 | 0 | 0 | 0 | 0 | 2.6296 | 2.7165 | 2.6281 | 0.56215 | 0.56198 | 0.54369 | 1.6366 | 1.5833 | 1.6356 | 4.312 | 4.0326 | 4.3095 | 5.2756 | 5.4498 | 5.2724 | 5.4568 | 5.4552 | 5.2776 | 5.5883 | 5.4064 | 5.585 | 5.5805 | 5.039 | 5.5773 | 0 | 0 | 0 | 0 | 0 | 0 | 0 | 0 | 0 | 0 | 0
|  |  |  | VAT facility commitment fee rolled up |  | USD 000s | 92.1154 |  | 0 | 0 | 0 | 0 | 0 | 0 | 0 | 0 | 0 | 0 | 0 | 0 | 0 | 0 | 0 | 0 | 0 | 0 | 0 | 0 | 0 | 2.6296 | 2.7165 | 2.6281 | 0.56215 | 0.56198 | 0.54369 | 1.6366 | 1.5833 | 1.6356 | 4.312 | 4.0326 | 4.3095 | 5.2756 | 5.4498 | 5.2724 | 5.4568 | 5.4552 | 5.2776 | 5.5883 | 5.4064 | 5.585 | 5.5805 | 5.039 | 5.5773 | 0 | 0 | 0 | 0 | 0 | 0 | 0 | 0 | 0 | 0 | 0
VAT facility upfront fees
|  |  |  | VAT facility commitment amount | 19500 | USD 000s
|  |  |  | VAT facility upfront fee | 1% | % p.a.
|  |  |  | Financial close date flag - construction | 0 | flag | 1 | 0 | 0 | 0 | 0 | 0 | 0 | 0 | 0 | 0 | 0 | 0 | 0 | 0 | 0 | 0 | 0 | 0 | 0 | 0 | 0 | 0 | 1 | 0 | 0 | 0 | 0 | 0 | 0 | 0 | 0 | 0 | 0 | 0 | 0 | 0 | 0 | 0 | 0 | 0 | 0 | 0 | 0 | 0 | 0 | 0 | 0 | 0 | 0 | 0 | 0 | 0 | 0 | 0 | 0 | 0 | 0 | 0
|  |  |  | VAT facility upfront fee accrued |  | USD 000s | 195 |  | 0 | 0 | 0 | 0 | 0 | 0 | 0 | 0 | 0 | 0 | 0 | 0 | 0 | 0 | 0 | 0 | 0 | 0 | 0 | 0 | 195 | 0 | 0 | 0 | 0 | 0 | 0 | 0 | 0 | 0 | 0 | 0 | 0 | 0 | 0 | 0 | 0 | 0 | 0 | 0 | 0 | 0 | 0 | 0 | 0 | 0 | 0 | 0 | 0 | 0 | 0 | 0 | 0 | 0 | 0 | 0
|  |  |  | VAT facility financing costs rolled-up | 1 | 1 = yes, 0 = no
|  |  |  | VAT facility upfront fee accrued | 0 | USD 000s | 195 | 0 | 0 | 0 | 0 | 0 | 0 | 0 | 0 | 0 | 0 | 0 | 0 | 0 | 0 | 0 | 0 | 0 | 0 | 0 | 0 | 0 | 195 | 0 | 0 | 0 | 0 | 0 | 0 | 0 | 0 | 0 | 0 | 0 | 0 | 0 | 0 | 0 | 0 | 0 | 0 | 0 | 0 | 0 | 0 | 0 | 0 | 0 | 0 | 0 | 0 | 0 | 0 | 0 | 0 | 0 | 0 | 0
|  |  |  | VAT facility upfront fee paid |  | USD 000s | 0 |  | 0 | 0 | 0 | 0 | 0 | 0 | 0 | 0 | 0 | 0 | 0 | 0 | 0 | 0 | 0 | 0 | 0 | 0 | 0 | 0 | 0 | 0 | 0 | 0 | 0 | 0 | 0 | 0 | 0 | 0 | 0 | 0 | 0 | 0 | 0 | 0 | 0 | 0 | 0 | 0 | 0 | 0 | 0 | 0 | 0 | 0 | 0 | 0 | 0 | 0 | 0 | 0 | 0 | 0 | 0 | 0
|  |  |  | VAT facility financing costs rolled-up | 1 | 1 = yes, 0 = no
|  |  |  | VAT facility upfront fee accrued | 0 | USD 000s | 195 | 0 | 0 | 0 | 0 | 0 | 0 | 0 | 0 | 0 | 0 | 0 | 0 | 0 | 0 | 0 | 0 | 0 | 0 | 0 | 0 | 0 | 195 | 0 | 0 | 0 | 0 | 0 | 0 | 0 | 0 | 0 | 0 | 0 | 0 | 0 | 0 | 0 | 0 | 0 | 0 | 0 | 0 | 0 | 0 | 0 | 0 | 0 | 0 | 0 | 0 | 0 | 0 | 0 | 0 | 0 | 0 | 0
|  |  |  | VAT facility upfront fee rolled up |  | USD 000s | 195 |  | 0 | 0 | 0 | 0 | 0 | 0 | 0 | 0 | 0 | 0 | 0 | 0 | 0 | 0 | 0 | 0 | 0 | 0 | 0 | 0 | 195 | 0 | 0 | 0 | 0 | 0 | 0 | 0 | 0 | 0 | 0 | 0 | 0 | 0 | 0 | 0 | 0 | 0 | 0 | 0 | 0 | 0 | 0 | 0 | 0 | 0 | 0 | 0 | 0 | 0 | 0 | 0 | 0 | 0 | 0 | 0
VAT facility fees paid/rolled-up
|  |  |  | VAT facility interest paid | 0 | USD 000s | 0 | 0 | 0 | 0 | 0 | 0 | 0 | 0 | 0 | 0 | 0 | 0 | 0 | 0 | 0 | 0 | 0 | 0 | 0 | 0 | 0 | 0 | 0 | 0 | 0 | 0 | 0 | 0 | 0 | 0 | 0 | 0 | 0 | 0 | 0 | 0 | 0 | 0 | 0 | 0 | 0 | 0 | 0 | 0 | 0 | 0 | 0 | 0 | 0 | 0 | 0 | 0 | 0 | 0 | 0 | 0 | 0 | 0
|  |  |  | VAT facility commitment fee paid | 0 | USD 000s | 0 | 0 | 0 | 0 | 0 | 0 | 0 | 0 | 0 | 0 | 0 | 0 | 0 | 0 | 0 | 0 | 0 | 0 | 0 | 0 | 0 | 0 | 0 | 0 | 0 | 0 | 0 | 0 | 0 | 0 | 0 | 0 | 0 | 0 | 0 | 0 | 0 | 0 | 0 | 0 | 0 | 0 | 0 | 0 | 0 | 0 | 0 | 0 | 0 | 0 | 0 | 0 | 0 | 0 | 0 | 0 | 0 | 0
|  |  |  | VAT facility upfront fee paid | 0 | USD 000s | 0 | 0 | 0 | 0 | 0 | 0 | 0 | 0 | 0 | 0 | 0 | 0 | 0 | 0 | 0 | 0 | 0 | 0 | 0 | 0 | 0 | 0 | 0 | 0 | 0 | 0 | 0 | 0 | 0 | 0 | 0 | 0 | 0 | 0 | 0 | 0 | 0 | 0 | 0 | 0 | 0 | 0 | 0 | 0 | 0 | 0 | 0 | 0 | 0 | 0 | 0 | 0 | 0 | 0 | 0 | 0 | 0 | 0
|  |  |  | VAT facility financing cost paid |  | USD 000s | 0 |  | 0 | 0 | 0 | 0 | 0 | 0 | 0 | 0 | 0 | 0 | 0 | 0 | 0 | 0 | 0 | 0 | 0 | 0 | 0 | 0 | 0 | 0 | 0 | 0 | 0 | 0 | 0 | 0 | 0 | 0 | 0 | 0 | 0 | 0 | 0 | 0 | 0 | 0 | 0 | 0 | 0 | 0 | 0 | 0 | 0 | 0 | 0 | 0 | 0 | 0 | 0 | 0 | 0 | 0 | 0 | 0
|  |  |  | VAT facility interest rolled up | 0 | USD 000s | 721.5979 | 0 | 0 | 0 | 0 | 0 | 0 | 0 | 0 | 0 | 0 | 0 | 0 | 0 | 0 | 0 | 0 | 0 | 0 | 0 | 0 | 0 | 0 | 0 | 0 | 154.0143 | 0 | 0 | 260.2606 | 0 | 0 | 195.1083 | 0 | 0 | 64.8644 | 0 | 0 | 15.5729 | 0 | 0 | 14.132 | 0 | 0 | 9.0924 | 0 | 0 | 8.5528 | 0 | 0 | 0 | 0 | 0 | 0 | 0 | 0 | 0 | 0 | 0
|  |  |  | VAT facility commitment fee rolled up | 0 | USD 000s | 92.1154 | 0 | 0 | 0 | 0 | 0 | 0 | 0 | 0 | 0 | 0 | 0 | 0 | 0 | 0 | 0 | 0 | 0 | 0 | 0 | 0 | 0 | 0 | 2.6296 | 2.7165 | 2.6281 | 0.56215 | 0.56198 | 0.54369 | 1.6366 | 1.5833 | 1.6356 | 4.312 | 4.0326 | 4.3095 | 5.2756 | 5.4498 | 5.2724 | 5.4568 | 5.4552 | 5.2776 | 5.5883 | 5.4064 | 5.585 | 5.5805 | 5.039 | 5.5773 | 0 | 0 | 0 | 0 | 0 | 0 | 0 | 0 | 0 | 0 | 0
|  |  |  | VAT facility upfront fee rolled up | 0 | USD 000s | 195 | 0 | 0 | 0 | 0 | 0 | 0 | 0 | 0 | 0 | 0 | 0 | 0 | 0 | 0 | 0 | 0 | 0 | 0 | 0 | 0 | 0 | 195 | 0 | 0 | 0 | 0 | 0 | 0 | 0 | 0 | 0 | 0 | 0 | 0 | 0 | 0 | 0 | 0 | 0 | 0 | 0 | 0 | 0 | 0 | 0 | 0 | 0 | 0 | 0 | 0 | 0 | 0 | 0 | 0 | 0 | 0 | 0
|  |  |  | VAT facility financing costs rolled-up |  | USD 000s | 1008.7133 |  | 0 | 0 | 0 | 0 | 0 | 0 | 0 | 0 | 0 | 0 | 0 | 0 | 0 | 0 | 0 | 0 | 0 | 0 | 0 | 0 | 195 | 2.6296 | 2.7165 | 156.6424 | 0.56215 | 0.56198 | 260.8043 | 1.6366 | 1.5833 | 196.7439 | 4.312 | 4.0326 | 69.1739 | 5.2756 | 5.4498 | 20.8454 | 5.4568 | 5.4552 | 19.4096 | 5.5883 | 5.4064 | 14.6774 | 5.5805 | 5.039 | 14.1302 | 0 | 0 | 0 | 0 | 0 | 0 | 0 | 0 | 0 | 0 | 0
FUNDING REQUIREMENT
|  |  |  | Project costs excluding VAT | 0 | USD 000s | 159043.4534 | 0 | 0 | 0 | 0 | 0 | 0 | 0 | 0 | 0 | 0 | 0 | 0 | 0 | 0 | 0 | 0 | 0 | 0 | 0 | 0 | 0 | 40487.996 | 23596.2565 | 25939.2086 | 27389.6075 | 21811.1502 | 9767.5633 | 4746.9517 | 284.1859 | 284.1859 | 284.1859 | 142.627 | 195.5555 | 3948.3721 | 35.366 | 5 | 5 | 5 | 5 | 5 | 5 | 5 | 57.65 | 5 | 5 | 5 | 12.5915 | 5 | 5 | 0 | 0 | 0 | 0 | 0 | 0 | 0 | 0
|  |  |  | Working capital pre-funding | 0 | USD 000s | 0 | 0 | 0 | 0 | 0 | 0 | 0 | 0 | 0 | 0 | 0 | 0 | 0 | 0 | 0 | 0 | 0 | 0 | 0 | 0 | 0 | 0 | 0 | 0 | 0 | 0 | 0 | 0 | 0 | 0 | 0 | 0 | 0 | 0 | 0 | 0 | 0 | 0 | 0 | 0 | 0 | 0 | 0 | 0 | 0 | 0 | 0 | 0 | 0 | 0 | 0 | 0 | 0 | 0 | 0 | 0 | 0 | 0
|  |  |  | MMRA pre-funding POS | 0 | USD 000s | 0 | 0 | 0 | 0 | 0 | 0 | 0 | 0 | 0 | 0 | 0 | 0 | 0 | 0 | 0 | 0 | 0 | 0 | 0 | 0 | 0 | 0 | 0 | 0 | 0 | 0 | 0 | 0 | 0 | 0 | 0 | 0 | 0 | 0 | 0 | 0 | 0 | 0 | 0 | 0 | 0 | 0 | 0 | 0 | 0 | 0 | 0 | 0 | 0 | 0 | 0 | 0 | 0 | 0 | 0 | 0 | 0 | 0
|  |  |  | DSRA pre-funding | 0 | USD 000s | 8050.8315 | 0 | 0 | 0 | 0 | 0 | 0 | 0 | 0 | 0 | 0 | 0 | 0 | 0 | 0 | 0 | 0 | 0 | 0 | 0 | 0 | 0 | 0 | 0 | 0 | 0 | 0 | 0 | 0 | 0 | 0 | 0 | 0 | 0 | 0 | 0 | 0 | 0 | 0 | 0 | 0 | 0 | 0 | 0 | 0 | 0 | 0 | 0 | 0 | 8050.8315 | 0 | 0 | 0 | 0 | 0 | 0 | 0 | 0
|  |  |  | Financial expenses during construction | 0 | USD 000s | 12706.413 | 0 | 0 | 0 | 0 | 0 | 0 | 0 | 0 | 0 | 0 | 0 | 0 | 0 | 0 | 0 | 0 | 0 | 0 | 0 | 0 | 0 | 1033.3107 | 5.7534 | 5.9452 | 340.5412 | 5.9452 | 5.9452 | 5.7534 | 5.9452 | 5.7534 | 2594.8078 | 5.9452 | 5.5616 | 5.9452 | 5.7534 | 5.9452 | 2773.1141 | 5.9452 | 5.9452 | 5.7534 | 5.9452 | 5.7534 | 2907.8847 | 5.9452 | 5.3699 | 5.9452 | 5.7534 | 5.9452 | 2928.2612 | 0 | 0 | 0 | 0 | 0 | 0 | 0 | 0
|  |  |  | Equity bridge interest and fees paid - masdar | 0 | USD 000s | 0 | 0 | 0 | 0 | 0 | 0 | 0 | 0 | 0 | 0 | 0 | 0 | 0 | 0 | 0 | 0 | 0 | 0 | 0 | 0 | 0 | 0 | 0 | 0 | 0 | 0 | 0 | 0 | 0 | 0 | 0 | 0 | 0 | 0 | 0 | 0 | 0 | 0 | 0 | 0 | 0 | 0 | 0 | 0 | 0 | 0 | 0 | 0 | 0 | 0 | 0 | 0 | 0 | 0 | 0 | 0 | 0 | 0
|  |  |  | Equity bridge interest and fees paid - [sponsor 2] | 0 | USD 000s | 0 | 0 | 0 | 0 | 0 | 0 | 0 | 0 | 0 | 0 | 0 | 0 | 0 | 0 | 0 | 0 | 0 | 0 | 0 | 0 | 0 | 0 | 0 | 0 | 0 | 0 | 0 | 0 | 0 | 0 | 0 | 0 | 0 | 0 | 0 | 0 | 0 | 0 | 0 | 0 | 0 | 0 | 0 | 0 | 0 | 0 | 0 | 0 | 0 | 0 | 0 | 0 | 0 | 0 | 0 | 0 | 0 | 0
|  |  |  | Tax paid during construction | 0 | USD 000s | 0 | 0 | 0 | 0 | 0 | 0 | 0 | 0 | 0 | 0 | 0 | 0 | 0 | 0 | 0 | 0 | 0 | 0 | 0 | 0 | 0 | 0 | 0 | 0 | 0 | 0 | 0 | 0 | 0 | 0 | 0 | 0 | 0 | 0 | 0 | 0 | 0 | 0 | 0 | 0 | 0 | 0 | 0 | 0 | 0 | 0 | 0 | 0 | 0 | 0 | 0 | 0 | 0 | 0 | 0 | 0 | 0 | 0
|  |  |  | Net total VAT paid / (received) - project cost | 0 | USD 000s | 0 | 0 | 0 | 0 | 0 | 0 | 0 | 0 | 0 | 0 | 0 | 0 | 0 | 0 | 0 | 0 | 0 | 0 | 0 | 0 | 0 | 0 | 0 | 0 | 0 | 0 | 0 | 0 | 0 | 0 | 0 | 0 | 0 | 0 | 0 | 0 | 0 | 0 | 0 | 0 | 0 | 0 | 0 | 0 | 0 | 0 | 0 | 0 | 0 | 0 | 0 | 0 | 0 | 0 | 0 | 0 | 0 | 0
|  |  |  | O&M cost shortfall to be funded | 0 | USD 000s | 0 | 0 | 0 | 0 | 0 | 0 | 0 | 0 | 0 | 0 | 0 | 0 | 0 | 0 | 0 | 0 | 0 | 0 | 0 | 0 | 0 | 0 | 0 | 0 | 0 | 0 | 0 | 0 | 0 | 0 | 0 | 0 | 0 | 0 | 0 | 0 | 0 | 0 | 0 | 0 | 0 | 0 | 0 | 0 | 0 | 0 | 0 | 0 | 0 | 0 | 0 | 0 | 0 | 0 | 0 | 0 | 0 | 0
|  |  |  | Construction period flag incl. FC - monthly | 0 | flag | 28 | 0 | 0 | 0 | 0 | 0 | 0 | 0 | 0 | 0 | 0 | 0 | 0 | 0 | 0 | 0 | 0 | 0 | 0 | 0 | 0 | 0 | 1 | 1 | 1 | 1 | 1 | 1 | 1 | 1 | 1 | 1 | 1 | 1 | 1 | 1 | 1 | 1 | 1 | 1 | 1 | 1 | 1 | 1 | 1 | 1 | 1 | 1 | 1 | 1 | 0 | 0 | 0 | 0 | 0 | 0 | 0 | 0
|  |  |  | Funding requirement / (surplus cash generated during construction) |  | USD 000s | 179800.6979 |  | 0 | 0 | 0 | 0 | 0 | 0 | 0 | 0 | 0 | 0 | 0 | 0 | 0 | 0 | 0 | 0 | 0 | 0 | 0 | 0 | 41521.3067 | 23602.0099 | 25945.1538 | 27730.1487 | 21817.0954 | 9773.5085 | 4752.7051 | 290.1311 | 289.9393 | 2878.9937 | 148.5722 | 201.1171 | 3954.3173 | 41.1194 | 10.9452 | 2778.1141 | 10.9452 | 10.9452 | 10.7534 | 10.9452 | 10.7534 | 2965.5347 | 10.9452 | 10.3699 | 10.9452 | 18.3449 | 10.9452 | 10984.0928 | 0 | 0 | 0 | 0 | 0 | 0 | 0 | 0
Cash surplus mechanism
|  |  |  | Funding requirement / (surplus cash generated during construction) | 0 | USD 000s | 179800.6979 | 0 | 0 | 0 | 0 | 0 | 0 | 0 | 0 | 0 | 0 | 0 | 0 | 0 | 0 | 0 | 0 | 0 | 0 | 0 | 0 | 0 | 41521.3067 | 23602.0099 | 25945.1538 | 27730.1487 | 21817.0954 | 9773.5085 | 4752.7051 | 290.1311 | 289.9393 | 2878.9937 | 148.5722 | 201.1171 | 3954.3173 | 41.1194 | 10.9452 | 2778.1141 | 10.9452 | 10.9452 | 10.7534 | 10.9452 | 10.7534 | 2965.5347 | 10.9452 | 10.3699 | 10.9452 | 18.3449 | 10.9452 | 10984.0928 | 0 | 0 | 0 | 0 | 0 | 0 | 0 | 0
|  |  |  | Funding requirement prior to utilisation of surplus cash |  | USD 000s | 179800.6979 |  | 0 | 0 | 0 | 0 | 0 | 0 | 0 | 0 | 0 | 0 | 0 | 0 | 0 | 0 | 0 | 0 | 0 | 0 | 0 | 0 | 41521.3067 | 23602.0099 | 25945.1538 | 27730.1487 | 21817.0954 | 9773.5085 | 4752.7051 | 290.1311 | 289.9393 | 2878.9937 | 148.5722 | 201.1171 | 3954.3173 | 41.1194 | 10.9452 | 2778.1141 | 10.9452 | 10.9452 | 10.7534 | 10.9452 | 10.7534 | 2965.5347 | 10.9452 | 10.3699 | 10.9452 | 18.3449 | 10.9452 | 10984.0928 | 0 | 0 | 0 | 0 | 0 | 0 | 0 | 0
|  |  |  | Funding requirement / (surplus cash generated during construction) | 0 | USD 000s | 179800.6979 | 0 | 0 | 0 | 0 | 0 | 0 | 0 | 0 | 0 | 0 | 0 | 0 | 0 | 0 | 0 | 0 | 0 | 0 | 0 | 0 | 0 | 41521.3067 | 23602.0099 | 25945.1538 | 27730.1487 | 21817.0954 | 9773.5085 | 4752.7051 | 290.1311 | 289.9393 | 2878.9937 | 148.5722 | 201.1171 | 3954.3173 | 41.1194 | 10.9452 | 2778.1141 | 10.9452 | 10.9452 | 10.7534 | 10.9452 | 10.7534 | 2965.5347 | 10.9452 | 10.3699 | 10.9452 | 18.3449 | 10.9452 | 10984.0928 | 0 | 0 | 0 | 0 | 0 | 0 | 0 | 0
|  |  |  | Surplus cash transferred to cash balance |  | USD 000s | 0 |  | 0 | 0 | 0 | 0 | 0 | 0 | 0 | 0 | 0 | 0 | 0 | 0 | 0 | 0 | 0 | 0 | 0 | 0 | 0 | 0 | 0 | 0 | 0 | 0 | 0 | 0 | 0 | 0 | 0 | 0 | 0 | 0 | 0 | 0 | 0 | 0 | 0 | 0 | 0 | 0 | 0 | 0 | 0 | 0 | 0 | 0 | 0 | 0 | 0 | 0 | 0 | 0 | 0 | 0 | 0 | 0
|  |  |  | Funding requirement prior to utilisation of surplus cash | 0 | USD 000s | 179800.6979 | 0 | 0 | 0 | 0 | 0 | 0 | 0 | 0 | 0 | 0 | 0 | 0 | 0 | 0 | 0 | 0 | 0 | 0 | 0 | 0 | 0 | 41521.3067 | 23602.0099 | 25945.1538 | 27730.1487 | 21817.0954 | 9773.5085 | 4752.7051 | 290.1311 | 289.9393 | 2878.9937 | 148.5722 | 201.1171 | 3954.3173 | 41.1194 | 10.9452 | 2778.1141 | 10.9452 | 10.9452 | 10.7534 | 10.9452 | 10.7534 | 2965.5347 | 10.9452 | 10.3699 | 10.9452 | 18.3449 | 10.9452 | 10984.0928 | 0 | 0 | 0 | 0 | 0 | 0 | 0 | 0
|  |  |  | Surplus cash during construction balance BEG | 0 | USD 000s | 0 | 0 | 0 | 0 | 0 | 0 | 0 | 0 | 0 | 0 | 0 | 0 | 0 | 0 | 0 | 0 | 0 | 0 | 0 | 0 | 0 | 0 | 0 | 0 | 0 | 0 | 0 | 0 | 0 | 0 | 0 | 0 | 0 | 0 | 0 | 0 | 0 | 0 | 0 | 0 | 0 | 0 | 0 | 0 | 0 | 0 | 0 | 0 | 0 | 0 | 0 | 0 | 0 | 0 | 0 | 0 | 0 | 0
|  |  |  | Surplus cash utilised during construction |  | USD 000s | 0 |  | 0 | 0 | 0 | 0 | 0 | 0 | 0 | 0 | 0 | 0 | 0 | 0 | 0 | 0 | 0 | 0 | 0 | 0 | 0 | 0 | 0 | 0 | 0 | 0 | 0 | 0 | 0 | 0 | 0 | 0 | 0 | 0 | 0 | 0 | 0 | 0 | 0 | 0 | 0 | 0 | 0 | 0 | 0 | 0 | 0 | 0 | 0 | 0 | 0 | 0 | 0 | 0 | 0 | 0 | 0 | 0
|  |  |  | Surplus cash during construction balance BEG |  | USD 000s |  |  | 0 | 0 | 0 | 0 | 0 | 0 | 0 | 0 | 0 | 0 | 0 | 0 | 0 | 0 | 0 | 0 | 0 | 0 | 0 | 0 | 0 | 0 | 0 | 0 | 0 | 0 | 0 | 0 | 0 | 0 | 0 | 0 | 0 | 0 | 0 | 0 | 0 | 0 | 0 | 0 | 0 | 0 | 0 | 0 | 0 | 0 | 0 | 0 | 0 | 0 | 0 | 0 | 0 | 0 | 0 | 0
|  |  |  | Surplus cash transferred to cash balance | 0 | USD 000s | 0 | 0 | 0 | 0 | 0 | 0 | 0 | 0 | 0 | 0 | 0 | 0 | 0 | 0 | 0 | 0 | 0 | 0 | 0 | 0 | 0 | 0 | 0 | 0 | 0 | 0 | 0 | 0 | 0 | 0 | 0 | 0 | 0 | 0 | 0 | 0 | 0 | 0 | 0 | 0 | 0 | 0 | 0 | 0 | 0 | 0 | 0 | 0 | 0 | 0 | 0 | 0 | 0 | 0 | 0 | 0 | 0 | 0
|  |  |  | Surplus cash utilised during construction | 0 | USD 000s | 0 | 0 | 0 | 0 | 0 | 0 | 0 | 0 | 0 | 0 | 0 | 0 | 0 | 0 | 0 | 0 | 0 | 0 | 0 | 0 | 0 | 0 | 0 | 0 | 0 | 0 | 0 | 0 | 0 | 0 | 0 | 0 | 0 | 0 | 0 | 0 | 0 | 0 | 0 | 0 | 0 | 0 | 0 | 0 | 0 | 0 | 0 | 0 | 0 | 0 | 0 | 0 | 0 | 0 | 0 | 0 | 0 | 0
|  |  |  | Surplus cash during construction balance |  | USD 000s |  |  | 0 | 0 | 0 | 0 | 0 | 0 | 0 | 0 | 0 | 0 | 0 | 0 | 0 | 0 | 0 | 0 | 0 | 0 | 0 | 0 | 0 | 0 | 0 | 0 | 0 | 0 | 0 | 0 | 0 | 0 | 0 | 0 | 0 | 0 | 0 | 0 | 0 | 0 | 0 | 0 | 0 | 0 | 0 | 0 | 0 | 0 | 0 | 0 | 0 | 0 | 0 | 0 | 0 | 0 | 0 | 0
|  |  |  | Funding requirement prior to utilisation of surplus cash | 0 | USD 000s | 179800.6979 | 0 | 0 | 0 | 0 | 0 | 0 | 0 | 0 | 0 | 0 | 0 | 0 | 0 | 0 | 0 | 0 | 0 | 0 | 0 | 0 | 0 | 41521.3067 | 23602.0099 | 25945.1538 | 27730.1487 | 21817.0954 | 9773.5085 | 4752.7051 | 290.1311 | 289.9393 | 2878.9937 | 148.5722 | 201.1171 | 3954.3173 | 41.1194 | 10.9452 | 2778.1141 | 10.9452 | 10.9452 | 10.7534 | 10.9452 | 10.7534 | 2965.5347 | 10.9452 | 10.3699 | 10.9452 | 18.3449 | 10.9452 | 10984.0928 | 0 | 0 | 0 | 0 | 0 | 0 | 0 | 0
|  |  |  | Surplus cash utilised during construction | 0 | USD 000s | 0 | 0 | 0 | 0 | 0 | 0 | 0 | 0 | 0 | 0 | 0 | 0 | 0 | 0 | 0 | 0 | 0 | 0 | 0 | 0 | 0 | 0 | 0 | 0 | 0 | 0 | 0 | 0 | 0 | 0 | 0 | 0 | 0 | 0 | 0 | 0 | 0 | 0 | 0 | 0 | 0 | 0 | 0 | 0 | 0 | 0 | 0 | 0 | 0 | 0 | 0 | 0 | 0 | 0 | 0 | 0 | 0 | 0
|  |  |  | Funding requirement - calculated |  | USD 000s | 179800.6979 |  | 0 | 0 | 0 | 0 | 0 | 0 | 0 | 0 | 0 | 0 | 0 | 0 | 0 | 0 | 0 | 0 | 0 | 0 | 0 | 0 | 41521.3067 | 23602.0099 | 25945.1538 | 27730.1487 | 21817.0954 | 9773.5085 | 4752.7051 | 290.1311 | 289.9393 | 2878.9937 | 148.5722 | 201.1171 | 3954.3173 | 41.1194 | 10.9452 | 2778.1141 | 10.9452 | 10.9452 | 10.7534 | 10.9452 | 10.7534 | 2965.5347 | 10.9452 | 10.3699 | 10.9452 | 18.3449 | 10.9452 | 10984.0928 | 0 | 0 | 0 | 0 | 0 | 0 | 0 | 0
|  |  |  | Funding requirement - calculated | 0 | USD 000s | 179800.6979 | 0 | 0 | 0 | 0 | 0 | 0 | 0 | 0 | 0 | 0 | 0 | 0 | 0 | 0 | 0 | 0 | 0 | 0 | 0 | 0 | 0 | 41521.3067 | 23602.0099 | 25945.1538 | 27730.1487 | 21817.0954 | 9773.5085 | 4752.7051 | 290.1311 | 289.9393 | 2878.9937 | 148.5722 | 201.1171 | 3954.3173 | 41.1194 | 10.9452 | 2778.1141 | 10.9452 | 10.9452 | 10.7534 | 10.9452 | 10.7534 | 2965.5347 | 10.9452 | 10.3699 | 10.9452 | 18.3449 | 10.9452 | 10984.0928 | 0 | 0 | 0 | 0 | 0 | 0 | 0 | 0
|  |  |  | Funding requirement - fixed | 0 | USD 000s | 179800.6979 | 0 | 0 | 0 | 0 | 0 | 0 | 0 | 0 | 0 | 0 | 0 | 0 | 0 | 0 | 0 | 0 | 0 | 0 | 0 | 0 | 0 | 41521.3067 | 23602.0099 | 25945.1538 | 27730.1487 | 21817.0954 | 9773.5085 | 4752.7051 | 290.1311 | 289.9393 | 2878.9937 | 148.5722 | 201.1171 | 3954.3173 | 41.1194 | 10.9452 | 2778.1141 | 10.9452 | 10.9452 | 10.7534 | 10.9452 | 10.7534 | 2965.5347 | 10.9452 | 10.3699 | 10.9452 | 18.3449 | 10.9452 | 10984.0928 | 0 | 0 | 0 | 0 | 0 | 0 | 0 | 0
|  |  |  | Funding requirement variance |  | USD 000s | 0 |  | 0 | 0 | 0 | 0 | 0 | 0 | 0 | 0 | 0 | 0 | 0 | 0 | 0 | 0 | 0 | 0 | 0 | 0 | 0 | 0 | 0 | 0 | 0 | 0 | 0 | 0 | 0 | 0 | 0 | 0 | 0 | 0 | 0 | 0 | 0 | 0 | 0 | 0 | 0 | 0 | 0 | 0 | 0 | 0 | 0 | 0 | 0 | 0 | 0 | 0 | 0 | 0 | 0 | 0 | 0 | 0
|  |  |  | Funding requirement variance | 0 | USD 000s | 0 | 0 | 0 | 0 | 0 | 0 | 0 | 0 | 0 | 0 | 0 | 0 | 0 | 0 | 0 | 0 | 0 | 0 | 0 | 0 | 0 | 0 | 0 | 0 | 0 | 0 | 0 | 0 | 0 | 0 | 0 | 0 | 0 | 0 | 0 | 0 | 0 | 0 | 0 | 0 | 0 | 0 | 0 | 0 | 0 | 0 | 0 | 0 | 0 | 0 | 0 | 0 | 0 | 0 | 0 | 0 | 0 | 0
|  |  |  | Funding requirement variance | 0 | check
|  |  |  | Funding requirement - fixed | 0 | USD 000s | 179800.6979 | 0 | 0 | 0 | 0 | 0 | 0 | 0 | 0 | 0 | 0 | 0 | 0 | 0 | 0 | 0 | 0 | 0 | 0 | 0 | 0 | 0 | 41521.3067 | 23602.0099 | 25945.1538 | 27730.1487 | 21817.0954 | 9773.5085 | 4752.7051 | 290.1311 | 289.9393 | 2878.9937 | 148.5722 | 201.1171 | 3954.3173 | 41.1194 | 10.9452 | 2778.1141 | 10.9452 | 10.9452 | 10.7534 | 10.9452 | 10.7534 | 2965.5347 | 10.9452 | 10.3699 | 10.9452 | 18.3449 | 10.9452 | 10984.0928 | 0 | 0 | 0 | 0 | 0 | 0 | 0 | 0
|  |  |  | Total funding requirement | 179800.6979 | USD 000s
DEBT SIZING
|  |  |  | Total funding requirement | 179800.6979 | USD 000s
|  |  |  | Target leverage | 75% | %
|  |  |  | Debt amount - target leverage method | 134850.5235 | USD 000s
|  |  |  | Debt sizing method | DSCR | method
|  |  |  | Debt amount - target leverage method | 134850.5235 | USD 000s
|  |  |  | Senior debt repayment amount - fixed | 109774.2826 | USD 000s
|  |  |  | Senior debt amount - calc | 109774.2826 | USD 000s
|  |  |  | Debt size - calculated vs hardcoded - sensitized | 0 | 1 = calculated , 0 = hold debt size unchanged
|  |  |  | Senior debt amount - calc | 109774.2826 | USD 000s
|  |  |  | Senior debt amount - Base Case - Historic | 102165.7051 | USD 000s
|  |  |  | Senior debt amount | 102165.7051 | USD 000s
EQUITY DRAWDOWN
Equity funding requirement
|  |  |  | Equity size - calculated vs hardcoded - input switch | 0 | 1 = calculated , 0 = constant
|  |  |  | Total funding requirement | 179800.6979 | USD 000s
|  |  |  | Senior debt amount | 102165.7051 | USD 000s
|  |  |  | Equity funding requirement - fixed | 77634.9922 | USD 000s
|  |  |  | Optimisation parameter - 1 | 3 | #
|  |  |  | Equity funding requirement - calculated | 77634.9922 | USD 000s
|  |  |  | Equity funding requirement - fixed | 77634.9922 | USD 000s
|  |  |  | Equity funding requirement - calculated | 77634.9922 | USD 000s
|  |  |  | Debt drawdown difference | 0 | USD 000s
|  |  |  | Use calculated or fixed funding amounts? | 2 | 1 = calculated, 2 = fixed
|  |  |  | Debt sizing check | 0 | check
Total equity drawdown
|  |  |  | Minimum equity requirement - Som | 1350000 | Som 000s
|  |  |  | USD to Som exchange rate | 11000 | Som / USD
|  |  |  | Minimum equity requirement | 122.7273 | USD 000s
|  |  |  | Minimum equity requirement | 122.7273 | USD 000s
|  |  |  | Financial close date flag - construction | 0 | flag | 1 | 0 | 0 | 0 | 0 | 0 | 0 | 0 | 0 | 0 | 0 | 0 | 0 | 0 | 0 | 0 | 0 | 0 | 0 | 0 | 0 | 0 | 1 | 0 | 0 | 0 | 0 | 0 | 0 | 0 | 0 | 0 | 0 | 0 | 0 | 0 | 0 | 0 | 0 | 0 | 0 | 0 | 0 | 0 | 0 | 0 | 0 | 0 | 0 | 0 | 0 | 0 | 0 | 0 | 0 | 0 | 0 | 0
|  |  |  | Initial equity investment |  | USD 000s | 122.7273 |  | 0 | 0 | 0 | 0 | 0 | 0 | 0 | 0 | 0 | 0 | 0 | 0 | 0 | 0 | 0 | 0 | 0 | 0 | 0 | 0 | 122.7273 | 0 | 0 | 0 | 0 | 0 | 0 | 0 | 0 | 0 | 0 | 0 | 0 | 0 | 0 | 0 | 0 | 0 | 0 | 0 | 0 | 0 | 0 | 0 | 0 | 0 | 0 | 0 | 0 | 0 | 0 | 0 | 0 | 0 | 0 | 0
|  |  |  | Funding requirement - fixed | 0 | USD 000s | 179800.6979 | 0 | 0 | 0 | 0 | 0 | 0 | 0 | 0 | 0 | 0 | 0 | 0 | 0 | 0 | 0 | 0 | 0 | 0 | 0 | 0 | 0 | 41521.3067 | 23602.0099 | 25945.1538 | 27730.1487 | 21817.0954 | 9773.5085 | 4752.7051 | 290.1311 | 289.9393 | 2878.9937 | 148.5722 | 201.1171 | 3954.3173 | 41.1194 | 10.9452 | 2778.1141 | 10.9452 | 10.9452 | 10.7534 | 10.9452 | 10.7534 | 2965.5347 | 10.9452 | 10.3699 | 10.9452 | 18.3449 | 10.9452 | 10984.0928 | 0 | 0 | 0 | 0 | 0 | 0 | 0 | 0
|  |  |  | Total funding requirement | 179800.6979 | USD 000s
|  |  |  | Funding requirement - fixed | 0 | USD 000s | 179800.6979 | 0 | 0 | 0 | 0 | 0 | 0 | 0 | 0 | 0 | 0 | 0 | 0 | 0 | 0 | 0 | 0 | 0 | 0 | 0 | 0 | 0 | 41521.3067 | 23602.0099 | 25945.1538 | 27730.1487 | 21817.0954 | 9773.5085 | 4752.7051 | 290.1311 | 289.9393 | 2878.9937 | 148.5722 | 201.1171 | 3954.3173 | 41.1194 | 10.9452 | 2778.1141 | 10.9452 | 10.9452 | 10.7534 | 10.9452 | 10.7534 | 2965.5347 | 10.9452 | 10.3699 | 10.9452 | 18.3449 | 10.9452 | 10984.0928 | 0 | 0 | 0 | 0 | 0 | 0 | 0 | 0
|  |  |  | Initial equity investment | 0 | USD 000s | 122.7273 | 0 | 0 | 0 | 0 | 0 | 0 | 0 | 0 | 0 | 0 | 0 | 0 | 0 | 0 | 0 | 0 | 0 | 0 | 0 | 0 | 0 | 122.7273 | 0 | 0 | 0 | 0 | 0 | 0 | 0 | 0 | 0 | 0 | 0 | 0 | 0 | 0 | 0 | 0 | 0 | 0 | 0 | 0 | 0 | 0 | 0 | 0 | 0 | 0 | 0 | 0 | 0 | 0 | 0 | 0 | 0 | 0 | 0
|  |  |  | Funding requirement after initial capital |  | USD 000s | 179677.9707 |  | 0 | 0 | 0 | 0 | 0 | 0 | 0 | 0 | 0 | 0 | 0 | 0 | 0 | 0 | 0 | 0 | 0 | 0 | 0 | 0 | 41398.5794 | 23602.0099 | 25945.1538 | 27730.1487 | 21817.0954 | 9773.5085 | 4752.7051 | 290.1311 | 289.9393 | 2878.9937 | 148.5722 | 201.1171 | 3954.3173 | 41.1194 | 10.9452 | 2778.1141 | 10.9452 | 10.9452 | 10.7534 | 10.9452 | 10.7534 | 2965.5347 | 10.9452 | 10.3699 | 10.9452 | 18.3449 | 10.9452 | 10984.0928 | 0 | 0 | 0 | 0 | 0 | 0 | 0 | 0
|  |  |  | Total funding requirement after initial capital | 179677.9707 | USD 000s
|  |  |  | Funding requirement after initial capital | 0 | USD 000s | 179677.9707 | 0 | 0 | 0 | 0 | 0 | 0 | 0 | 0 | 0 | 0 | 0 | 0 | 0 | 0 | 0 | 0 | 0 | 0 | 0 | 0 | 0 | 41398.5794 | 23602.0099 | 25945.1538 | 27730.1487 | 21817.0954 | 9773.5085 | 4752.7051 | 290.1311 | 289.9393 | 2878.9937 | 148.5722 | 201.1171 | 3954.3173 | 41.1194 | 10.9452 | 2778.1141 | 10.9452 | 10.9452 | 10.7534 | 10.9452 | 10.7534 | 2965.5347 | 10.9452 | 10.3699 | 10.9452 | 18.3449 | 10.9452 | 10984.0928 | 0 | 0 | 0 | 0 | 0 | 0 | 0 | 0
|  |  |  | VAT used to reduce funding requirement | 0 | USD 000s | 0 | 0 | 0 | 0 | 0 | 0 | 0 | 0 | 0 | 0 | 0 | 0 | 0 | 0 | 0 | 0 | 0 | 0 | 0 | 0 | 0 | 0 | 0 | 0 | 0 | 0 | 0 | 0 | 0 | 0 | 0 | 0 | 0 | 0 | 0 | 0 | 0 | 0 | 0 | 0 | 0 | 0 | 0 | 0 | 0 | 0 | 0 | 0 | 0 | 0 | 0 | 0 | 0 | 0 | 0 | 0 | 0 | 0
|  |  |  | Funding requirement - adj for VAT and initial equity investment |  | USD 000s | 179677.9707 |  | 0 | 0 | 0 | 0 | 0 | 0 | 0 | 0 | 0 | 0 | 0 | 0 | 0 | 0 | 0 | 0 | 0 | 0 | 0 | 0 | 41398.5794 | 23602.0099 | 25945.1538 | 27730.1487 | 21817.0954 | 9773.5085 | 4752.7051 | 290.1311 | 289.9393 | 2878.9937 | 148.5722 | 201.1171 | 3954.3173 | 41.1194 | 10.9452 | 2778.1141 | 10.9452 | 10.9452 | 10.7534 | 10.9452 | 10.7534 | 2965.5347 | 10.9452 | 10.3699 | 10.9452 | 18.3449 | 10.9452 | 10984.0928 | 0 | 0 | 0 | 0 | 0 | 0 | 0 | 0
|  |  |  | Masdar share of EBL | 100% | %
|  |  |  | Funding requirement - adj for VAT and initial equity investment | 0 | USD 000s | 179677.9707 | 0 | 0 | 0 | 0 | 0 | 0 | 0 | 0 | 0 | 0 | 0 | 0 | 0 | 0 | 0 | 0 | 0 | 0 | 0 | 0 | 0 | 41398.5794 | 23602.0099 | 25945.1538 | 27730.1487 | 21817.0954 | 9773.5085 | 4752.7051 | 290.1311 | 289.9393 | 2878.9937 | 148.5722 | 201.1171 | 3954.3173 | 41.1194 | 10.9452 | 2778.1141 | 10.9452 | 10.9452 | 10.7534 | 10.9452 | 10.7534 | 2965.5347 | 10.9452 | 10.3699 | 10.9452 | 18.3449 | 10.9452 | 10984.0928 | 0 | 0 | 0 | 0 | 0 | 0 | 0 | 0
|  |  |  | Funding requirement after initial capital - masdar |  | USD 000s | 179677.9707 |  | 0 | 0 | 0 | 0 | 0 | 0 | 0 | 0 | 0 | 0 | 0 | 0 | 0 | 0 | 0 | 0 | 0 | 0 | 0 | 0 | 41398.5794 | 23602.0099 | 25945.1538 | 27730.1487 | 21817.0954 | 9773.5085 | 4752.7051 | 290.1311 | 289.9393 | 2878.9937 | 148.5722 | 201.1171 | 3954.3173 | 41.1194 | 10.9452 | 2778.1141 | 10.9452 | 10.9452 | 10.7534 | 10.9452 | 10.7534 | 2965.5347 | 10.9452 | 10.3699 | 10.9452 | 18.3449 | 10.9452 | 10984.0928 | 0 | 0 | 0 | 0 | 0 | 0 | 0 | 0
|  |  |  | [sponsor 2] share of EBL | 0% | %
|  |  |  | Funding requirement - adj for VAT and initial equity investment | 0 | USD 000s | 179677.9707 | 0 | 0 | 0 | 0 | 0 | 0 | 0 | 0 | 0 | 0 | 0 | 0 | 0 | 0 | 0 | 0 | 0 | 0 | 0 | 0 | 0 | 41398.5794 | 23602.0099 | 25945.1538 | 27730.1487 | 21817.0954 | 9773.5085 | 4752.7051 | 290.1311 | 289.9393 | 2878.9937 | 148.5722 | 201.1171 | 3954.3173 | 41.1194 | 10.9452 | 2778.1141 | 10.9452 | 10.9452 | 10.7534 | 10.9452 | 10.7534 | 2965.5347 | 10.9452 | 10.3699 | 10.9452 | 18.3449 | 10.9452 | 10984.0928 | 0 | 0 | 0 | 0 | 0 | 0 | 0 | 0
|  |  |  | Funding requirement after initial capital - [sponsor 2] |  | USD 000s | 0 |  | 0 | 0 | 0 | 0 | 0 | 0 | 0 | 0 | 0 | 0 | 0 | 0 | 0 | 0 | 0 | 0 | 0 | 0 | 0 | 0 | 0 | 0 | 0 | 0 | 0 | 0 | 0 | 0 | 0 | 0 | 0 | 0 | 0 | 0 | 0 | 0 | 0 | 0 | 0 | 0 | 0 | 0 | 0 | 0 | 0 | 0 | 0 | 0 | 0 | 0 | 0 | 0 | 0 | 0 | 0 | 0
Equity bridge funding share - masdar
|  |  |  | Equity funding requirement - fixed | 77634.9922 | USD 000s
|  |  |  | Minimum equity requirement | 122.7273 | USD 000s
|  |  |  | Masdar share of EBL | 100% | %
|  |  |  | Equity bridge / shareholder loan - masdar | 77512.265 | USD 000s
|  |  |  | Projectco EBL active | 0 | 1 = active, 0 = inactive
|  |  |  | Equity bridge / shareholder loan - masdar | 77512.265 | USD 000s
|  |  |  | Equity bridge drawdown - masdar | 0 | USD 000s | 0 | 0 | 0 | 0 | 0 | 0 | 0 | 0 | 0 | 0 | 0 | 0 | 0 | 0 | 0 | 0 | 0 | 0 | 0 | 0 | 0 | 0 | 0 | 0 | 0 | 0 | 0 | 0 | 0 | 0 | 0 | 0 | 0 | 0 | 0 | 0 | 0 | 0 | 0 | 0 | 0 | 0 | 0 | 0 | 0 | 0 | 0 | 0 | 0 | 0 | 0 | 0 | 0 | 0 | 0 | 0 | 0 | 0
|  |  |  | Undrawn equity bridge and upfront equity - masdar |  | USD 000s |  |  | 0 | 0 | 0 | 0 | 0 | 0 | 0 | 0 | 0 | 0 | 0 | 0 | 0 | 0 | 0 | 0 | 0 | 0 | 0 | 0 | 0 | 0 | 0 | 0 | 0 | 0 | 0 | 0 | 0 | 0 | 0 | 0 | 0 | 0 | 0 | 0 | 0 | 0 | 0 | 0 | 0 | 0 | 0 | 0 | 0 | 0 | 0 | 0 | 0 | 0 | 0 | 0 | 0 | 0 | 0 | 0
|  |  |  | Funding requirement after initial capital - masdar | 0 | USD 000s | 179677.9707 | 0 | 0 | 0 | 0 | 0 | 0 | 0 | 0 | 0 | 0 | 0 | 0 | 0 | 0 | 0 | 0 | 0 | 0 | 0 | 0 | 0 | 41398.5794 | 23602.0099 | 25945.1538 | 27730.1487 | 21817.0954 | 9773.5085 | 4752.7051 | 290.1311 | 289.9393 | 2878.9937 | 148.5722 | 201.1171 | 3954.3173 | 41.1194 | 10.9452 | 2778.1141 | 10.9452 | 10.9452 | 10.7534 | 10.9452 | 10.7534 | 2965.5347 | 10.9452 | 10.3699 | 10.9452 | 18.3449 | 10.9452 | 10984.0928 | 0 | 0 | 0 | 0 | 0 | 0 | 0 | 0
|  |  |  | Undrawn equity bridge and upfront equity - masdar | 0 | USD 000s | 0 | 0 | 0 | 0 | 0 | 0 | 0 | 0 | 0 | 0 | 0 | 0 | 0 | 0 | 0 | 0 | 0 | 0 | 0 | 0 | 0 | 0 | 0 | 0 | 0 | 0 | 0 | 0 | 0 | 0 | 0 | 0 | 0 | 0 | 0 | 0 | 0 | 0 | 0 | 0 | 0 | 0 | 0 | 0 | 0 | 0 | 0 | 0 | 0 | 0 | 0 | 0 | 0 | 0 | 0 | 0 | 0 | 0
|  |  |  | Equity bridge drawdown - upfront - masdar |  | USD 000s | 0 |  | 0 | 0 | 0 | 0 | 0 | 0 | 0 | 0 | 0 | 0 | 0 | 0 | 0 | 0 | 0 | 0 | 0 | 0 | 0 | 0 | 0 | 0 | 0 | 0 | 0 | 0 | 0 | 0 | 0 | 0 | 0 | 0 | 0 | 0 | 0 | 0 | 0 | 0 | 0 | 0 | 0 | 0 | 0 | 0 | 0 | 0 | 0 | 0 | 0 | 0 | 0 | 0 | 0 | 0 | 0 | 0
|  |  |  | Senior debt amount | 102165.7051 | USD 000s
|  |  |  | Equity funding requirement - fixed | 77634.9922 | USD 000s
|  |  |  | Leverage excl. initial capital and EGR (for pro-rata) - calc | 56.82% | %
|  |  |  | Debt drawdown based on input leverage | 0 | 1 = yes, 0 = no
|  |  |  | Leverage used for debt drawdown | 75% | %
|  |  |  | Leverage excl. initial capital and EGR (for pro-rata) - calc | 56.82% | %
|  |  |  | Leverage excl. initial capital and EGR (for pro-rata) - active | 56.82% | %
|  |  |  | Leverage excl. initial capital and EGR (for pro-rata) - active | 56.82% | %
|  |  |  | Equity bridge / shareholder loan - masdar | 77512.265 | USD 000s
|  |  |  | Equity bridge / shareholder loan - [sponsor 2] | 0 | USD 000s
|  |  |  | Equity bridge prorata drawdown % - masdar | 43.18% | %
|  |  |  | Equity bridge prorata drawdown % - masdar | 43.18% | %
|  |  |  | Funding requirement after initial capital - masdar | 0 | USD 000s | 179677.9707 | 0 | 0 | 0 | 0 | 0 | 0 | 0 | 0 | 0 | 0 | 0 | 0 | 0 | 0 | 0 | 0 | 0 | 0 | 0 | 0 | 0 | 41398.5794 | 23602.0099 | 25945.1538 | 27730.1487 | 21817.0954 | 9773.5085 | 4752.7051 | 290.1311 | 289.9393 | 2878.9937 | 148.5722 | 201.1171 | 3954.3173 | 41.1194 | 10.9452 | 2778.1141 | 10.9452 | 10.9452 | 10.7534 | 10.9452 | 10.7534 | 2965.5347 | 10.9452 | 10.3699 | 10.9452 | 18.3449 | 10.9452 | 10984.0928 | 0 | 0 | 0 | 0 | 0 | 0 | 0 | 0
|  |  |  | Undrawn equity bridge and upfront equity - masdar | 0 | USD 000s | 0 | 0 | 0 | 0 | 0 | 0 | 0 | 0 | 0 | 0 | 0 | 0 | 0 | 0 | 0 | 0 | 0 | 0 | 0 | 0 | 0 | 0 | 0 | 0 | 0 | 0 | 0 | 0 | 0 | 0 | 0 | 0 | 0 | 0 | 0 | 0 | 0 | 0 | 0 | 0 | 0 | 0 | 0 | 0 | 0 | 0 | 0 | 0 | 0 | 0 | 0 | 0 | 0 | 0 | 0 | 0 | 0 | 0
|  |  |  | Equity bridge drawdown - pro-rata - masdar |  | USD 000s | 0 |  | 0 | 0 | 0 | 0 | 0 | 0 | 0 | 0 | 0 | 0 | 0 | 0 | 0 | 0 | 0 | 0 | 0 | 0 | 0 | 0 | 0 | 0 | 0 | 0 | 0 | 0 | 0 | 0 | 0 | 0 | 0 | 0 | 0 | 0 | 0 | 0 | 0 | 0 | 0 | 0 | 0 | 0 | 0 | 0 | 0 | 0 | 0 | 0 | 0 | 0 | 0 | 0 | 0 | 0 | 0 | 0
|  |  |  | Equity drawdown scenario switch | 1 | 1 = upfront; 0 = pro-rata
|  |  |  | Equity bridge drawdown - upfront - masdar | 0 | USD 000s | 0 | 0 | 0 | 0 | 0 | 0 | 0 | 0 | 0 | 0 | 0 | 0 | 0 | 0 | 0 | 0 | 0 | 0 | 0 | 0 | 0 | 0 | 0 | 0 | 0 | 0 | 0 | 0 | 0 | 0 | 0 | 0 | 0 | 0 | 0 | 0 | 0 | 0 | 0 | 0 | 0 | 0 | 0 | 0 | 0 | 0 | 0 | 0 | 0 | 0 | 0 | 0 | 0 | 0 | 0 | 0 | 0 | 0
|  |  |  | Equity bridge drawdown - pro-rata - masdar | 0 | USD 000s | 0 | 0 | 0 | 0 | 0 | 0 | 0 | 0 | 0 | 0 | 0 | 0 | 0 | 0 | 0 | 0 | 0 | 0 | 0 | 0 | 0 | 0 | 0 | 0 | 0 | 0 | 0 | 0 | 0 | 0 | 0 | 0 | 0 | 0 | 0 | 0 | 0 | 0 | 0 | 0 | 0 | 0 | 0 | 0 | 0 | 0 | 0 | 0 | 0 | 0 | 0 | 0 | 0 | 0 | 0 | 0 | 0 | 0
|  |  |  | Equity bridge drawdown - masdar |  | USD 000s | 0 |  | 0 | 0 | 0 | 0 | 0 | 0 | 0 | 0 | 0 | 0 | 0 | 0 | 0 | 0 | 0 | 0 | 0 | 0 | 0 | 0 | 0 | 0 | 0 | 0 | 0 | 0 | 0 | 0 | 0 | 0 | 0 | 0 | 0 | 0 | 0 | 0 | 0 | 0 | 0 | 0 | 0 | 0 | 0 | 0 | 0 | 0 | 0 | 0 | 0 | 0 | 0 | 0 | 0 | 0 | 0 | 0
|  |  |  | Equity bridge balance - masdar BEG |  | USD 000s |  |  | 0 | 0 | 0 | 0 | 0 | 0 | 0 | 0 | 0 | 0 | 0 | 0 | 0 | 0 | 0 | 0 | 0 | 0 | 0 | 0 | 0 | 0 | 0 | 0 | 0 | 0 | 0 | 0 | 0 | 0 | 0 | 0 | 0 | 0 | 0 | 0 | 0 | 0 | 0 | 0 | 0 | 0 | 0 | 0 | 0 | 0 | 0 | 0 | 0 | 0 | 0 | 0 | 0 | 0 | 0 | 0
|  |  | Plus | Equity bridge drawdown - masdar | 0 | USD 000s | 0 | 0 | 0 | 0 | 0 | 0 | 0 | 0 | 0 | 0 | 0 | 0 | 0 | 0 | 0 | 0 | 0 | 0 | 0 | 0 | 0 | 0 | 0 | 0 | 0 | 0 | 0 | 0 | 0 | 0 | 0 | 0 | 0 | 0 | 0 | 0 | 0 | 0 | 0 | 0 | 0 | 0 | 0 | 0 | 0 | 0 | 0 | 0 | 0 | 0 | 0 | 0 | 0 | 0 | 0 | 0 | 0 | 0
|  |  | Plus | Equity bridge interest - rolled up - masdar | 0 | USD 000s | 0 | 0 | 0 | 0 | 0 | 0 | 0 | 0 | 0 | 0 | 0 | 0 | 0 | 0 | 0 | 0 | 0 | 0 | 0 | 0 | 0 | 0 | 0 | 0 | 0 | 0 | 0 | 0 | 0 | 0 | 0 | 0 | 0 | 0 | 0 | 0 | 0 | 0 | 0 | 0 | 0 | 0 | 0 | 0 | 0 | 0 | 0 | 0 | 0 | 0 | 0 | 0 | 0 | 0 | 0 | 0 | 0 | 0
|  |  | Plus | Equity bridge upfront fee - rolled up - masdar | 0 | USD 000s | 0 | 0 | 0 | 0 | 0 | 0 | 0 | 0 | 0 | 0 | 0 | 0 | 0 | 0 | 0 | 0 | 0 | 0 | 0 | 0 | 0 | 0 | 0 | 0 | 0 | 0 | 0 | 0 | 0 | 0 | 0 | 0 | 0 | 0 | 0 | 0 | 0 | 0 | 0 | 0 | 0 | 0 | 0 | 0 | 0 | 0 | 0 | 0 | 0 | 0 | 0 | 0 | 0 | 0 | 0 | 0 | 0 | 0
|  |  | Plus | Equity bridge commitment fee - rolled up - masdar | 0 | USD 000s | 0 | 0 | 0 | 0 | 0 | 0 | 0 | 0 | 0 | 0 | 0 | 0 | 0 | 0 | 0 | 0 | 0 | 0 | 0 | 0 | 0 | 0 | 0 | 0 | 0 | 0 | 0 | 0 | 0 | 0 | 0 | 0 | 0 | 0 | 0 | 0 | 0 | 0 | 0 | 0 | 0 | 0 | 0 | 0 | 0 | 0 | 0 | 0 | 0 | 0 | 0 | 0 | 0 | 0 | 0 | 0 | 0 | 0
|  |  | Plus | WHT on equity bridge interest and fees - rolled up - masdar | 0 | USD 000s | 0 | 0 | 0 | 0 | 0 | 0 | 0 | 0 | 0 | 0 | 0 | 0 | 0 | 0 | 0 | 0 | 0 | 0 | 0 | 0 | 0 | 0 | 0 | 0 | 0 | 0 | 0 | 0 | 0 | 0 | 0 | 0 | 0 | 0 | 0 | 0 | 0 | 0 | 0 | 0 | 0 | 0 | 0 | 0 | 0 | 0 | 0 | 0 | 0 | 0 | 0 | 0 | 0 | 0 | 0 | 0 | 0 | 0
|  |  | Less | Repayment of equity bridge - masdar | 0 | USD 000s | 0 | 0 | 0 | 0 | 0 | 0 | 0 | 0 | 0 | 0 | 0 | 0 | 0 | 0 | 0 | 0 | 0 | 0 | 0 | 0 | 0 | 0 | 0 | 0 | 0 | 0 | 0 | 0 | 0 | 0 | 0 | 0 | 0 | 0 | 0 | 0 | 0 | 0 | 0 | 0 | 0 | 0 | 0 | 0 | 0 | 0 | 0 | 0 | 0 | 0 | 0 | 0 | 0 | 0 | 0 | 0 | 0 | 0
|  |  |  | Equity bridge balance - masdar |  | USD 000s |  |  | 0 | 0 | 0 | 0 | 0 | 0 | 0 | 0 | 0 | 0 | 0 | 0 | 0 | 0 | 0 | 0 | 0 | 0 | 0 | 0 | 0 | 0 | 0 | 0 | 0 | 0 | 0 | 0 | 0 | 0 | 0 | 0 | 0 | 0 | 0 | 0 | 0 | 0 | 0 | 0 | 0 | 0 | 0 | 0 | 0 | 0 | 0 | 0 | 0 | 0 | 0 | 0 | 0 | 0 | 0 | 0
|  |  |  | Equity bridge balance - masdar | 0 | USD 000s | 0 | 0 | 0 | 0 | 0 | 0 | 0 | 0 | 0 | 0 | 0 | 0 | 0 | 0 | 0 | 0 | 0 | 0 | 0 | 0 | 0 | 0 | 0 | 0 | 0 | 0 | 0 | 0 | 0 | 0 | 0 | 0 | 0 | 0 | 0 | 0 | 0 | 0 | 0 | 0 | 0 | 0 | 0 | 0 | 0 | 0 | 0 | 0 | 0 | 0 | 0 | 0 | 0 | 0 | 0 | 0 | 0 | 0
|  |  |  | Last construction period flag - monthly | 0 | flag | 1 | 0 | 0 | 0 | 0 | 0 | 0 | 0 | 0 | 0 | 0 | 0 | 0 | 0 | 0 | 0 | 0 | 0 | 0 | 0 | 0 | 0 | 0 | 0 | 0 | 0 | 0 | 0 | 0 | 0 | 0 | 0 | 0 | 0 | 0 | 0 | 0 | 0 | 0 | 0 | 0 | 0 | 0 | 0 | 0 | 0 | 0 | 0 | 0 | 1 | 0 | 0 | 0 | 0 | 0 | 0 | 0 | 0
|  |  |  | Equity bridge balance at end construction - masdar | 0 | USD 000s
|  |  |  | Funding requirement - adj for VAT and initial equity investment | 0 | USD 000s | 179677.9707 | 0 | 0 | 0 | 0 | 0 | 0 | 0 | 0 | 0 | 0 | 0 | 0 | 0 | 0 | 0 | 0 | 0 | 0 | 0 | 0 | 0 | 41398.5794 | 23602.0099 | 25945.1538 | 27730.1487 | 21817.0954 | 9773.5085 | 4752.7051 | 290.1311 | 289.9393 | 2878.9937 | 148.5722 | 201.1171 | 3954.3173 | 41.1194 | 10.9452 | 2778.1141 | 10.9452 | 10.9452 | 10.7534 | 10.9452 | 10.7534 | 2965.5347 | 10.9452 | 10.3699 | 10.9452 | 18.3449 | 10.9452 | 10984.0928 | 0 | 0 | 0 | 0 | 0 | 0 | 0 | 0
|  |  |  | Share capital drawdown | 0 | USD 000s | 19500.7935 | 0 | 0 | 0 | 0 | 0 | 0 | 0 | 0 | 0 | 0 | 0 | 0 | 0 | 0 | 0 | 0 | 0 | 0 | 0 | 0 | 0 | 10472.3721 | 5900.5025 | 3127.9189 | 0 | 0 | 0 | 0 | 0 | 0 | 0 | 0 | 0 | 0 | 0 | 0 | 0 | 0 | 0 | 0 | 0 | 0 | 0 | 0 | 0 | 0 | 0 | 0 | 0 | 0 | 0 | 0 | 0 | 0 | 0 | 0 | 0
|  |  |  | Initial equity investment | 0 | USD 000s | 122.7273 | 0 | 0 | 0 | 0 | 0 | 0 | 0 | 0 | 0 | 0 | 0 | 0 | 0 | 0 | 0 | 0 | 0 | 0 | 0 | 0 | 0 | 122.7273 | 0 | 0 | 0 | 0 | 0 | 0 | 0 | 0 | 0 | 0 | 0 | 0 | 0 | 0 | 0 | 0 | 0 | 0 | 0 | 0 | 0 | 0 | 0 | 0 | 0 | 0 | 0 | 0 | 0 | 0 | 0 | 0 | 0 | 0 | 0
|  |  |  | Equity bridge drawdown - masdar | 0 | USD 000s | 0 | 0 | 0 | 0 | 0 | 0 | 0 | 0 | 0 | 0 | 0 | 0 | 0 | 0 | 0 | 0 | 0 | 0 | 0 | 0 | 0 | 0 | 0 | 0 | 0 | 0 | 0 | 0 | 0 | 0 | 0 | 0 | 0 | 0 | 0 | 0 | 0 | 0 | 0 | 0 | 0 | 0 | 0 | 0 | 0 | 0 | 0 | 0 | 0 | 0 | 0 | 0 | 0 | 0 | 0 | 0 | 0 | 0
|  |  |  | Equity bridge drawdown - [sponsor 2] | 0 | USD 000s | 0 | 0 | 0 | 0 | 0 | 0 | 0 | 0 | 0 | 0 | 0 | 0 | 0 | 0 | 0 | 0 | 0 | 0 | 0 | 0 | 0 | 0 | 0 | 0 | 0 | 0 | 0 | 0 | 0 | 0 | 0 | 0 | 0 | 0 | 0 | 0 | 0 | 0 | 0 | 0 | 0 | 0 | 0 | 0 | 0 | 0 | 0 | 0 | 0 | 0 | 0 | 0 | 0 | 0 | 0 | 0 | 0 | 0
|  |  |  | Shareholder loan drawdown - funding | 0 | USD 000s | 58134.1987 | 0 | 0 | 0 | 0 | 0 | 0 | 0 | 0 | 0 | 0 | 0 | 0 | 0 | 0 | 0 | 0 | 0 | 0 | 0 | 0 | 0 | 31048.9346 | 17701.5075 | 9383.7567 | 0 | 0 | 0 | 0 | 0 | 0 | 0 | 0 | 0 | 0 | 0 | 0 | 0 | 0 | 0 | 0 | 0 | 0 | 0 | 0 | 0 | 0 | 0 | 0 | 0 | 0 | 0 | 0 | 0 | 0 | 0 | 0 | 0
|  |  |  | Funding requirement for construction debt |  | USD 000s | 102165.7057 |  | 0 | 0 | 0 | 0 | 0 | 0 | 0 | 0 | 0 | 0 | 0 | 0 | 0 | 0 | 0 | 0 | 0 | 0 | 0 | 0 | 0 | 0 | 13433.4782 | 27730.1487 | 21817.0954 | 9773.5085 | 4752.7051 | 290.1311 | 289.9393 | 2878.9937 | 148.5722 | 201.1171 | 3954.3173 | 41.1194 | 10.9452 | 2778.1141 | 10.9452 | 10.9452 | 10.7534 | 10.9452 | 10.7534 | 2965.5347 | 10.9452 | 10.3699 | 10.9452 | 18.3449 | 10.9452 | 10984.0928 | 0 | 0 | 0 | 0 | 0 | 0 | 0 | 0
|  |  |  | Equity bridge SOFR based swap rate - construction - Masdar | 0% | % p.a.
|  |  |  | EBL + Senior debt swap rate - sensitivity | 0% | % p.a.
|  |  |  | Equity bridge swap rate margin - construction - Masdar | 0% | % p.a.
|  |  |  | Holdco EBL % hedged | 0% | % | bar: 0 to 56
|  |  |  | 6M SOFR forward curve - construction period | 0% | % p.a. | 0% | 0% | 0% | 0% | 0% | 0% | 0% | 0% | 0% | 0% | 0% | 0% | 0% | 0% | 0% | 0% | 0% | 0% | 0% | 0% | 0% | 0% | 5.027% | 5.027% | 5.027% | 5.027% | 4.933% | 4.933% | 4.933% | 4.933% | 4.933% | 4.933% | 3.961% | 3.961% | 3.961% | 3.961% | 3.961% | 3.961% | 3.133% | 3.133% | 3.133% | 3.133% | 3.133% | 3.133% | 2.742% | 2.742% | 2.742% | 2.742% | 2.742% | 2.742% | 2.742% | 2.742% | 2.742% | 2.742% | 2.742% | 2.742% | 2.742% | 2.742%
|  |  |  | Construction period flag - monthly | 0 | flag | 27 | 0 | 0 | 0 | 0 | 0 | 0 | 0 | 0 | 0 | 0 | 0 | 0 | 0 | 0 | 0 | 0 | 0 | 0 | 0 | 0 | 0 | 0 | 1 | 1 | 1 | 1 | 1 | 1 | 1 | 1 | 1 | 1 | 1 | 1 | 1 | 1 | 1 | 1 | 1 | 1 | 1 | 1 | 1 | 1 | 1 | 1 | 1 | 1 | 1 | 0 | 0 | 0 | 0 | 0 | 0 | 0 | 0
|  |  |  | Equity bridge - availability period base rate - masdar |  | % p.a. |  |  | 0% | 0% | 0% | 0% | 0% | 0% | 0% | 0% | 0% | 0% | 0% | 0% | 0% | 0% | 0% | 0% | 0% | 0% | 0% | 0% | 0% | 5.027% | 5.027% | 5.027% | 4.933% | 4.933% | 4.933% | 4.933% | 4.933% | 4.933% | 3.961% | 3.961% | 3.961% | 3.961% | 3.961% | 3.961% | 3.133% | 3.133% | 3.133% | 3.133% | 3.133% | 3.133% | 2.742% | 2.742% | 2.742% | 2.742% | 2.742% | 2.742% | 0% | 0% | 0% | 0% | 0% | 0% | 0% | 0%
|  |  |  | Equity bridge margin - Masdar | 0% | % p.a.
|  |  |  | Equity bridge day count convention | 360 | days
|  |  |  | Equity bridge - availability period base rate - masdar | 0% | % p.a. | 0% | 0% | 0% | 0% | 0% | 0% | 0% | 0% | 0% | 0% | 0% | 0% | 0% | 0% | 0% | 0% | 0% | 0% | 0% | 0% | 0% | 0% | 0% | 5.027% | 5.027% | 5.027% | 4.933% | 4.933% | 4.933% | 4.933% | 4.933% | 4.933% | 3.961% | 3.961% | 3.961% | 3.961% | 3.961% | 3.961% | 3.133% | 3.133% | 3.133% | 3.133% | 3.133% | 3.133% | 2.742% | 2.742% | 2.742% | 2.742% | 2.742% | 2.742% | 0% | 0% | 0% | 0% | 0% | 0% | 0% | 0%
|  |  |  | Days in period - construction | 0 | days | 0 | 0 | 31 | 31 | 30 | 31 | 30 | 31 | 31 | 28 | 31 | 30 | 31 | 30 | 31 | 31 | 30 | 31 | 30 | 31 | 31 | 28 | 31 | 30 | 31 | 30 | 31 | 31 | 30 | 31 | 30 | 31 | 31 | 29 | 31 | 30 | 31 | 30 | 31 | 31 | 30 | 31 | 30 | 31 | 31 | 28 | 31 | 30 | 31 | 30 | 31 | 31 | 30 | 31 | 30 | 31 | 31 | 28
|  |  |  | Construction period flag - monthly | 0 | flag | 27 | 0 | 0 | 0 | 0 | 0 | 0 | 0 | 0 | 0 | 0 | 0 | 0 | 0 | 0 | 0 | 0 | 0 | 0 | 0 | 0 | 0 | 0 | 1 | 1 | 1 | 1 | 1 | 1 | 1 | 1 | 1 | 1 | 1 | 1 | 1 | 1 | 1 | 1 | 1 | 1 | 1 | 1 | 1 | 1 | 1 | 1 | 1 | 1 | 1 | 0 | 0 | 0 | 0 | 0 | 0 | 0 | 0
|  |  |  | Equity bridge period interest rate - masdar |  | % | 8.774% |  | 0% | 0% | 0% | 0% | 0% | 0% | 0% | 0% | 0% | 0% | 0% | 0% | 0% | 0% | 0% | 0% | 0% | 0% | 0% | 0% | 0% | 0.4189% | 0.4329% | 0.4189% | 0.4248% | 0.4248% | 0.4111% | 0.4248% | 0.4111% | 0.4248% | 0.3411% | 0.3191% | 0.3411% | 0.3301% | 0.3411% | 0.3301% | 0.2698% | 0.2698% | 0.2611% | 0.2698% | 0.2611% | 0.2698% | 0.2361% | 0.2132% | 0.2361% | 0.2285% | 0.2361% | 0.2285% | 0% | 0% | 0% | 0% | 0% | 0% | 0% | 0%
|  |  |  | Equity bridge period interest rate - masdar | 0% | % | 8.774% | 0% | 0% | 0% | 0% | 0% | 0% | 0% | 0% | 0% | 0% | 0% | 0% | 0% | 0% | 0% | 0% | 0% | 0% | 0% | 0% | 0% | 0% | 0.4189% | 0.4329% | 0.4189% | 0.4248% | 0.4248% | 0.4111% | 0.4248% | 0.4111% | 0.4248% | 0.3411% | 0.3191% | 0.3411% | 0.3301% | 0.3411% | 0.3301% | 0.2698% | 0.2698% | 0.2611% | 0.2698% | 0.2611% | 0.2698% | 0.2361% | 0.2132% | 0.2361% | 0.2285% | 0.2361% | 0.2285% | 0% | 0% | 0% | 0% | 0% | 0% | 0% | 0%
|  |  |  | Equity bridge balance - masdar BEG | 0 | USD 000s | 0 | 0 | 0 | 0 | 0 | 0 | 0 | 0 | 0 | 0 | 0 | 0 | 0 | 0 | 0 | 0 | 0 | 0 | 0 | 0 | 0 | 0 | 0 | 0 | 0 | 0 | 0 | 0 | 0 | 0 | 0 | 0 | 0 | 0 | 0 | 0 | 0 | 0 | 0 | 0 | 0 | 0 | 0 | 0 | 0 | 0 | 0 | 0 | 0 | 0 | 0 | 0 | 0 | 0 | 0 | 0 | 0 | 0
|  |  |  | Equity bridge drawdown - masdar | 0 | USD 000s | 0 | 0 | 0 | 0 | 0 | 0 | 0 | 0 | 0 | 0 | 0 | 0 | 0 | 0 | 0 | 0 | 0 | 0 | 0 | 0 | 0 | 0 | 0 | 0 | 0 | 0 | 0 | 0 | 0 | 0 | 0 | 0 | 0 | 0 | 0 | 0 | 0 | 0 | 0 | 0 | 0 | 0 | 0 | 0 | 0 | 0 | 0 | 0 | 0 | 0 | 0 | 0 | 0 | 0 | 0 | 0 | 0 | 0
|  |  |  | Construction period ppf | 0 | time factor | 27 | 0 | 0 | 0 | 0 | 0 | 0 | 0 | 0 | 0 | 0 | 0 | 0 | 0 | 0 | 0 | 0 | 0 | 0 | 0 | 0 | 0 | 0 | 1 | 1 | 1 | 1 | 1 | 1 | 1 | 1 | 1 | 1 | 1 | 1 | 1 | 1 | 1 | 1 | 1 | 1 | 1 | 1 | 1 | 1 | 1 | 1 | 1 | 1 | 1 | 0 | 0 | 0 | 0 | 0 | 0 | 0 | 0
|  |  |  | Construction / FC overlap flag | 0 | flag | 0 | 0 | 0 | 0 | 0 | 0 | 0 | 0 | 0 | 0 | 0 | 0 | 0 | 0 | 0 | 0 | 0 | 0 | 0 | 0 | 0 | 0 | 0 | 0 | 0 | 0 | 0 | 0 | 0 | 0 | 0 | 0 | 0 | 0 | 0 | 0 | 0 | 0 | 0 | 0 | 0 | 0 | 0 | 0 | 0 | 0 | 0 | 0 | 0 | 0 | 0 | 0 | 0 | 0 | 0 | 0 | 0 | 0
|  |  |  | Equity bridge interest - masdar |  | USD 000s | 0 |  | 0 | 0 | 0 | 0 | 0 | 0 | 0 | 0 | 0 | 0 | 0 | 0 | 0 | 0 | 0 | 0 | 0 | 0 | 0 | 0 | 0 | 0 | 0 | 0 | 0 | 0 | 0 | 0 | 0 | 0 | 0 | 0 | 0 | 0 | 0 | 0 | 0 | 0 | 0 | 0 | 0 | 0 | 0 | 0 | 0 | 0 | 0 | 0 | 0 | 0 | 0 | 0 | 0 | 0 | 0 | 0
|  |  |  | Project Co EBL interest & fee pre-pcod paid vs rolled-up switch | 0 | 0 = paid, 1 = rolled-up
|  |  |  | Equity bridge interest - masdar | 0 | USD 000s | 0 | 0 | 0 | 0 | 0 | 0 | 0 | 0 | 0 | 0 | 0 | 0 | 0 | 0 | 0 | 0 | 0 | 0 | 0 | 0 | 0 | 0 | 0 | 0 | 0 | 0 | 0 | 0 | 0 | 0 | 0 | 0 | 0 | 0 | 0 | 0 | 0 | 0 | 0 | 0 | 0 | 0 | 0 | 0 | 0 | 0 | 0 | 0 | 0 | 0 | 0 | 0 | 0 | 0 | 0 | 0 | 0 | 0
|  |  |  | Equity bridge interest - paid - masdar |  | USD 000s | 0 |  | 0 | 0 | 0 | 0 | 0 | 0 | 0 | 0 | 0 | 0 | 0 | 0 | 0 | 0 | 0 | 0 | 0 | 0 | 0 | 0 | 0 | 0 | 0 | 0 | 0 | 0 | 0 | 0 | 0 | 0 | 0 | 0 | 0 | 0 | 0 | 0 | 0 | 0 | 0 | 0 | 0 | 0 | 0 | 0 | 0 | 0 | 0 | 0 | 0 | 0 | 0 | 0 | 0 | 0 | 0 | 0
|  |  |  | Equity bridge interest - masdar | 0 | USD 000s | 0 | 0 | 0 | 0 | 0 | 0 | 0 | 0 | 0 | 0 | 0 | 0 | 0 | 0 | 0 | 0 | 0 | 0 | 0 | 0 | 0 | 0 | 0 | 0 | 0 | 0 | 0 | 0 | 0 | 0 | 0 | 0 | 0 | 0 | 0 | 0 | 0 | 0 | 0 | 0 | 0 | 0 | 0 | 0 | 0 | 0 | 0 | 0 | 0 | 0 | 0 | 0 | 0 | 0 | 0 | 0 | 0 | 0
|  |  |  | Equity bridge interest - paid - masdar | 0 | USD 000s | 0 | 0 | 0 | 0 | 0 | 0 | 0 | 0 | 0 | 0 | 0 | 0 | 0 | 0 | 0 | 0 | 0 | 0 | 0 | 0 | 0 | 0 | 0 | 0 | 0 | 0 | 0 | 0 | 0 | 0 | 0 | 0 | 0 | 0 | 0 | 0 | 0 | 0 | 0 | 0 | 0 | 0 | 0 | 0 | 0 | 0 | 0 | 0 | 0 | 0 | 0 | 0 | 0 | 0 | 0 | 0 | 0 | 0
|  |  |  | Equity bridge interest - rolled up - masdar |  | USD 000s | 0 |  | 0 | 0 | 0 | 0 | 0 | 0 | 0 | 0 | 0 | 0 | 0 | 0 | 0 | 0 | 0 | 0 | 0 | 0 | 0 | 0 | 0 | 0 | 0 | 0 | 0 | 0 | 0 | 0 | 0 | 0 | 0 | 0 | 0 | 0 | 0 | 0 | 0 | 0 | 0 | 0 | 0 | 0 | 0 | 0 | 0 | 0 | 0 | 0 | 0 | 0 | 0 | 0 | 0 | 0 | 0 | 0
Equity bridge interest hedged - masdar
|  |  |  | % of Project Co EBL hedged | 0% | %
|  |  |  | Senior debt interest payment frequency flag | 0 | flag | 0 | 0 | 0 | 0 | 0 | 0 | 0 | 0 | 0 | 0 | 0 | 0 | 0 | 0 | 0 | 0 | 0 | 0 | 0 | 0 | 0 | 0 | 1 | 0 | 0 | 0 | 0 | 0 | 1 | 0 | 0 | 0 | 0 | 0 | 1 | 0 | 0 | 0 | 0 | 0 | 1 | 0 | 0 | 0 | 0 | 0 | 1 | 0 | 0 | 0 | 0 | 0 | 0 | 0 | 0 | 0 | 0 | 0
|  |  |  | Equity bridge balance - masdar BEG | 0 | USD 000s | 0 | 0 | 0 | 0 | 0 | 0 | 0 | 0 | 0 | 0 | 0 | 0 | 0 | 0 | 0 | 0 | 0 | 0 | 0 | 0 | 0 | 0 | 0 | 0 | 0 | 0 | 0 | 0 | 0 | 0 | 0 | 0 | 0 | 0 | 0 | 0 | 0 | 0 | 0 | 0 | 0 | 0 | 0 | 0 | 0 | 0 | 0 | 0 | 0 | 0 | 0 | 0 | 0 | 0 | 0 | 0 | 0 | 0
|  |  |  | EBL ProjCo calculated notional balance - BEG |  | USD 000s |  |  | 0 | 0 | 0 | 0 | 0 | 0 | 0 | 0 | 0 | 0 | 0 | 0 | 0 | 0 | 0 | 0 | 0 | 0 | 0 | 0 | 0 | 0 | 0 | 0 | 0 | 0 | 0 | 0 | 0 | 0 | 0 | 0 | 0 | 0 | 0 | 0 | 0 | 0 | 0 | 0 | 0 | 0 | 0 | 0 | 0 | 0 | 0 | 0 | 0 | 0 | 0 | 0 | 0 | 0 | 0 | 0
|  |  |  | Units in a thousand | 1000 | units in thousand
|  |  |  | EBL ProjCo calculated notional balance - BEG | 0 | USD 000s | 0 | 0 | 0 | 0 | 0 | 0 | 0 | 0 | 0 | 0 | 0 | 0 | 0 | 0 | 0 | 0 | 0 | 0 | 0 | 0 | 0 | 0 | 0 | 0 | 0 | 0 | 0 | 0 | 0 | 0 | 0 | 0 | 0 | 0 | 0 | 0 | 0 | 0 | 0 | 0 | 0 | 0 | 0 | 0 | 0 | 0 | 0 | 0 | 0 | 0 | 0 | 0 | 0 | 0 | 0 | 0 | 0 | 0
|  |  |  | EBL ProjCo calculated notional balance - BEG (USD) |  | USD |  |  | 0 | 0 | 0 | 0 | 0 | 0 | 0 | 0 | 0 | 0 | 0 | 0 | 0 | 0 | 0 | 0 | 0 | 0 | 0 | 0 | 0 | 0 | 0 | 0 | 0 | 0 | 0 | 0 | 0 | 0 | 0 | 0 | 0 | 0 | 0 | 0 | 0 | 0 | 0 | 0 | 0 | 0 | 0 | 0 | 0 | 0 | 0 | 0 | 0 | 0 | 0 | 0 | 0 | 0 | 0 | 0
|  |  |  | EBL hedging based on calculated debt | 1 | 1 = input, 0 = notional based
|  |  |  | % of Project Co EBL hedged | 0% | %
|  |  |  | Equity bridge balance - masdar BEG | 0 | USD 000s | 0 | 0 | 0 | 0 | 0 | 0 | 0 | 0 | 0 | 0 | 0 | 0 | 0 | 0 | 0 | 0 | 0 | 0 | 0 | 0 | 0 | 0 | 0 | 0 | 0 | 0 | 0 | 0 | 0 | 0 | 0 | 0 | 0 | 0 | 0 | 0 | 0 | 0 | 0 | 0 | 0 | 0 | 0 | 0 | 0 | 0 | 0 | 0 | 0 | 0 | 0 | 0 | 0 | 0 | 0 | 0 | 0 | 0
|  |  |  | EBL ProjCo calculated notional balance - BEG | 0 | USD 000s | 0 | 0 | 0 | 0 | 0 | 0 | 0 | 0 | 0 | 0 | 0 | 0 | 0 | 0 | 0 | 0 | 0 | 0 | 0 | 0 | 0 | 0 | 0 | 0 | 0 | 0 | 0 | 0 | 0 | 0 | 0 | 0 | 0 | 0 | 0 | 0 | 0 | 0 | 0 | 0 | 0 | 0 | 0 | 0 | 0 | 0 | 0 | 0 | 0 | 0 | 0 | 0 | 0 | 0 | 0 | 0 | 0 | 0
|  |  |  | EBL notional profile during construction - hedged portion - Masdar | 0 | USD | 0 | 0 | 0 | 0 | 0 | 0 | 0 | 0 | 0 | 0 | 0 | 0 | 0 | 0 | 0 | 0 | 0 | 0 | 0 | 0 | 0 | 0 | 0 | 0 | 0 | 0 | 0 | 0 | 0 | 0 | 0 | 0 | 0 | 0 | 0 | 0 | 0 | 0 | 0 | 0 | 0 | 0 | 0 | 0 | 0 | 0 | 0 | 0 | 0 | 0 | 0 | 0 | 0 | 0 | 0 | 0 | 0 | 0
|  |  |  | Holdco EBL % hedged |  | % | bar: 1 to 56
|  |  |  | Senior debt interest payment frequency flag | 0 | flag | 0 | 0 | 0 | 0 | 0 | 0 | 0 | 0 | 0 | 0 | 0 | 0 | 0 | 0 | 0 | 0 | 0 | 0 | 0 | 0 | 0 | 0 | 1 | 0 | 0 | 0 | 0 | 0 | 1 | 0 | 0 | 0 | 0 | 0 | 1 | 0 | 0 | 0 | 0 | 0 | 1 | 0 | 0 | 0 | 0 | 0 | 1 | 0 | 0 | 0 | 0 | 0 | 0 | 0 | 0 | 0 | 0 | 0
|  |  |  | Equity bridge balance - masdar BEG | 0 | USD 000s | 0 | 0 | 0 | 0 | 0 | 0 | 0 | 0 | 0 | 0 | 0 | 0 | 0 | 0 | 0 | 0 | 0 | 0 | 0 | 0 | 0 | 0 | 0 | 0 | 0 | 0 | 0 | 0 | 0 | 0 | 0 | 0 | 0 | 0 | 0 | 0 | 0 | 0 | 0 | 0 | 0 | 0 | 0 | 0 | 0 | 0 | 0 | 0 | 0 | 0 | 0 | 0 | 0 | 0 | 0 | 0 | 0 | 0
|  |  |  | EBL notional profile during construction - hedged portion - Masdar | 0 | USD | 0 | 0 | 0 | 0 | 0 | 0 | 0 | 0 | 0 | 0 | 0 | 0 | 0 | 0 | 0 | 0 | 0 | 0 | 0 | 0 | 0 | 0 | 0 | 0 | 0 | 0 | 0 | 0 | 0 | 0 | 0 | 0 | 0 | 0 | 0 | 0 | 0 | 0 | 0 | 0 | 0 | 0 | 0 | 0 | 0 | 0 | 0 | 0 | 0 | 0 | 0 | 0 | 0 | 0 | 0 | 0 | 0 | 0
|  |  |  | % of HoldCo EBL hedged during construction - on interest payment date |  | % | * for info | [6 empty] | 0% | 0% | 0% | 0% | 0% | 0% | 0% | 0% | 0% | 0% | 0% | 0% | 0% | 0% | 0% | 0% | 0% | 0% | 0% | 0% | 0% | 0% | 0% | 0% | 0% | 0% | 0% | 0% | 0% | 0% | 0% | 0% | 0% | 0% | 0% | 0% | 0% | 0% | 0% | 0% | 0% | 0% | 0% | 0% | 0% | 0% | 0% | 0% | 0% | 0% | 0%
Equity bridge fees - masdar
|  |  |  | Projectco EBL active | 0 | 1 = active, 0 = inactive
|  |  |  | Equity bridge upfront fee - Masdar | 0% | %
|  |  |  | Equity bridge / shareholder loan - masdar | 77512.265 | USD 000s
|  |  |  | Equity bridge interest and fees rolled up - Masdar - fixed | 0 | USD 000s
|  |  |  | Financial close date flag - construction | 0 | flag | 1 | 0 | 0 | 0 | 0 | 0 | 0 | 0 | 0 | 0 | 0 | 0 | 0 | 0 | 0 | 0 | 0 | 0 | 0 | 0 | 0 | 0 | 1 | 0 | 0 | 0 | 0 | 0 | 0 | 0 | 0 | 0 | 0 | 0 | 0 | 0 | 0 | 0 | 0 | 0 | 0 | 0 | 0 | 0 | 0 | 0 | 0 | 0 | 0 | 0 | 0 | 0 | 0 | 0 | 0 | 0 | 0 | 0
|  |  |  | Equity bridge upfront fee - masdar |  | USD 000s | 0 |  | 0 | 0 | 0 | 0 | 0 | 0 | 0 | 0 | 0 | 0 | 0 | 0 | 0 | 0 | 0 | 0 | 0 | 0 | 0 | 0 | 0 | 0 | 0 | 0 | 0 | 0 | 0 | 0 | 0 | 0 | 0 | 0 | 0 | 0 | 0 | 0 | 0 | 0 | 0 | 0 | 0 | 0 | 0 | 0 | 0 | 0 | 0 | 0 | 0 | 0 | 0 | 0 | 0 | 0 | 0 | 0
|  |  |  | Project Co EBL interest & fee pre-pcod paid vs rolled-up switch | 0 | 0 = paid, 1 = rolled-up
|  |  |  | Equity bridge upfront fee - masdar | 0 | USD 000s | 0 | 0 | 0 | 0 | 0 | 0 | 0 | 0 | 0 | 0 | 0 | 0 | 0 | 0 | 0 | 0 | 0 | 0 | 0 | 0 | 0 | 0 | 0 | 0 | 0 | 0 | 0 | 0 | 0 | 0 | 0 | 0 | 0 | 0 | 0 | 0 | 0 | 0 | 0 | 0 | 0 | 0 | 0 | 0 | 0 | 0 | 0 | 0 | 0 | 0 | 0 | 0 | 0 | 0 | 0 | 0 | 0 | 0
|  |  |  | Equity bridge upfront fee - paid - masdar |  | USD 000s | 0 |  | 0 | 0 | 0 | 0 | 0 | 0 | 0 | 0 | 0 | 0 | 0 | 0 | 0 | 0 | 0 | 0 | 0 | 0 | 0 | 0 | 0 | 0 | 0 | 0 | 0 | 0 | 0 | 0 | 0 | 0 | 0 | 0 | 0 | 0 | 0 | 0 | 0 | 0 | 0 | 0 | 0 | 0 | 0 | 0 | 0 | 0 | 0 | 0 | 0 | 0 | 0 | 0 | 0 | 0 | 0 | 0
|  |  |  | Equity bridge upfront fee - masdar | 0 | USD 000s | 0 | 0 | 0 | 0 | 0 | 0 | 0 | 0 | 0 | 0 | 0 | 0 | 0 | 0 | 0 | 0 | 0 | 0 | 0 | 0 | 0 | 0 | 0 | 0 | 0 | 0 | 0 | 0 | 0 | 0 | 0 | 0 | 0 | 0 | 0 | 0 | 0 | 0 | 0 | 0 | 0 | 0 | 0 | 0 | 0 | 0 | 0 | 0 | 0 | 0 | 0 | 0 | 0 | 0 | 0 | 0 | 0 | 0
|  |  |  | Equity bridge upfront fee - paid - masdar | 0 | USD 000s | 0 | 0 | 0 | 0 | 0 | 0 | 0 | 0 | 0 | 0 | 0 | 0 | 0 | 0 | 0 | 0 | 0 | 0 | 0 | 0 | 0 | 0 | 0 | 0 | 0 | 0 | 0 | 0 | 0 | 0 | 0 | 0 | 0 | 0 | 0 | 0 | 0 | 0 | 0 | 0 | 0 | 0 | 0 | 0 | 0 | 0 | 0 | 0 | 0 | 0 | 0 | 0 | 0 | 0 | 0 | 0 | 0 | 0
|  |  |  | Equity bridge upfront fee - rolled up - masdar |  | USD 000s | 0 |  | 0 | 0 | 0 | 0 | 0 | 0 | 0 | 0 | 0 | 0 | 0 | 0 | 0 | 0 | 0 | 0 | 0 | 0 | 0 | 0 | 0 | 0 | 0 | 0 | 0 | 0 | 0 | 0 | 0 | 0 | 0 | 0 | 0 | 0 | 0 | 0 | 0 | 0 | 0 | 0 | 0 | 0 | 0 | 0 | 0 | 0 | 0 | 0 | 0 | 0 | 0 | 0 | 0 | 0 | 0 | 0
Equity bridge commitment fee - masdar
|  |  |  | Projectco EBL active | 0 | 1 = active, 0 = inactive
|  |  |  | Equity bridge / shareholder loan - masdar | 77512.265 | USD 000s
|  |  |  | Equity bridge interest and fees rolled up - Masdar - fixed | 0 | USD 000s
|  |  |  | Equity bridge balance - masdar BEG | 0 | USD 000s | 0 | 0 | 0 | 0 | 0 | 0 | 0 | 0 | 0 | 0 | 0 | 0 | 0 | 0 | 0 | 0 | 0 | 0 | 0 | 0 | 0 | 0 | 0 | 0 | 0 | 0 | 0 | 0 | 0 | 0 | 0 | 0 | 0 | 0 | 0 | 0 | 0 | 0 | 0 | 0 | 0 | 0 | 0 | 0 | 0 | 0 | 0 | 0 | 0 | 0 | 0 | 0 | 0 | 0 | 0 | 0 | 0 | 0
|  |  |  | Equity bridge drawdown - masdar | 0 | USD 000s | 0 | 0 | 0 | 0 | 0 | 0 | 0 | 0 | 0 | 0 | 0 | 0 | 0 | 0 | 0 | 0 | 0 | 0 | 0 | 0 | 0 | 0 | 0 | 0 | 0 | 0 | 0 | 0 | 0 | 0 | 0 | 0 | 0 | 0 | 0 | 0 | 0 | 0 | 0 | 0 | 0 | 0 | 0 | 0 | 0 | 0 | 0 | 0 | 0 | 0 | 0 | 0 | 0 | 0 | 0 | 0 | 0 | 0
|  |  |  | Construction / FC overlap flag | 0 | flag | 0 | 0 | 0 | 0 | 0 | 0 | 0 | 0 | 0 | 0 | 0 | 0 | 0 | 0 | 0 | 0 | 0 | 0 | 0 | 0 | 0 | 0 | 0 | 0 | 0 | 0 | 0 | 0 | 0 | 0 | 0 | 0 | 0 | 0 | 0 | 0 | 0 | 0 | 0 | 0 | 0 | 0 | 0 | 0 | 0 | 0 | 0 | 0 | 0 | 0 | 0 | 0 | 0 | 0 | 0 | 0 | 0 | 0
|  |  |  | Equity bridge undrawn balance - masdar |  | USD 000s | 0 |  | 0 | 0 | 0 | 0 | 0 | 0 | 0 | 0 | 0 | 0 | 0 | 0 | 0 | 0 | 0 | 0 | 0 | 0 | 0 | 0 | 0 | 0 | 0 | 0 | 0 | 0 | 0 | 0 | 0 | 0 | 0 | 0 | 0 | 0 | 0 | 0 | 0 | 0 | 0 | 0 | 0 | 0 | 0 | 0 | 0 | 0 | 0 | 0 | 0 | 0 | 0 | 0 | 0 | 0 | 0 | 0
|  |  |  | Equity bridge margin - Masdar | 0% | % p.a.
|  |  |  | Equity bridge commitment fee - Masdar | 0% | % of margin
|  |  |  | Equity bridge day count convention | 360 | days
|  |  |  | Equity bridge undrawn balance - masdar | 0 | USD 000s | 0 | 0 | 0 | 0 | 0 | 0 | 0 | 0 | 0 | 0 | 0 | 0 | 0 | 0 | 0 | 0 | 0 | 0 | 0 | 0 | 0 | 0 | 0 | 0 | 0 | 0 | 0 | 0 | 0 | 0 | 0 | 0 | 0 | 0 | 0 | 0 | 0 | 0 | 0 | 0 | 0 | 0 | 0 | 0 | 0 | 0 | 0 | 0 | 0 | 0 | 0 | 0 | 0 | 0 | 0 | 0 | 0 | 0
|  |  |  | Days in period - construction | 0 | days | 0 | 0 | 31 | 31 | 30 | 31 | 30 | 31 | 31 | 28 | 31 | 30 | 31 | 30 | 31 | 31 | 30 | 31 | 30 | 31 | 31 | 28 | 31 | 30 | 31 | 30 | 31 | 31 | 30 | 31 | 30 | 31 | 31 | 29 | 31 | 30 | 31 | 30 | 31 | 31 | 30 | 31 | 30 | 31 | 31 | 28 | 31 | 30 | 31 | 30 | 31 | 31 | 30 | 31 | 30 | 31 | 31 | 28
|  |  |  | Construction period ppf | 0 | time factor | 27 | 0 | 0 | 0 | 0 | 0 | 0 | 0 | 0 | 0 | 0 | 0 | 0 | 0 | 0 | 0 | 0 | 0 | 0 | 0 | 0 | 0 | 0 | 1 | 1 | 1 | 1 | 1 | 1 | 1 | 1 | 1 | 1 | 1 | 1 | 1 | 1 | 1 | 1 | 1 | 1 | 1 | 1 | 1 | 1 | 1 | 1 | 1 | 1 | 1 | 0 | 0 | 0 | 0 | 0 | 0 | 0 | 0
|  |  |  | Equity bridge commitment fee - masdar |  | USD 000s | 0 |  | 0 | 0 | 0 | 0 | 0 | 0 | 0 | 0 | 0 | 0 | 0 | 0 | 0 | 0 | 0 | 0 | 0 | 0 | 0 | 0 | 0 | 0 | 0 | 0 | 0 | 0 | 0 | 0 | 0 | 0 | 0 | 0 | 0 | 0 | 0 | 0 | 0 | 0 | 0 | 0 | 0 | 0 | 0 | 0 | 0 | 0 | 0 | 0 | 0 | 0 | 0 | 0 | 0 | 0 | 0 | 0
|  |  |  | Project Co EBL interest & fee pre-pcod paid vs rolled-up switch | 0 | 0 = paid, 1 = rolled-up
|  |  |  | Equity bridge commitment fee - masdar | 0 | USD 000s | 0 | 0 | 0 | 0 | 0 | 0 | 0 | 0 | 0 | 0 | 0 | 0 | 0 | 0 | 0 | 0 | 0 | 0 | 0 | 0 | 0 | 0 | 0 | 0 | 0 | 0 | 0 | 0 | 0 | 0 | 0 | 0 | 0 | 0 | 0 | 0 | 0 | 0 | 0 | 0 | 0 | 0 | 0 | 0 | 0 | 0 | 0 | 0 | 0 | 0 | 0 | 0 | 0 | 0 | 0 | 0 | 0 | 0
|  |  |  | Equity bridge commitment fee - paid - masdar |  | USD 000s | 0 |  | 0 | 0 | 0 | 0 | 0 | 0 | 0 | 0 | 0 | 0 | 0 | 0 | 0 | 0 | 0 | 0 | 0 | 0 | 0 | 0 | 0 | 0 | 0 | 0 | 0 | 0 | 0 | 0 | 0 | 0 | 0 | 0 | 0 | 0 | 0 | 0 | 0 | 0 | 0 | 0 | 0 | 0 | 0 | 0 | 0 | 0 | 0 | 0 | 0 | 0 | 0 | 0 | 0 | 0 | 0 | 0
|  |  |  | Equity bridge commitment fee - masdar | 0 | USD 000s | 0 | 0 | 0 | 0 | 0 | 0 | 0 | 0 | 0 | 0 | 0 | 0 | 0 | 0 | 0 | 0 | 0 | 0 | 0 | 0 | 0 | 0 | 0 | 0 | 0 | 0 | 0 | 0 | 0 | 0 | 0 | 0 | 0 | 0 | 0 | 0 | 0 | 0 | 0 | 0 | 0 | 0 | 0 | 0 | 0 | 0 | 0 | 0 | 0 | 0 | 0 | 0 | 0 | 0 | 0 | 0 | 0 | 0
|  |  |  | Equity bridge commitment fee - paid - masdar | 0 | USD 000s | 0 | 0 | 0 | 0 | 0 | 0 | 0 | 0 | 0 | 0 | 0 | 0 | 0 | 0 | 0 | 0 | 0 | 0 | 0 | 0 | 0 | 0 | 0 | 0 | 0 | 0 | 0 | 0 | 0 | 0 | 0 | 0 | 0 | 0 | 0 | 0 | 0 | 0 | 0 | 0 | 0 | 0 | 0 | 0 | 0 | 0 | 0 | 0 | 0 | 0 | 0 | 0 | 0 | 0 | 0 | 0 | 0 | 0
|  |  |  | Equity bridge commitment fee - rolled up - masdar |  | USD 000s | 0 |  | 0 | 0 | 0 | 0 | 0 | 0 | 0 | 0 | 0 | 0 | 0 | 0 | 0 | 0 | 0 | 0 | 0 | 0 | 0 | 0 | 0 | 0 | 0 | 0 | 0 | 0 | 0 | 0 | 0 | 0 | 0 | 0 | 0 | 0 | 0 | 0 | 0 | 0 | 0 | 0 | 0 | 0 | 0 | 0 | 0 | 0 | 0 | 0 | 0 | 0 | 0 | 0 | 0 | 0 | 0 | 0
EBL - Masdar
|  |  |  | Equity bridge upfront fee - masdar | 0 | USD 000s | 0 | 0 | 0 | 0 | 0 | 0 | 0 | 0 | 0 | 0 | 0 | 0 | 0 | 0 | 0 | 0 | 0 | 0 | 0 | 0 | 0 | 0 | 0 | 0 | 0 | 0 | 0 | 0 | 0 | 0 | 0 | 0 | 0 | 0 | 0 | 0 | 0 | 0 | 0 | 0 | 0 | 0 | 0 | 0 | 0 | 0 | 0 | 0 | 0 | 0 | 0 | 0 | 0 | 0 | 0 | 0 | 0 | 0
|  |  |  | Equity bridge commitment fee - masdar | 0 | USD 000s | 0 | 0 | 0 | 0 | 0 | 0 | 0 | 0 | 0 | 0 | 0 | 0 | 0 | 0 | 0 | 0 | 0 | 0 | 0 | 0 | 0 | 0 | 0 | 0 | 0 | 0 | 0 | 0 | 0 | 0 | 0 | 0 | 0 | 0 | 0 | 0 | 0 | 0 | 0 | 0 | 0 | 0 | 0 | 0 | 0 | 0 | 0 | 0 | 0 | 0 | 0 | 0 | 0 | 0 | 0 | 0 | 0 | 0
|  |  |  | EBL fees - masdar |  | USD 000s | 0 |  | 0 | 0 | 0 | 0 | 0 | 0 | 0 | 0 | 0 | 0 | 0 | 0 | 0 | 0 | 0 | 0 | 0 | 0 | 0 | 0 | 0 | 0 | 0 | 0 | 0 | 0 | 0 | 0 | 0 | 0 | 0 | 0 | 0 | 0 | 0 | 0 | 0 | 0 | 0 | 0 | 0 | 0 | 0 | 0 | 0 | 0 | 0 | 0 | 0 | 0 | 0 | 0 | 0 | 0 | 0 | 0
Equity bridge withholding tax - paid - masdar
|  |  |  | Masdar equity ownership | 100% | %
|  |  |  | [sponsor 2] equity ownership | 0% | %
|  |  |  | [sponsor 3] equity ownership | 0% | %
|  |  |  | Withholding tax rate - EBL interest - Masdar | 0% | %
|  |  |  | Withholding tax rate - EBL interest - [sponsor 2] | 0% | %
|  |  |  | Withholding tax rate - EBL interest - [sponsor 3] | 0% | %
|  |  |  | EBL interest - blended withholding tax rate | 0% | %
|  |  |  | EBL interest - blended withholding tax rate | 0% | %
|  |  |  | Equity bridge interest - masdar | 0 | USD 000s | 0 | 0 | 0 | 0 | 0 | 0 | 0 | 0 | 0 | 0 | 0 | 0 | 0 | 0 | 0 | 0 | 0 | 0 | 0 | 0 | 0 | 0 | 0 | 0 | 0 | 0 | 0 | 0 | 0 | 0 | 0 | 0 | 0 | 0 | 0 | 0 | 0 | 0 | 0 | 0 | 0 | 0 | 0 | 0 | 0 | 0 | 0 | 0 | 0 | 0 | 0 | 0 | 0 | 0 | 0 | 0 | 0 | 0
|  |  |  | Withholding tax on equity bridge interest - masdar |  | USD 000s | 0 |  | 0 | 0 | 0 | 0 | 0 | 0 | 0 | 0 | 0 | 0 | 0 | 0 | 0 | 0 | 0 | 0 | 0 | 0 | 0 | 0 | 0 | 0 | 0 | 0 | 0 | 0 | 0 | 0 | 0 | 0 | 0 | 0 | 0 | 0 | 0 | 0 | 0 | 0 | 0 | 0 | 0 | 0 | 0 | 0 | 0 | 0 | 0 | 0 | 0 | 0 | 0 | 0 | 0 | 0 | 0 | 0
|  |  |  | Project Co EBL interest & fee pre-pcod paid vs rolled-up switch | 0 | 0 = paid, 1 = rolled-up
|  |  |  | Withholding tax on equity bridge interest - masdar | 0 | USD 000s | 0 | 0 | 0 | 0 | 0 | 0 | 0 | 0 | 0 | 0 | 0 | 0 | 0 | 0 | 0 | 0 | 0 | 0 | 0 | 0 | 0 | 0 | 0 | 0 | 0 | 0 | 0 | 0 | 0 | 0 | 0 | 0 | 0 | 0 | 0 | 0 | 0 | 0 | 0 | 0 | 0 | 0 | 0 | 0 | 0 | 0 | 0 | 0 | 0 | 0 | 0 | 0 | 0 | 0 | 0 | 0 | 0 | 0
|  |  |  | Withholding tax on equity bridge interest - funded - masdar |  | USD 000s | 0 |  | 0 | 0 | 0 | 0 | 0 | 0 | 0 | 0 | 0 | 0 | 0 | 0 | 0 | 0 | 0 | 0 | 0 | 0 | 0 | 0 | 0 | 0 | 0 | 0 | 0 | 0 | 0 | 0 | 0 | 0 | 0 | 0 | 0 | 0 | 0 | 0 | 0 | 0 | 0 | 0 | 0 | 0 | 0 | 0 | 0 | 0 | 0 | 0 | 0 | 0 | 0 | 0 | 0 | 0 | 0 | 0
|  |  |  | Withholding tax on equity bridge interest - masdar | 0 | USD 000s | 0 | 0 | 0 | 0 | 0 | 0 | 0 | 0 | 0 | 0 | 0 | 0 | 0 | 0 | 0 | 0 | 0 | 0 | 0 | 0 | 0 | 0 | 0 | 0 | 0 | 0 | 0 | 0 | 0 | 0 | 0 | 0 | 0 | 0 | 0 | 0 | 0 | 0 | 0 | 0 | 0 | 0 | 0 | 0 | 0 | 0 | 0 | 0 | 0 | 0 | 0 | 0 | 0 | 0 | 0 | 0 | 0 | 0
|  |  |  | Withholding tax on equity bridge interest - funded - masdar | 0 | USD 000s | 0 | 0 | 0 | 0 | 0 | 0 | 0 | 0 | 0 | 0 | 0 | 0 | 0 | 0 | 0 | 0 | 0 | 0 | 0 | 0 | 0 | 0 | 0 | 0 | 0 | 0 | 0 | 0 | 0 | 0 | 0 | 0 | 0 | 0 | 0 | 0 | 0 | 0 | 0 | 0 | 0 | 0 | 0 | 0 | 0 | 0 | 0 | 0 | 0 | 0 | 0 | 0 | 0 | 0 | 0 | 0 | 0 | 0
|  |  |  | Withholding tax on equity bridge interest - rolled up - masdar |  | USD 000s | 0 |  | 0 | 0 | 0 | 0 | 0 | 0 | 0 | 0 | 0 | 0 | 0 | 0 | 0 | 0 | 0 | 0 | 0 | 0 | 0 | 0 | 0 | 0 | 0 | 0 | 0 | 0 | 0 | 0 | 0 | 0 | 0 | 0 | 0 | 0 | 0 | 0 | 0 | 0 | 0 | 0 | 0 | 0 | 0 | 0 | 0 | 0 | 0 | 0 | 0 | 0 | 0 | 0 | 0 | 0 | 0 | 0
|  |  |  | Masdar equity ownership | 100% | %
|  |  |  | [sponsor 2] equity ownership | 0% | %
|  |  |  | [sponsor 3] equity ownership | 0% | %
|  |  |  | Withholding tax rate - EBL fees - Masdar | 0% | %
|  |  |  | Withholding tax rate - EBL fees - [sponsor 2] | 0% | %
|  |  |  | Withholding tax rate - EBL fees - [sponsor 3] | 0% | %
|  |  |  | EBL fees - blended withholding tax rate | 0% | %
|  |  |  | EBL fees - blended withholding tax rate | 0% | %
|  |  |  | EBL fees - masdar | 0 | USD 000s | 0 | 0 | 0 | 0 | 0 | 0 | 0 | 0 | 0 | 0 | 0 | 0 | 0 | 0 | 0 | 0 | 0 | 0 | 0 | 0 | 0 | 0 | 0 | 0 | 0 | 0 | 0 | 0 | 0 | 0 | 0 | 0 | 0 | 0 | 0 | 0 | 0 | 0 | 0 | 0 | 0 | 0 | 0 | 0 | 0 | 0 | 0 | 0 | 0 | 0 | 0 | 0 | 0 | 0 | 0 | 0 | 0 | 0
|  |  |  | Withholding tax on equity bridge fees - masdar |  | USD 000s | 0 |  | 0 | 0 | 0 | 0 | 0 | 0 | 0 | 0 | 0 | 0 | 0 | 0 | 0 | 0 | 0 | 0 | 0 | 0 | 0 | 0 | 0 | 0 | 0 | 0 | 0 | 0 | 0 | 0 | 0 | 0 | 0 | 0 | 0 | 0 | 0 | 0 | 0 | 0 | 0 | 0 | 0 | 0 | 0 | 0 | 0 | 0 | 0 | 0 | 0 | 0 | 0 | 0 | 0 | 0 | 0 | 0
|  |  |  | Project Co EBL interest & fee pre-pcod paid vs rolled-up switch | 0 | 0 = paid, 1 = rolled-up
|  |  |  | Withholding tax on equity bridge fees - masdar | 0 | USD 000s | 0 | 0 | 0 | 0 | 0 | 0 | 0 | 0 | 0 | 0 | 0 | 0 | 0 | 0 | 0 | 0 | 0 | 0 | 0 | 0 | 0 | 0 | 0 | 0 | 0 | 0 | 0 | 0 | 0 | 0 | 0 | 0 | 0 | 0 | 0 | 0 | 0 | 0 | 0 | 0 | 0 | 0 | 0 | 0 | 0 | 0 | 0 | 0 | 0 | 0 | 0 | 0 | 0 | 0 | 0 | 0 | 0 | 0
|  |  |  | Withholding tax on equity bridge fees - funded - masdar |  | USD 000s | 0 |  | 0 | 0 | 0 | 0 | 0 | 0 | 0 | 0 | 0 | 0 | 0 | 0 | 0 | 0 | 0 | 0 | 0 | 0 | 0 | 0 | 0 | 0 | 0 | 0 | 0 | 0 | 0 | 0 | 0 | 0 | 0 | 0 | 0 | 0 | 0 | 0 | 0 | 0 | 0 | 0 | 0 | 0 | 0 | 0 | 0 | 0 | 0 | 0 | 0 | 0 | 0 | 0 | 0 | 0 | 0 | 0
|  |  |  | Withholding tax on equity bridge fees - masdar | 0 | USD 000s | 0 | 0 | 0 | 0 | 0 | 0 | 0 | 0 | 0 | 0 | 0 | 0 | 0 | 0 | 0 | 0 | 0 | 0 | 0 | 0 | 0 | 0 | 0 | 0 | 0 | 0 | 0 | 0 | 0 | 0 | 0 | 0 | 0 | 0 | 0 | 0 | 0 | 0 | 0 | 0 | 0 | 0 | 0 | 0 | 0 | 0 | 0 | 0 | 0 | 0 | 0 | 0 | 0 | 0 | 0 | 0 | 0 | 0
|  |  |  | Withholding tax on equity bridge fees - funded - masdar | 0 | USD 000s | 0 | 0 | 0 | 0 | 0 | 0 | 0 | 0 | 0 | 0 | 0 | 0 | 0 | 0 | 0 | 0 | 0 | 0 | 0 | 0 | 0 | 0 | 0 | 0 | 0 | 0 | 0 | 0 | 0 | 0 | 0 | 0 | 0 | 0 | 0 | 0 | 0 | 0 | 0 | 0 | 0 | 0 | 0 | 0 | 0 | 0 | 0 | 0 | 0 | 0 | 0 | 0 | 0 | 0 | 0 | 0 | 0 | 0
|  |  |  | Withholding tax on equity bridge fees - rolled up - masdar |  | USD 000s | 0 |  | 0 | 0 | 0 | 0 | 0 | 0 | 0 | 0 | 0 | 0 | 0 | 0 | 0 | 0 | 0 | 0 | 0 | 0 | 0 | 0 | 0 | 0 | 0 | 0 | 0 | 0 | 0 | 0 | 0 | 0 | 0 | 0 | 0 | 0 | 0 | 0 | 0 | 0 | 0 | 0 | 0 | 0 | 0 | 0 | 0 | 0 | 0 | 0 | 0 | 0 | 0 | 0 | 0 | 0 | 0 | 0
|  |  |  | Withholding tax on equity bridge interest - funded - masdar | 0 | USD 000s | 0 | 0 | 0 | 0 | 0 | 0 | 0 | 0 | 0 | 0 | 0 | 0 | 0 | 0 | 0 | 0 | 0 | 0 | 0 | 0 | 0 | 0 | 0 | 0 | 0 | 0 | 0 | 0 | 0 | 0 | 0 | 0 | 0 | 0 | 0 | 0 | 0 | 0 | 0 | 0 | 0 | 0 | 0 | 0 | 0 | 0 | 0 | 0 | 0 | 0 | 0 | 0 | 0 | 0 | 0 | 0 | 0 | 0
|  |  |  | Withholding tax on equity bridge fees - funded - masdar | 0 | USD 000s | 0 | 0 | 0 | 0 | 0 | 0 | 0 | 0 | 0 | 0 | 0 | 0 | 0 | 0 | 0 | 0 | 0 | 0 | 0 | 0 | 0 | 0 | 0 | 0 | 0 | 0 | 0 | 0 | 0 | 0 | 0 | 0 | 0 | 0 | 0 | 0 | 0 | 0 | 0 | 0 | 0 | 0 | 0 | 0 | 0 | 0 | 0 | 0 | 0 | 0 | 0 | 0 | 0 | 0 | 0 | 0 | 0 | 0
|  |  |  | WHT on equity bridge interest and fees - funded - masdar |  | USD 000s | 0 |  | 0 | 0 | 0 | 0 | 0 | 0 | 0 | 0 | 0 | 0 | 0 | 0 | 0 | 0 | 0 | 0 | 0 | 0 | 0 | 0 | 0 | 0 | 0 | 0 | 0 | 0 | 0 | 0 | 0 | 0 | 0 | 0 | 0 | 0 | 0 | 0 | 0 | 0 | 0 | 0 | 0 | 0 | 0 | 0 | 0 | 0 | 0 | 0 | 0 | 0 | 0 | 0 | 0 | 0 | 0 | 0
|  |  |  | Withholding tax on equity bridge interest - rolled up - masdar | 0 | USD 000s | 0 | 0 | 0 | 0 | 0 | 0 | 0 | 0 | 0 | 0 | 0 | 0 | 0 | 0 | 0 | 0 | 0 | 0 | 0 | 0 | 0 | 0 | 0 | 0 | 0 | 0 | 0 | 0 | 0 | 0 | 0 | 0 | 0 | 0 | 0 | 0 | 0 | 0 | 0 | 0 | 0 | 0 | 0 | 0 | 0 | 0 | 0 | 0 | 0 | 0 | 0 | 0 | 0 | 0 | 0 | 0 | 0 | 0
|  |  |  | Withholding tax on equity bridge fees - rolled up - masdar | 0 | USD 000s | 0 | 0 | 0 | 0 | 0 | 0 | 0 | 0 | 0 | 0 | 0 | 0 | 0 | 0 | 0 | 0 | 0 | 0 | 0 | 0 | 0 | 0 | 0 | 0 | 0 | 0 | 0 | 0 | 0 | 0 | 0 | 0 | 0 | 0 | 0 | 0 | 0 | 0 | 0 | 0 | 0 | 0 | 0 | 0 | 0 | 0 | 0 | 0 | 0 | 0 | 0 | 0 | 0 | 0 | 0 | 0 | 0 | 0
|  |  |  | WHT on equity bridge interest and fees - rolled up - masdar |  | USD 000s | 0 |  | 0 | 0 | 0 | 0 | 0 | 0 | 0 | 0 | 0 | 0 | 0 | 0 | 0 | 0 | 0 | 0 | 0 | 0 | 0 | 0 | 0 | 0 | 0 | 0 | 0 | 0 | 0 | 0 | 0 | 0 | 0 | 0 | 0 | 0 | 0 | 0 | 0 | 0 | 0 | 0 | 0 | 0 | 0 | 0 | 0 | 0 | 0 | 0 | 0 | 0 | 0 | 0 | 0 | 0 | 0 | 0
Equity bridge interest and fees - paid - masdar
|  |  |  | Equity bridge interest - paid - masdar | 0 | USD 000s | 0 | 0 | 0 | 0 | 0 | 0 | 0 | 0 | 0 | 0 | 0 | 0 | 0 | 0 | 0 | 0 | 0 | 0 | 0 | 0 | 0 | 0 | 0 | 0 | 0 | 0 | 0 | 0 | 0 | 0 | 0 | 0 | 0 | 0 | 0 | 0 | 0 | 0 | 0 | 0 | 0 | 0 | 0 | 0 | 0 | 0 | 0 | 0 | 0 | 0 | 0 | 0 | 0 | 0 | 0 | 0 | 0 | 0
|  |  |  | Equity bridge upfront fee - paid - masdar | 0 | USD 000s | 0 | 0 | 0 | 0 | 0 | 0 | 0 | 0 | 0 | 0 | 0 | 0 | 0 | 0 | 0 | 0 | 0 | 0 | 0 | 0 | 0 | 0 | 0 | 0 | 0 | 0 | 0 | 0 | 0 | 0 | 0 | 0 | 0 | 0 | 0 | 0 | 0 | 0 | 0 | 0 | 0 | 0 | 0 | 0 | 0 | 0 | 0 | 0 | 0 | 0 | 0 | 0 | 0 | 0 | 0 | 0 | 0 | 0
|  |  |  | Equity bridge commitment fee - paid - masdar | 0 | USD 000s | 0 | 0 | 0 | 0 | 0 | 0 | 0 | 0 | 0 | 0 | 0 | 0 | 0 | 0 | 0 | 0 | 0 | 0 | 0 | 0 | 0 | 0 | 0 | 0 | 0 | 0 | 0 | 0 | 0 | 0 | 0 | 0 | 0 | 0 | 0 | 0 | 0 | 0 | 0 | 0 | 0 | 0 | 0 | 0 | 0 | 0 | 0 | 0 | 0 | 0 | 0 | 0 | 0 | 0 | 0 | 0 | 0 | 0
|  |  |  | Holdco EBL financing costs funded as project costs - Masdar - fixed | 0 | USD 000s | 0 | 0 | 0 | 0 | 0 | 0 | 0 | 0 | 0 | 0 | 0 | 0 | 0 | 0 | 0 | 0 | 0 | 0 | 0 | 0 | 0 | 0 | 0 | 0 | 0 | 0 | 0 | 0 | 0 | 0 | 0 | 0 | 0 | 0 | 0 | 0 | 0 | 0 | 0 | 0 | 0 | 0 | 0 | 0 | 0 | 0 | 0 | 0 | 0 | 0 | 0 | 0 | 0 | 0 | 0 | 0 | 0 | 0
|  |  |  | WHT on equity bridge interest and fees - funded - masdar | 0 | USD 000s | 0 | 0 | 0 | 0 | 0 | 0 | 0 | 0 | 0 | 0 | 0 | 0 | 0 | 0 | 0 | 0 | 0 | 0 | 0 | 0 | 0 | 0 | 0 | 0 | 0 | 0 | 0 | 0 | 0 | 0 | 0 | 0 | 0 | 0 | 0 | 0 | 0 | 0 | 0 | 0 | 0 | 0 | 0 | 0 | 0 | 0 | 0 | 0 | 0 | 0 | 0 | 0 | 0 | 0 | 0 | 0 | 0 | 0
|  |  |  | Equity bridge interest and fees paid - masdar |  | USD 000s | 0 |  | 0 | 0 | 0 | 0 | 0 | 0 | 0 | 0 | 0 | 0 | 0 | 0 | 0 | 0 | 0 | 0 | 0 | 0 | 0 | 0 | 0 | 0 | 0 | 0 | 0 | 0 | 0 | 0 | 0 | 0 | 0 | 0 | 0 | 0 | 0 | 0 | 0 | 0 | 0 | 0 | 0 | 0 | 0 | 0 | 0 | 0 | 0 | 0 | 0 | 0 | 0 | 0 | 0 | 0 | 0 | 0
Equity bridge interest and fees - rolled up - masdar
|  |  |  | Equity bridge interest - rolled up - masdar | 0 | USD 000s | 0 | 0 | 0 | 0 | 0 | 0 | 0 | 0 | 0 | 0 | 0 | 0 | 0 | 0 | 0 | 0 | 0 | 0 | 0 | 0 | 0 | 0 | 0 | 0 | 0 | 0 | 0 | 0 | 0 | 0 | 0 | 0 | 0 | 0 | 0 | 0 | 0 | 0 | 0 | 0 | 0 | 0 | 0 | 0 | 0 | 0 | 0 | 0 | 0 | 0 | 0 | 0 | 0 | 0 | 0 | 0 | 0 | 0
|  |  |  | Equity bridge upfront fee - rolled up - masdar | 0 | USD 000s | 0 | 0 | 0 | 0 | 0 | 0 | 0 | 0 | 0 | 0 | 0 | 0 | 0 | 0 | 0 | 0 | 0 | 0 | 0 | 0 | 0 | 0 | 0 | 0 | 0 | 0 | 0 | 0 | 0 | 0 | 0 | 0 | 0 | 0 | 0 | 0 | 0 | 0 | 0 | 0 | 0 | 0 | 0 | 0 | 0 | 0 | 0 | 0 | 0 | 0 | 0 | 0 | 0 | 0 | 0 | 0 | 0 | 0
|  |  |  | Equity bridge commitment fee - rolled up - masdar | 0 | USD 000s | 0 | 0 | 0 | 0 | 0 | 0 | 0 | 0 | 0 | 0 | 0 | 0 | 0 | 0 | 0 | 0 | 0 | 0 | 0 | 0 | 0 | 0 | 0 | 0 | 0 | 0 | 0 | 0 | 0 | 0 | 0 | 0 | 0 | 0 | 0 | 0 | 0 | 0 | 0 | 0 | 0 | 0 | 0 | 0 | 0 | 0 | 0 | 0 | 0 | 0 | 0 | 0 | 0 | 0 | 0 | 0 | 0 | 0
|  |  |  | WHT on equity bridge interest and fees - rolled up - masdar | 0 | USD 000s | 0 | 0 | 0 | 0 | 0 | 0 | 0 | 0 | 0 | 0 | 0 | 0 | 0 | 0 | 0 | 0 | 0 | 0 | 0 | 0 | 0 | 0 | 0 | 0 | 0 | 0 | 0 | 0 | 0 | 0 | 0 | 0 | 0 | 0 | 0 | 0 | 0 | 0 | 0 | 0 | 0 | 0 | 0 | 0 | 0 | 0 | 0 | 0 | 0 | 0 | 0 | 0 | 0 | 0 | 0 | 0 | 0 | 0
|  |  |  | Equity bridge interest and fees rolled up - masdar |  | USD 000s | 0 |  | 0 | 0 | 0 | 0 | 0 | 0 | 0 | 0 | 0 | 0 | 0 | 0 | 0 | 0 | 0 | 0 | 0 | 0 | 0 | 0 | 0 | 0 | 0 | 0 | 0 | 0 | 0 | 0 | 0 | 0 | 0 | 0 | 0 | 0 | 0 | 0 | 0 | 0 | 0 | 0 | 0 | 0 | 0 | 0 | 0 | 0 | 0 | 0 | 0 | 0 | 0 | 0 | 0 | 0 | 0 | 0
|  |  |  | Equity bridge interest and fees rolled up - total - masdar | 0 | USD 000s
Equity bridge repayment - masdar
|  |  |  | Term of equity bridge beyond PCOD - Masdar | 3.75 | years
|  |  |  | Equity bridge balance - masdar BEG | 0 | USD 000s | 0 | 0 | 0 | 0 | 0 | 0 | 0 | 0 | 0 | 0 | 0 | 0 | 0 | 0 | 0 | 0 | 0 | 0 | 0 | 0 | 0 | 0 | 0 | 0 | 0 | 0 | 0 | 0 | 0 | 0 | 0 | 0 | 0 | 0 | 0 | 0 | 0 | 0 | 0 | 0 | 0 | 0 | 0 | 0 | 0 | 0 | 0 | 0 | 0 | 0 | 0 | 0 | 0 | 0 | 0 | 0 | 0 | 0
|  |  |  | Equity bridge drawdown - masdar | 0 | USD 000s | 0 | 0 | 0 | 0 | 0 | 0 | 0 | 0 | 0 | 0 | 0 | 0 | 0 | 0 | 0 | 0 | 0 | 0 | 0 | 0 | 0 | 0 | 0 | 0 | 0 | 0 | 0 | 0 | 0 | 0 | 0 | 0 | 0 | 0 | 0 | 0 | 0 | 0 | 0 | 0 | 0 | 0 | 0 | 0 | 0 | 0 | 0 | 0 | 0 | 0 | 0 | 0 | 0 | 0 | 0 | 0 | 0 | 0
|  |  |  | Equity bridge interest - rolled up - masdar | 0 | USD 000s | 0 | 0 | 0 | 0 | 0 | 0 | 0 | 0 | 0 | 0 | 0 | 0 | 0 | 0 | 0 | 0 | 0 | 0 | 0 | 0 | 0 | 0 | 0 | 0 | 0 | 0 | 0 | 0 | 0 | 0 | 0 | 0 | 0 | 0 | 0 | 0 | 0 | 0 | 0 | 0 | 0 | 0 | 0 | 0 | 0 | 0 | 0 | 0 | 0 | 0 | 0 | 0 | 0 | 0 | 0 | 0 | 0 | 0
|  |  |  | Equity bridge upfront fee - rolled up - masdar | 0 | USD 000s | 0 | 0 | 0 | 0 | 0 | 0 | 0 | 0 | 0 | 0 | 0 | 0 | 0 | 0 | 0 | 0 | 0 | 0 | 0 | 0 | 0 | 0 | 0 | 0 | 0 | 0 | 0 | 0 | 0 | 0 | 0 | 0 | 0 | 0 | 0 | 0 | 0 | 0 | 0 | 0 | 0 | 0 | 0 | 0 | 0 | 0 | 0 | 0 | 0 | 0 | 0 | 0 | 0 | 0 | 0 | 0 | 0 | 0
|  |  |  | Equity bridge commitment fee - rolled up - masdar | 0 | USD 000s | 0 | 0 | 0 | 0 | 0 | 0 | 0 | 0 | 0 | 0 | 0 | 0 | 0 | 0 | 0 | 0 | 0 | 0 | 0 | 0 | 0 | 0 | 0 | 0 | 0 | 0 | 0 | 0 | 0 | 0 | 0 | 0 | 0 | 0 | 0 | 0 | 0 | 0 | 0 | 0 | 0 | 0 | 0 | 0 | 0 | 0 | 0 | 0 | 0 | 0 | 0 | 0 | 0 | 0 | 0 | 0 | 0 | 0
|  |  |  | WHT on equity bridge interest and fees - rolled up - masdar | 0 | USD 000s | 0 | 0 | 0 | 0 | 0 | 0 | 0 | 0 | 0 | 0 | 0 | 0 | 0 | 0 | 0 | 0 | 0 | 0 | 0 | 0 | 0 | 0 | 0 | 0 | 0 | 0 | 0 | 0 | 0 | 0 | 0 | 0 | 0 | 0 | 0 | 0 | 0 | 0 | 0 | 0 | 0 | 0 | 0 | 0 | 0 | 0 | 0 | 0 | 0 | 0 | 0 | 0 | 0 | 0 | 0 | 0 | 0 | 0
|  |  |  | Last construction period flag - monthly | 0 | flag | 1 | 0 | 0 | 0 | 0 | 0 | 0 | 0 | 0 | 0 | 0 | 0 | 0 | 0 | 0 | 0 | 0 | 0 | 0 | 0 | 0 | 0 | 0 | 0 | 0 | 0 | 0 | 0 | 0 | 0 | 0 | 0 | 0 | 0 | 0 | 0 | 0 | 0 | 0 | 0 | 0 | 0 | 0 | 0 | 0 | 0 | 0 | 0 | 0 | 1 | 0 | 0 | 0 | 0 | 0 | 0 | 0 | 0
|  |  |  | Repayment of equity bridge - masdar |  | USD 000s | 0 |  | 0 | 0 | 0 | 0 | 0 | 0 | 0 | 0 | 0 | 0 | 0 | 0 | 0 | 0 | 0 | 0 | 0 | 0 | 0 | 0 | 0 | 0 | 0 | 0 | 0 | 0 | 0 | 0 | 0 | 0 | 0 | 0 | 0 | 0 | 0 | 0 | 0 | 0 | 0 | 0 | 0 | 0 | 0 | 0 | 0 | 0 | 0 | 0 | 0 | 0 | 0 | 0 | 0 | 0 | 0 | 0
Equity bridge funding share - [sponsor 2]
|  |  |  | Share of equity drawdown as shareholder loan | 75% | %
|  |  |  | Equity funding requirement - fixed | 77634.9922 | USD 000s
|  |  |  | Minimum equity requirement | 122.7273 | USD 000s
|  |  |  | [sponsor 2] share of EBL | 0% | %
|  |  |  | Equity bridge / shareholder loan - [sponsor 2] | 0 | USD 000s
|  |  |  | Projectco EBL active | 0 | 1 = active, 0 = inactive
|  |  |  | Equity bridge / shareholder loan - [sponsor 2] | 0 | USD 000s
|  |  |  | Equity bridge drawdown - [sponsor 2] | 0 | USD 000s | 0 | 0 | 0 | 0 | 0 | 0 | 0 | 0 | 0 | 0 | 0 | 0 | 0 | 0 | 0 | 0 | 0 | 0 | 0 | 0 | 0 | 0 | 0 | 0 | 0 | 0 | 0 | 0 | 0 | 0 | 0 | 0 | 0 | 0 | 0 | 0 | 0 | 0 | 0 | 0 | 0 | 0 | 0 | 0 | 0 | 0 | 0 | 0 | 0 | 0 | 0 | 0 | 0 | 0 | 0 | 0 | 0 | 0
|  |  |  | Undrawn equity bridge and upfront equity - [sponsor 2] |  | USD 000s |  |  | 0 | 0 | 0 | 0 | 0 | 0 | 0 | 0 | 0 | 0 | 0 | 0 | 0 | 0 | 0 | 0 | 0 | 0 | 0 | 0 | 0 | 0 | 0 | 0 | 0 | 0 | 0 | 0 | 0 | 0 | 0 | 0 | 0 | 0 | 0 | 0 | 0 | 0 | 0 | 0 | 0 | 0 | 0 | 0 | 0 | 0 | 0 | 0 | 0 | 0 | 0 | 0 | 0 | 0 | 0 | 0
|  |  |  | Leverage excl. initial capital and EGR (for pro-rata) - calc | 56.82% | %
|  |  |  | Equity bridge / shareholder loan - masdar | 77512.265 | USD 000s
|  |  |  | Equity bridge / shareholder loan - [sponsor 2] | 0 | USD 000s
|  |  |  | Equity bridge prorata drawdown % - [SPONSOR 2] | 0% | %
|  |  |  | Funding requirement after initial capital - [sponsor 2] | 0 | USD 000s | 0 | 0 | 0 | 0 | 0 | 0 | 0 | 0 | 0 | 0 | 0 | 0 | 0 | 0 | 0 | 0 | 0 | 0 | 0 | 0 | 0 | 0 | 0 | 0 | 0 | 0 | 0 | 0 | 0 | 0 | 0 | 0 | 0 | 0 | 0 | 0 | 0 | 0 | 0 | 0 | 0 | 0 | 0 | 0 | 0 | 0 | 0 | 0 | 0 | 0 | 0 | 0 | 0 | 0 | 0 | 0 | 0 | 0
|  |  |  | Undrawn equity bridge and upfront equity - [sponsor 2] | 0 | USD 000s | 0 | 0 | 0 | 0 | 0 | 0 | 0 | 0 | 0 | 0 | 0 | 0 | 0 | 0 | 0 | 0 | 0 | 0 | 0 | 0 | 0 | 0 | 0 | 0 | 0 | 0 | 0 | 0 | 0 | 0 | 0 | 0 | 0 | 0 | 0 | 0 | 0 | 0 | 0 | 0 | 0 | 0 | 0 | 0 | 0 | 0 | 0 | 0 | 0 | 0 | 0 | 0 | 0 | 0 | 0 | 0 | 0 | 0
|  |  |  | Equity bridge drawdown - [sponsor 2] - upfront |  | USD 000s | 0 |  | 0 | 0 | 0 | 0 | 0 | 0 | 0 | 0 | 0 | 0 | 0 | 0 | 0 | 0 | 0 | 0 | 0 | 0 | 0 | 0 | 0 | 0 | 0 | 0 | 0 | 0 | 0 | 0 | 0 | 0 | 0 | 0 | 0 | 0 | 0 | 0 | 0 | 0 | 0 | 0 | 0 | 0 | 0 | 0 | 0 | 0 | 0 | 0 | 0 | 0 | 0 | 0 | 0 | 0 | 0 | 0
|  |  |  | Equity bridge prorata drawdown % - [SPONSOR 2] | 0% | %
|  |  |  | Funding requirement after initial capital - [sponsor 2] | 0 | USD 000s | 0 | 0 | 0 | 0 | 0 | 0 | 0 | 0 | 0 | 0 | 0 | 0 | 0 | 0 | 0 | 0 | 0 | 0 | 0 | 0 | 0 | 0 | 0 | 0 | 0 | 0 | 0 | 0 | 0 | 0 | 0 | 0 | 0 | 0 | 0 | 0 | 0 | 0 | 0 | 0 | 0 | 0 | 0 | 0 | 0 | 0 | 0 | 0 | 0 | 0 | 0 | 0 | 0 | 0 | 0 | 0 | 0 | 0
|  |  |  | Undrawn equity bridge and upfront equity - [sponsor 2] | 0 | USD 000s | 0 | 0 | 0 | 0 | 0 | 0 | 0 | 0 | 0 | 0 | 0 | 0 | 0 | 0 | 0 | 0 | 0 | 0 | 0 | 0 | 0 | 0 | 0 | 0 | 0 | 0 | 0 | 0 | 0 | 0 | 0 | 0 | 0 | 0 | 0 | 0 | 0 | 0 | 0 | 0 | 0 | 0 | 0 | 0 | 0 | 0 | 0 | 0 | 0 | 0 | 0 | 0 | 0 | 0 | 0 | 0 | 0 | 0
|  |  |  | Equity bridge drawdown - pro-rata - [sponsor 2] |  | USD 000s | 0 |  | 0 | 0 | 0 | 0 | 0 | 0 | 0 | 0 | 0 | 0 | 0 | 0 | 0 | 0 | 0 | 0 | 0 | 0 | 0 | 0 | 0 | 0 | 0 | 0 | 0 | 0 | 0 | 0 | 0 | 0 | 0 | 0 | 0 | 0 | 0 | 0 | 0 | 0 | 0 | 0 | 0 | 0 | 0 | 0 | 0 | 0 | 0 | 0 | 0 | 0 | 0 | 0 | 0 | 0 | 0 | 0
|  |  |  | Equity drawdown scenario switch | 1 | 1 = upfront; 0 = pro-rata
|  |  |  | Equity bridge drawdown - [sponsor 2] - upfront | 0 | USD 000s | 0 | 0 | 0 | 0 | 0 | 0 | 0 | 0 | 0 | 0 | 0 | 0 | 0 | 0 | 0 | 0 | 0 | 0 | 0 | 0 | 0 | 0 | 0 | 0 | 0 | 0 | 0 | 0 | 0 | 0 | 0 | 0 | 0 | 0 | 0 | 0 | 0 | 0 | 0 | 0 | 0 | 0 | 0 | 0 | 0 | 0 | 0 | 0 | 0 | 0 | 0 | 0 | 0 | 0 | 0 | 0 | 0 | 0
|  |  |  | Equity bridge drawdown - pro-rata - [sponsor 2] | 0 | USD 000s | 0 | 0 | 0 | 0 | 0 | 0 | 0 | 0 | 0 | 0 | 0 | 0 | 0 | 0 | 0 | 0 | 0 | 0 | 0 | 0 | 0 | 0 | 0 | 0 | 0 | 0 | 0 | 0 | 0 | 0 | 0 | 0 | 0 | 0 | 0 | 0 | 0 | 0 | 0 | 0 | 0 | 0 | 0 | 0 | 0 | 0 | 0 | 0 | 0 | 0 | 0 | 0 | 0 | 0 | 0 | 0 | 0 | 0
|  |  |  | Equity bridge drawdown - [sponsor 2] |  | USD 000s | 0 |  | 0 | 0 | 0 | 0 | 0 | 0 | 0 | 0 | 0 | 0 | 0 | 0 | 0 | 0 | 0 | 0 | 0 | 0 | 0 | 0 | 0 | 0 | 0 | 0 | 0 | 0 | 0 | 0 | 0 | 0 | 0 | 0 | 0 | 0 | 0 | 0 | 0 | 0 | 0 | 0 | 0 | 0 | 0 | 0 | 0 | 0 | 0 | 0 | 0 | 0 | 0 | 0 | 0 | 0 | 0 | 0
|  |  |  | Equity bridge balance - [sponsor 2] BEG |  | USD 000s |  |  | 0 | 0 | 0 | 0 | 0 | 0 | 0 | 0 | 0 | 0 | 0 | 0 | 0 | 0 | 0 | 0 | 0 | 0 | 0 | 0 | 0 | 0 | 0 | 0 | 0 | 0 | 0 | 0 | 0 | 0 | 0 | 0 | 0 | 0 | 0 | 0 | 0 | 0 | 0 | 0 | 0 | 0 | 0 | 0 | 0 | 0 | 0 | 0 | 0 | 0 | 0 | 0 | 0 | 0 | 0 | 0
|  |  | Plus | Equity bridge drawdown - [sponsor 2] | 0 | USD 000s | 0 | 0 | 0 | 0 | 0 | 0 | 0 | 0 | 0 | 0 | 0 | 0 | 0 | 0 | 0 | 0 | 0 | 0 | 0 | 0 | 0 | 0 | 0 | 0 | 0 | 0 | 0 | 0 | 0 | 0 | 0 | 0 | 0 | 0 | 0 | 0 | 0 | 0 | 0 | 0 | 0 | 0 | 0 | 0 | 0 | 0 | 0 | 0 | 0 | 0 | 0 | 0 | 0 | 0 | 0 | 0 | 0 | 0
|  |  | Plus | Equity bridge interest - [sponsor 2] - rolled up | 0 | USD 000s | 0 | 0 | 0 | 0 | 0 | 0 | 0 | 0 | 0 | 0 | 0 | 0 | 0 | 0 | 0 | 0 | 0 | 0 | 0 | 0 | 0 | 0 | 0 | 0 | 0 | 0 | 0 | 0 | 0 | 0 | 0 | 0 | 0 | 0 | 0 | 0 | 0 | 0 | 0 | 0 | 0 | 0 | 0 | 0 | 0 | 0 | 0 | 0 | 0 | 0 | 0 | 0 | 0 | 0 | 0 | 0 | 0 | 0
|  |  | Plus | Equity bridge upfront fee - [sponsor 2] - rolled up | 0 | USD 000s | 0 | 0 | 0 | 0 | 0 | 0 | 0 | 0 | 0 | 0 | 0 | 0 | 0 | 0 | 0 | 0 | 0 | 0 | 0 | 0 | 0 | 0 | 0 | 0 | 0 | 0 | 0 | 0 | 0 | 0 | 0 | 0 | 0 | 0 | 0 | 0 | 0 | 0 | 0 | 0 | 0 | 0 | 0 | 0 | 0 | 0 | 0 | 0 | 0 | 0 | 0 | 0 | 0 | 0 | 0 | 0 | 0 | 0
|  |  | Plus | Equity bridge commitment fee - [sponsor 2] - rolled up | 0 | USD 000s | 0 | 0 | 0 | 0 | 0 | 0 | 0 | 0 | 0 | 0 | 0 | 0 | 0 | 0 | 0 | 0 | 0 | 0 | 0 | 0 | 0 | 0 | 0 | 0 | 0 | 0 | 0 | 0 | 0 | 0 | 0 | 0 | 0 | 0 | 0 | 0 | 0 | 0 | 0 | 0 | 0 | 0 | 0 | 0 | 0 | 0 | 0 | 0 | 0 | 0 | 0 | 0 | 0 | 0 | 0 | 0 | 0 | 0
|  |  | Plus | WHT on equity bridge interest and fees - rolled up | 0 | USD 000s | 0 | 0 | 0 | 0 | 0 | 0 | 0 | 0 | 0 | 0 | 0 | 0 | 0 | 0 | 0 | 0 | 0 | 0 | 0 | 0 | 0 | 0 | 0 | 0 | 0 | 0 | 0 | 0 | 0 | 0 | 0 | 0 | 0 | 0 | 0 | 0 | 0 | 0 | 0 | 0 | 0 | 0 | 0 | 0 | 0 | 0 | 0 | 0 | 0 | 0 | 0 | 0 | 0 | 0 | 0 | 0 | 0 | 0
|  |  | Less | Repayment of equity bridge - [sponsor 2] | 0 | USD 000s | 0 | 0 | 0 | 0 | 0 | 0 | 0 | 0 | 0 | 0 | 0 | 0 | 0 | 0 | 0 | 0 | 0 | 0 | 0 | 0 | 0 | 0 | 0 | 0 | 0 | 0 | 0 | 0 | 0 | 0 | 0 | 0 | 0 | 0 | 0 | 0 | 0 | 0 | 0 | 0 | 0 | 0 | 0 | 0 | 0 | 0 | 0 | 0 | 0 | 0 | 0 | 0 | 0 | 0 | 0 | 0 | 0 | 0
|  |  |  | Equity bridge balance - [sponsor 2] |  | USD 000s |  |  | 0 | 0 | 0 | 0 | 0 | 0 | 0 | 0 | 0 | 0 | 0 | 0 | 0 | 0 | 0 | 0 | 0 | 0 | 0 | 0 | 0 | 0 | 0 | 0 | 0 | 0 | 0 | 0 | 0 | 0 | 0 | 0 | 0 | 0 | 0 | 0 | 0 | 0 | 0 | 0 | 0 | 0 | 0 | 0 | 0 | 0 | 0 | 0 | 0 | 0 | 0 | 0 | 0 | 0 | 0 | 0
|  |  |  | Equity bridge balance - [sponsor 2] | 0 | USD 000s | 0 | 0 | 0 | 0 | 0 | 0 | 0 | 0 | 0 | 0 | 0 | 0 | 0 | 0 | 0 | 0 | 0 | 0 | 0 | 0 | 0 | 0 | 0 | 0 | 0 | 0 | 0 | 0 | 0 | 0 | 0 | 0 | 0 | 0 | 0 | 0 | 0 | 0 | 0 | 0 | 0 | 0 | 0 | 0 | 0 | 0 | 0 | 0 | 0 | 0 | 0 | 0 | 0 | 0 | 0 | 0 | 0 | 0
|  |  |  | Last construction period flag - monthly | 0 | flag | 1 | 0 | 0 | 0 | 0 | 0 | 0 | 0 | 0 | 0 | 0 | 0 | 0 | 0 | 0 | 0 | 0 | 0 | 0 | 0 | 0 | 0 | 0 | 0 | 0 | 0 | 0 | 0 | 0 | 0 | 0 | 0 | 0 | 0 | 0 | 0 | 0 | 0 | 0 | 0 | 0 | 0 | 0 | 0 | 0 | 0 | 0 | 0 | 0 | 1 | 0 | 0 | 0 | 0 | 0 | 0 | 0 | 0
|  |  |  | Equity bridge balance at end construction - [sponsor 2] | 0 | USD 000s
|  |  |  | Equity bridge SOFR based swap rate - construction - [sponsor 2] | 0% | % p.a.
|  |  |  | EBL + Senior debt swap rate - sensitivity | 0% | % p.a.
|  |  |  | Equity bridge swap rate margin - construction - [sponsor 2] | 0% | % p.a.
|  |  |  | Holdco EBL % hedged [Sponsor 2] | 0% | % | bar: 0 to 56
|  |  |  | 6M SOFR forward curve - construction period | 0% | % p.a. | 0% | 0% | 0% | 0% | 0% | 0% | 0% | 0% | 0% | 0% | 0% | 0% | 0% | 0% | 0% | 0% | 0% | 0% | 0% | 0% | 0% | 0% | 5.027% | 5.027% | 5.027% | 5.027% | 4.933% | 4.933% | 4.933% | 4.933% | 4.933% | 4.933% | 3.961% | 3.961% | 3.961% | 3.961% | 3.961% | 3.961% | 3.133% | 3.133% | 3.133% | 3.133% | 3.133% | 3.133% | 2.742% | 2.742% | 2.742% | 2.742% | 2.742% | 2.742% | 2.742% | 2.742% | 2.742% | 2.742% | 2.742% | 2.742% | 2.742% | 2.742%
|  |  |  | Construction period flag - monthly | 0 | flag | 27 | 0 | 0 | 0 | 0 | 0 | 0 | 0 | 0 | 0 | 0 | 0 | 0 | 0 | 0 | 0 | 0 | 0 | 0 | 0 | 0 | 0 | 0 | 1 | 1 | 1 | 1 | 1 | 1 | 1 | 1 | 1 | 1 | 1 | 1 | 1 | 1 | 1 | 1 | 1 | 1 | 1 | 1 | 1 | 1 | 1 | 1 | 1 | 1 | 1 | 0 | 0 | 0 | 0 | 0 | 0 | 0 | 0
|  |  |  | Equity bridge - availability period base rate - [sponsor 2] |  | % p.a. |  |  | 0% | 0% | 0% | 0% | 0% | 0% | 0% | 0% | 0% | 0% | 0% | 0% | 0% | 0% | 0% | 0% | 0% | 0% | 0% | 0% | 0% | 5.027% | 5.027% | 5.027% | 4.933% | 4.933% | 4.933% | 4.933% | 4.933% | 4.933% | 3.961% | 3.961% | 3.961% | 3.961% | 3.961% | 3.961% | 3.133% | 3.133% | 3.133% | 3.133% | 3.133% | 3.133% | 2.742% | 2.742% | 2.742% | 2.742% | 2.742% | 2.742% | 0% | 0% | 0% | 0% | 0% | 0% | 0% | 0%
|  |  |  | Equity bridge margin - [sponsor 2] | 0% | % p.a.
|  |  |  | Equity bridge day count convention | 360 | days
|  |  |  | Equity bridge - availability period base rate - [sponsor 2] | 0% | % p.a. | 0% | 0% | 0% | 0% | 0% | 0% | 0% | 0% | 0% | 0% | 0% | 0% | 0% | 0% | 0% | 0% | 0% | 0% | 0% | 0% | 0% | 0% | 0% | 5.027% | 5.027% | 5.027% | 4.933% | 4.933% | 4.933% | 4.933% | 4.933% | 4.933% | 3.961% | 3.961% | 3.961% | 3.961% | 3.961% | 3.961% | 3.133% | 3.133% | 3.133% | 3.133% | 3.133% | 3.133% | 2.742% | 2.742% | 2.742% | 2.742% | 2.742% | 2.742% | 0% | 0% | 0% | 0% | 0% | 0% | 0% | 0%
|  |  |  | Days in period - construction | 0 | days | 0 | 0 | 31 | 31 | 30 | 31 | 30 | 31 | 31 | 28 | 31 | 30 | 31 | 30 | 31 | 31 | 30 | 31 | 30 | 31 | 31 | 28 | 31 | 30 | 31 | 30 | 31 | 31 | 30 | 31 | 30 | 31 | 31 | 29 | 31 | 30 | 31 | 30 | 31 | 31 | 30 | 31 | 30 | 31 | 31 | 28 | 31 | 30 | 31 | 30 | 31 | 31 | 30 | 31 | 30 | 31 | 31 | 28
|  |  |  | Construction period flag - monthly | 0 | flag | 27 | 0 | 0 | 0 | 0 | 0 | 0 | 0 | 0 | 0 | 0 | 0 | 0 | 0 | 0 | 0 | 0 | 0 | 0 | 0 | 0 | 0 | 0 | 1 | 1 | 1 | 1 | 1 | 1 | 1 | 1 | 1 | 1 | 1 | 1 | 1 | 1 | 1 | 1 | 1 | 1 | 1 | 1 | 1 | 1 | 1 | 1 | 1 | 1 | 1 | 0 | 0 | 0 | 0 | 0 | 0 | 0 | 0
|  |  |  | Equity bridge period interest rate - [sponsor 2] |  | % |  |  | 0% | 0% | 0% | 0% | 0% | 0% | 0% | 0% | 0% | 0% | 0% | 0% | 0% | 0% | 0% | 0% | 0% | 0% | 0% | 0% | 0% | 0.4189% | 0.4329% | 0.4189% | 0.4248% | 0.4248% | 0.4111% | 0.4248% | 0.4111% | 0.4248% | 0.3411% | 0.3191% | 0.3411% | 0.3301% | 0.3411% | 0.3301% | 0.2698% | 0.2698% | 0.2611% | 0.2698% | 0.2611% | 0.2698% | 0.2361% | 0.2132% | 0.2361% | 0.2285% | 0.2361% | 0.2285% | 0% | 0% | 0% | 0% | 0% | 0% | 0% | 0%
|  |  |  | Equity bridge period interest rate - [sponsor 2] | 0% | % | 0% | 0% | 0% | 0% | 0% | 0% | 0% | 0% | 0% | 0% | 0% | 0% | 0% | 0% | 0% | 0% | 0% | 0% | 0% | 0% | 0% | 0% | 0% | 0.4189% | 0.4329% | 0.4189% | 0.4248% | 0.4248% | 0.4111% | 0.4248% | 0.4111% | 0.4248% | 0.3411% | 0.3191% | 0.3411% | 0.3301% | 0.3411% | 0.3301% | 0.2698% | 0.2698% | 0.2611% | 0.2698% | 0.2611% | 0.2698% | 0.2361% | 0.2132% | 0.2361% | 0.2285% | 0.2361% | 0.2285% | 0% | 0% | 0% | 0% | 0% | 0% | 0% | 0%
|  |  |  | Equity bridge balance - [sponsor 2] BEG | 0 | USD 000s | 0 | 0 | 0 | 0 | 0 | 0 | 0 | 0 | 0 | 0 | 0 | 0 | 0 | 0 | 0 | 0 | 0 | 0 | 0 | 0 | 0 | 0 | 0 | 0 | 0 | 0 | 0 | 0 | 0 | 0 | 0 | 0 | 0 | 0 | 0 | 0 | 0 | 0 | 0 | 0 | 0 | 0 | 0 | 0 | 0 | 0 | 0 | 0 | 0 | 0 | 0 | 0 | 0 | 0 | 0 | 0 | 0 | 0
|  |  |  | Equity bridge drawdown - [sponsor 2] | 0 | USD 000s | 0 | 0 | 0 | 0 | 0 | 0 | 0 | 0 | 0 | 0 | 0 | 0 | 0 | 0 | 0 | 0 | 0 | 0 | 0 | 0 | 0 | 0 | 0 | 0 | 0 | 0 | 0 | 0 | 0 | 0 | 0 | 0 | 0 | 0 | 0 | 0 | 0 | 0 | 0 | 0 | 0 | 0 | 0 | 0 | 0 | 0 | 0 | 0 | 0 | 0 | 0 | 0 | 0 | 0 | 0 | 0 | 0 | 0
|  |  |  | Construction period ppf | 0 | time factor | 27 | 0 | 0 | 0 | 0 | 0 | 0 | 0 | 0 | 0 | 0 | 0 | 0 | 0 | 0 | 0 | 0 | 0 | 0 | 0 | 0 | 0 | 0 | 1 | 1 | 1 | 1 | 1 | 1 | 1 | 1 | 1 | 1 | 1 | 1 | 1 | 1 | 1 | 1 | 1 | 1 | 1 | 1 | 1 | 1 | 1 | 1 | 1 | 1 | 1 | 0 | 0 | 0 | 0 | 0 | 0 | 0 | 0
|  |  |  | Construction / FC overlap flag | 0 | flag | 0 | 0 | 0 | 0 | 0 | 0 | 0 | 0 | 0 | 0 | 0 | 0 | 0 | 0 | 0 | 0 | 0 | 0 | 0 | 0 | 0 | 0 | 0 | 0 | 0 | 0 | 0 | 0 | 0 | 0 | 0 | 0 | 0 | 0 | 0 | 0 | 0 | 0 | 0 | 0 | 0 | 0 | 0 | 0 | 0 | 0 | 0 | 0 | 0 | 0 | 0 | 0 | 0 | 0 | 0 | 0 | 0 | 0
|  |  |  | Equity bridge interest - [sponsor 2] |  | USD 000s | 0 |  | 0 | 0 | 0 | 0 | 0 | 0 | 0 | 0 | 0 | 0 | 0 | 0 | 0 | 0 | 0 | 0 | 0 | 0 | 0 | 0 | 0 | 0 | 0 | 0 | 0 | 0 | 0 | 0 | 0 | 0 | 0 | 0 | 0 | 0 | 0 | 0 | 0 | 0 | 0 | 0 | 0 | 0 | 0 | 0 | 0 | 0 | 0 | 0 | 0 | 0 | 0 | 0 | 0 | 0 | 0 | 0
|  |  |  | Project Co EBL interest & fee pre-pcod paid vs rolled-up switch | 0 | 0 = paid, 1 = rolled-up
|  |  |  | Equity bridge interest - [sponsor 2] | 0 | USD 000s | 0 | 0 | 0 | 0 | 0 | 0 | 0 | 0 | 0 | 0 | 0 | 0 | 0 | 0 | 0 | 0 | 0 | 0 | 0 | 0 | 0 | 0 | 0 | 0 | 0 | 0 | 0 | 0 | 0 | 0 | 0 | 0 | 0 | 0 | 0 | 0 | 0 | 0 | 0 | 0 | 0 | 0 | 0 | 0 | 0 | 0 | 0 | 0 | 0 | 0 | 0 | 0 | 0 | 0 | 0 | 0 | 0 | 0
|  |  |  | Equity bridge interest - [sponsor 2] - paid |  | USD 000s | 0 |  | 0 | 0 | 0 | 0 | 0 | 0 | 0 | 0 | 0 | 0 | 0 | 0 | 0 | 0 | 0 | 0 | 0 | 0 | 0 | 0 | 0 | 0 | 0 | 0 | 0 | 0 | 0 | 0 | 0 | 0 | 0 | 0 | 0 | 0 | 0 | 0 | 0 | 0 | 0 | 0 | 0 | 0 | 0 | 0 | 0 | 0 | 0 | 0 | 0 | 0 | 0 | 0 | 0 | 0 | 0 | 0
|  |  |  | Equity bridge interest - [sponsor 2] | 0 | USD 000s | 0 | 0 | 0 | 0 | 0 | 0 | 0 | 0 | 0 | 0 | 0 | 0 | 0 | 0 | 0 | 0 | 0 | 0 | 0 | 0 | 0 | 0 | 0 | 0 | 0 | 0 | 0 | 0 | 0 | 0 | 0 | 0 | 0 | 0 | 0 | 0 | 0 | 0 | 0 | 0 | 0 | 0 | 0 | 0 | 0 | 0 | 0 | 0 | 0 | 0 | 0 | 0 | 0 | 0 | 0 | 0 | 0 | 0
|  |  |  | Equity bridge interest - [sponsor 2] - paid | 0 | USD 000s | 0 | 0 | 0 | 0 | 0 | 0 | 0 | 0 | 0 | 0 | 0 | 0 | 0 | 0 | 0 | 0 | 0 | 0 | 0 | 0 | 0 | 0 | 0 | 0 | 0 | 0 | 0 | 0 | 0 | 0 | 0 | 0 | 0 | 0 | 0 | 0 | 0 | 0 | 0 | 0 | 0 | 0 | 0 | 0 | 0 | 0 | 0 | 0 | 0 | 0 | 0 | 0 | 0 | 0 | 0 | 0 | 0 | 0
|  |  |  | Equity bridge interest - [sponsor 2] - rolled up |  | USD 000s | 0 |  | 0 | 0 | 0 | 0 | 0 | 0 | 0 | 0 | 0 | 0 | 0 | 0 | 0 | 0 | 0 | 0 | 0 | 0 | 0 | 0 | 0 | 0 | 0 | 0 | 0 | 0 | 0 | 0 | 0 | 0 | 0 | 0 | 0 | 0 | 0 | 0 | 0 | 0 | 0 | 0 | 0 | 0 | 0 | 0 | 0 | 0 | 0 | 0 | 0 | 0 | 0 | 0 | 0 | 0 | 0 | 0
Equity bridge interest hedged - [sponsor 2]
|  |  |  | % of Project Co EBL hedged | 0% | %
|  |  |  | Senior debt interest payment frequency flag | 0 | flag | 0 | 0 | 0 | 0 | 0 | 0 | 0 | 0 | 0 | 0 | 0 | 0 | 0 | 0 | 0 | 0 | 0 | 0 | 0 | 0 | 0 | 0 | 1 | 0 | 0 | 0 | 0 | 0 | 1 | 0 | 0 | 0 | 0 | 0 | 1 | 0 | 0 | 0 | 0 | 0 | 1 | 0 | 0 | 0 | 0 | 0 | 1 | 0 | 0 | 0 | 0 | 0 | 0 | 0 | 0 | 0 | 0 | 0
|  |  |  | Equity bridge balance - [sponsor 2] BEG | 0 | USD 000s | 0 | 0 | 0 | 0 | 0 | 0 | 0 | 0 | 0 | 0 | 0 | 0 | 0 | 0 | 0 | 0 | 0 | 0 | 0 | 0 | 0 | 0 | 0 | 0 | 0 | 0 | 0 | 0 | 0 | 0 | 0 | 0 | 0 | 0 | 0 | 0 | 0 | 0 | 0 | 0 | 0 | 0 | 0 | 0 | 0 | 0 | 0 | 0 | 0 | 0 | 0 | 0 | 0 | 0 | 0 | 0 | 0 | 0
|  |  |  | EBL ProjCo calculated notional balance [Sponsor 2] - BEG |  | USD 000s |  |  | 0 | 0 | 0 | 0 | 0 | 0 | 0 | 0 | 0 | 0 | 0 | 0 | 0 | 0 | 0 | 0 | 0 | 0 | 0 | 0 | 0 | 0 | 0 | 0 | 0 | 0 | 0 | 0 | 0 | 0 | 0 | 0 | 0 | 0 | 0 | 0 | 0 | 0 | 0 | 0 | 0 | 0 | 0 | 0 | 0 | 0 | 0 | 0 | 0 | 0 | 0 | 0 | 0 | 0 | 0 | 0
|  |  |  | Units in a thousand | 1000 | units in thousand
|  |  |  | EBL ProjCo calculated notional balance [Sponsor 2] - BEG | 0 | USD 000s | 0 | 0 | 0 | 0 | 0 | 0 | 0 | 0 | 0 | 0 | 0 | 0 | 0 | 0 | 0 | 0 | 0 | 0 | 0 | 0 | 0 | 0 | 0 | 0 | 0 | 0 | 0 | 0 | 0 | 0 | 0 | 0 | 0 | 0 | 0 | 0 | 0 | 0 | 0 | 0 | 0 | 0 | 0 | 0 | 0 | 0 | 0 | 0 | 0 | 0 | 0 | 0 | 0 | 0 | 0 | 0 | 0 | 0
|  |  |  | EBL ProjCo calculated notional balance [Sponsor 2] - BEG (USD) |  | USD |  |  | 0 | 0 | 0 | 0 | 0 | 0 | 0 | 0 | 0 | 0 | 0 | 0 | 0 | 0 | 0 | 0 | 0 | 0 | 0 | 0 | 0 | 0 | 0 | 0 | 0 | 0 | 0 | 0 | 0 | 0 | 0 | 0 | 0 | 0 | 0 | 0 | 0 | 0 | 0 | 0 | 0 | 0 | 0 | 0 | 0 | 0 | 0 | 0 | 0 | 0 | 0 | 0 | 0 | 0 | 0 | 0
|  |  |  | EBL hedging based on calculated debt | 1 | 1 = input, 0 = notional based
|  |  |  | % of Project Co EBL hedged | 0% | %
|  |  |  | Equity bridge balance - [sponsor 2] BEG | 0 | USD 000s | 0 | 0 | 0 | 0 | 0 | 0 | 0 | 0 | 0 | 0 | 0 | 0 | 0 | 0 | 0 | 0 | 0 | 0 | 0 | 0 | 0 | 0 | 0 | 0 | 0 | 0 | 0 | 0 | 0 | 0 | 0 | 0 | 0 | 0 | 0 | 0 | 0 | 0 | 0 | 0 | 0 | 0 | 0 | 0 | 0 | 0 | 0 | 0 | 0 | 0 | 0 | 0 | 0 | 0 | 0 | 0 | 0 | 0
|  |  |  | EBL ProjCo calculated notional balance [Sponsor 2] - BEG | 0 | USD 000s | 0 | 0 | 0 | 0 | 0 | 0 | 0 | 0 | 0 | 0 | 0 | 0 | 0 | 0 | 0 | 0 | 0 | 0 | 0 | 0 | 0 | 0 | 0 | 0 | 0 | 0 | 0 | 0 | 0 | 0 | 0 | 0 | 0 | 0 | 0 | 0 | 0 | 0 | 0 | 0 | 0 | 0 | 0 | 0 | 0 | 0 | 0 | 0 | 0 | 0 | 0 | 0 | 0 | 0 | 0 | 0 | 0 | 0
|  |  |  | EBL notional profile during construction - hedged portion - [sponsor 2] | 0 | USD | 0 | 0 | 0 | 0 | 0 | 0 | 0 | 0 | 0 | 0 | 0 | 0 | 0 | 0 | 0 | 0 | 0 | 0 | 0 | 0 | 0 | 0 | 0 | 0 | 0 | 0 | 0 | 0 | 0 | 0 | 0 | 0 | 0 | 0 | 0 | 0 | 0 | 0 | 0 | 0 | 0 | 0 | 0 | 0 | 0 | 0 | 0 | 0 | 0 | 0 | 0 | 0 | 0 | 0 | 0 | 0 | 0 | 0
|  |  |  | Holdco EBL % hedged [Sponsor 2] |  | % | bar: 1 to 56
|  |  |  | Senior debt interest payment frequency flag | 0 | flag | 0 | 0 | 0 | 0 | 0 | 0 | 0 | 0 | 0 | 0 | 0 | 0 | 0 | 0 | 0 | 0 | 0 | 0 | 0 | 0 | 0 | 0 | 1 | 0 | 0 | 0 | 0 | 0 | 1 | 0 | 0 | 0 | 0 | 0 | 1 | 0 | 0 | 0 | 0 | 0 | 1 | 0 | 0 | 0 | 0 | 0 | 1 | 0 | 0 | 0 | 0 | 0 | 0 | 0 | 0 | 0 | 0 | 0
|  |  |  | Equity bridge balance - [sponsor 2] BEG | 0 | USD 000s | 0 | 0 | 0 | 0 | 0 | 0 | 0 | 0 | 0 | 0 | 0 | 0 | 0 | 0 | 0 | 0 | 0 | 0 | 0 | 0 | 0 | 0 | 0 | 0 | 0 | 0 | 0 | 0 | 0 | 0 | 0 | 0 | 0 | 0 | 0 | 0 | 0 | 0 | 0 | 0 | 0 | 0 | 0 | 0 | 0 | 0 | 0 | 0 | 0 | 0 | 0 | 0 | 0 | 0 | 0 | 0 | 0 | 0
|  |  |  | EBL notional profile during construction - hedged portion - [sponsor 2] | 0 | USD | 0 | 0 | 0 | 0 | 0 | 0 | 0 | 0 | 0 | 0 | 0 | 0 | 0 | 0 | 0 | 0 | 0 | 0 | 0 | 0 | 0 | 0 | 0 | 0 | 0 | 0 | 0 | 0 | 0 | 0 | 0 | 0 | 0 | 0 | 0 | 0 | 0 | 0 | 0 | 0 | 0 | 0 | 0 | 0 | 0 | 0 | 0 | 0 | 0 | 0 | 0 | 0 | 0 | 0 | 0 | 0 | 0 | 0
|  |  |  | % of HoldCo EBL hedged during construction - on interest payment date |  | % | * for info | [6 empty] | 0% | 0% | 0% | 0% | 0% | 0% | 0% | 0% | 0% | 0% | 0% | 0% | 0% | 0% | 0% | 0% | 0% | 0% | 0% | 0% | 0% | 0% | 0% | 0% | 0% | 0% | 0% | 0% | 0% | 0% | 0% | 0% | 0% | 0% | 0% | 0% | 0% | 0% | 0% | 0% | 0% | 0% | 0% | 0% | 0% | 0% | 0% | 0% | 0% | 0% | 0%
Equity bridge fees - [sponsor 2]
|  |  |  | Projectco EBL active | 0 | 1 = active, 0 = inactive
|  |  |  | Equity bridge upfront fee - [sponsor 2] | 0% | %
|  |  |  | Equity bridge / shareholder loan - [sponsor 2] | 0 | USD 000s
|  |  |  | Equity bridge interest and fees rolled up [Sponsor 2] - fixed | 0 | USD 000s
|  |  |  | Financial close date flag - construction | 0 | flag | 1 | 0 | 0 | 0 | 0 | 0 | 0 | 0 | 0 | 0 | 0 | 0 | 0 | 0 | 0 | 0 | 0 | 0 | 0 | 0 | 0 | 0 | 1 | 0 | 0 | 0 | 0 | 0 | 0 | 0 | 0 | 0 | 0 | 0 | 0 | 0 | 0 | 0 | 0 | 0 | 0 | 0 | 0 | 0 | 0 | 0 | 0 | 0 | 0 | 0 | 0 | 0 | 0 | 0 | 0 | 0 | 0 | 0
|  |  |  | Equity bridge upfront fee - [sponsor 2] |  | USD 000s | 0 |  | 0 | 0 | 0 | 0 | 0 | 0 | 0 | 0 | 0 | 0 | 0 | 0 | 0 | 0 | 0 | 0 | 0 | 0 | 0 | 0 | 0 | 0 | 0 | 0 | 0 | 0 | 0 | 0 | 0 | 0 | 0 | 0 | 0 | 0 | 0 | 0 | 0 | 0 | 0 | 0 | 0 | 0 | 0 | 0 | 0 | 0 | 0 | 0 | 0 | 0 | 0 | 0 | 0 | 0 | 0 | 0
|  |  |  | Project Co EBL interest & fee pre-pcod paid vs rolled-up switch | 0 | 0 = paid, 1 = rolled-up
|  |  |  | Equity bridge upfront fee - [sponsor 2] | 0 | USD 000s | 0 | 0 | 0 | 0 | 0 | 0 | 0 | 0 | 0 | 0 | 0 | 0 | 0 | 0 | 0 | 0 | 0 | 0 | 0 | 0 | 0 | 0 | 0 | 0 | 0 | 0 | 0 | 0 | 0 | 0 | 0 | 0 | 0 | 0 | 0 | 0 | 0 | 0 | 0 | 0 | 0 | 0 | 0 | 0 | 0 | 0 | 0 | 0 | 0 | 0 | 0 | 0 | 0 | 0 | 0 | 0 | 0 | 0
|  |  |  | Equity bridge upfront fee - [sponsor 2] - paid |  | USD 000s | 0 |  | 0 | 0 | 0 | 0 | 0 | 0 | 0 | 0 | 0 | 0 | 0 | 0 | 0 | 0 | 0 | 0 | 0 | 0 | 0 | 0 | 0 | 0 | 0 | 0 | 0 | 0 | 0 | 0 | 0 | 0 | 0 | 0 | 0 | 0 | 0 | 0 | 0 | 0 | 0 | 0 | 0 | 0 | 0 | 0 | 0 | 0 | 0 | 0 | 0 | 0 | 0 | 0 | 0 | 0 | 0 | 0
|  |  |  | Equity bridge upfront fee - [sponsor 2] | 0 | USD 000s | 0 | 0 | 0 | 0 | 0 | 0 | 0 | 0 | 0 | 0 | 0 | 0 | 0 | 0 | 0 | 0 | 0 | 0 | 0 | 0 | 0 | 0 | 0 | 0 | 0 | 0 | 0 | 0 | 0 | 0 | 0 | 0 | 0 | 0 | 0 | 0 | 0 | 0 | 0 | 0 | 0 | 0 | 0 | 0 | 0 | 0 | 0 | 0 | 0 | 0 | 0 | 0 | 0 | 0 | 0 | 0 | 0 | 0
|  |  |  | Equity bridge upfront fee - [sponsor 2] - paid | 0 | USD 000s | 0 | 0 | 0 | 0 | 0 | 0 | 0 | 0 | 0 | 0 | 0 | 0 | 0 | 0 | 0 | 0 | 0 | 0 | 0 | 0 | 0 | 0 | 0 | 0 | 0 | 0 | 0 | 0 | 0 | 0 | 0 | 0 | 0 | 0 | 0 | 0 | 0 | 0 | 0 | 0 | 0 | 0 | 0 | 0 | 0 | 0 | 0 | 0 | 0 | 0 | 0 | 0 | 0 | 0 | 0 | 0 | 0 | 0
|  |  |  | Equity bridge upfront fee - [sponsor 2] - rolled up |  | USD 000s | 0 |  | 0 | 0 | 0 | 0 | 0 | 0 | 0 | 0 | 0 | 0 | 0 | 0 | 0 | 0 | 0 | 0 | 0 | 0 | 0 | 0 | 0 | 0 | 0 | 0 | 0 | 0 | 0 | 0 | 0 | 0 | 0 | 0 | 0 | 0 | 0 | 0 | 0 | 0 | 0 | 0 | 0 | 0 | 0 | 0 | 0 | 0 | 0 | 0 | 0 | 0 | 0 | 0 | 0 | 0 | 0 | 0
Equity bridge commitment fee - [sponsor 2]
|  |  |  | Projectco EBL active | 0 | 1 = active, 0 = inactive
|  |  |  | Equity bridge / shareholder loan - [sponsor 2] | 0 | USD 000s
|  |  |  | Equity bridge interest and fees rolled up [Sponsor 2] - fixed | 0 | USD 000s
|  |  |  | Equity bridge balance - [sponsor 2] BEG | 0 | USD 000s | 0 | 0 | 0 | 0 | 0 | 0 | 0 | 0 | 0 | 0 | 0 | 0 | 0 | 0 | 0 | 0 | 0 | 0 | 0 | 0 | 0 | 0 | 0 | 0 | 0 | 0 | 0 | 0 | 0 | 0 | 0 | 0 | 0 | 0 | 0 | 0 | 0 | 0 | 0 | 0 | 0 | 0 | 0 | 0 | 0 | 0 | 0 | 0 | 0 | 0 | 0 | 0 | 0 | 0 | 0 | 0 | 0 | 0
|  |  |  | Equity bridge drawdown - [sponsor 2] | 0 | USD 000s | 0 | 0 | 0 | 0 | 0 | 0 | 0 | 0 | 0 | 0 | 0 | 0 | 0 | 0 | 0 | 0 | 0 | 0 | 0 | 0 | 0 | 0 | 0 | 0 | 0 | 0 | 0 | 0 | 0 | 0 | 0 | 0 | 0 | 0 | 0 | 0 | 0 | 0 | 0 | 0 | 0 | 0 | 0 | 0 | 0 | 0 | 0 | 0 | 0 | 0 | 0 | 0 | 0 | 0 | 0 | 0 | 0 | 0
|  |  |  | Construction / FC overlap flag | 0 | flag | 0 | 0 | 0 | 0 | 0 | 0 | 0 | 0 | 0 | 0 | 0 | 0 | 0 | 0 | 0 | 0 | 0 | 0 | 0 | 0 | 0 | 0 | 0 | 0 | 0 | 0 | 0 | 0 | 0 | 0 | 0 | 0 | 0 | 0 | 0 | 0 | 0 | 0 | 0 | 0 | 0 | 0 | 0 | 0 | 0 | 0 | 0 | 0 | 0 | 0 | 0 | 0 | 0 | 0 | 0 | 0 | 0 | 0
|  |  |  | Equity bridge undrawn balance - [sponsor 2] |  | USD 000s |  |  | 0 | 0 | 0 | 0 | 0 | 0 | 0 | 0 | 0 | 0 | 0 | 0 | 0 | 0 | 0 | 0 | 0 | 0 | 0 | 0 | 0 | 0 | 0 | 0 | 0 | 0 | 0 | 0 | 0 | 0 | 0 | 0 | 0 | 0 | 0 | 0 | 0 | 0 | 0 | 0 | 0 | 0 | 0 | 0 | 0 | 0 | 0 | 0 | 0 | 0 | 0 | 0 | 0 | 0 | 0 | 0
|  |  |  | Equity bridge margin - [sponsor 2] | 0% | % p.a.
|  |  |  | Equity bridge commitment fee - [sponsor 2] | 0% | % of margin
|  |  |  | Equity bridge day count convention | 360 | days
|  |  |  | Equity bridge undrawn balance - [sponsor 2] | 0 | USD 000s | 0 | 0 | 0 | 0 | 0 | 0 | 0 | 0 | 0 | 0 | 0 | 0 | 0 | 0 | 0 | 0 | 0 | 0 | 0 | 0 | 0 | 0 | 0 | 0 | 0 | 0 | 0 | 0 | 0 | 0 | 0 | 0 | 0 | 0 | 0 | 0 | 0 | 0 | 0 | 0 | 0 | 0 | 0 | 0 | 0 | 0 | 0 | 0 | 0 | 0 | 0 | 0 | 0 | 0 | 0 | 0 | 0 | 0
|  |  |  | Days in period - construction | 0 | days | 0 | 0 | 31 | 31 | 30 | 31 | 30 | 31 | 31 | 28 | 31 | 30 | 31 | 30 | 31 | 31 | 30 | 31 | 30 | 31 | 31 | 28 | 31 | 30 | 31 | 30 | 31 | 31 | 30 | 31 | 30 | 31 | 31 | 29 | 31 | 30 | 31 | 30 | 31 | 31 | 30 | 31 | 30 | 31 | 31 | 28 | 31 | 30 | 31 | 30 | 31 | 31 | 30 | 31 | 30 | 31 | 31 | 28
|  |  |  | Construction period ppf | 0 | time factor | 27 | 0 | 0 | 0 | 0 | 0 | 0 | 0 | 0 | 0 | 0 | 0 | 0 | 0 | 0 | 0 | 0 | 0 | 0 | 0 | 0 | 0 | 0 | 1 | 1 | 1 | 1 | 1 | 1 | 1 | 1 | 1 | 1 | 1 | 1 | 1 | 1 | 1 | 1 | 1 | 1 | 1 | 1 | 1 | 1 | 1 | 1 | 1 | 1 | 1 | 0 | 0 | 0 | 0 | 0 | 0 | 0 | 0
|  |  |  | Equity bridge commitment fee - [sponsor 2] |  | USD 000s | 0 |  | 0 | 0 | 0 | 0 | 0 | 0 | 0 | 0 | 0 | 0 | 0 | 0 | 0 | 0 | 0 | 0 | 0 | 0 | 0 | 0 | 0 | 0 | 0 | 0 | 0 | 0 | 0 | 0 | 0 | 0 | 0 | 0 | 0 | 0 | 0 | 0 | 0 | 0 | 0 | 0 | 0 | 0 | 0 | 0 | 0 | 0 | 0 | 0 | 0 | 0 | 0 | 0 | 0 | 0 | 0 | 0
|  |  |  | Project Co EBL interest & fee pre-pcod paid vs rolled-up switch | 0 | 0 = paid, 1 = rolled-up
|  |  |  | Equity bridge commitment fee - [sponsor 2] | 0 | USD 000s | 0 | 0 | 0 | 0 | 0 | 0 | 0 | 0 | 0 | 0 | 0 | 0 | 0 | 0 | 0 | 0 | 0 | 0 | 0 | 0 | 0 | 0 | 0 | 0 | 0 | 0 | 0 | 0 | 0 | 0 | 0 | 0 | 0 | 0 | 0 | 0 | 0 | 0 | 0 | 0 | 0 | 0 | 0 | 0 | 0 | 0 | 0 | 0 | 0 | 0 | 0 | 0 | 0 | 0 | 0 | 0 | 0 | 0
|  |  |  | Equity bridge commitment fee - [sponsor 2] - paid |  | USD 000s | 0 |  | 0 | 0 | 0 | 0 | 0 | 0 | 0 | 0 | 0 | 0 | 0 | 0 | 0 | 0 | 0 | 0 | 0 | 0 | 0 | 0 | 0 | 0 | 0 | 0 | 0 | 0 | 0 | 0 | 0 | 0 | 0 | 0 | 0 | 0 | 0 | 0 | 0 | 0 | 0 | 0 | 0 | 0 | 0 | 0 | 0 | 0 | 0 | 0 | 0 | 0 | 0 | 0 | 0 | 0 | 0 | 0
|  |  |  | Equity bridge commitment fee - [sponsor 2] | 0 | USD 000s | 0 | 0 | 0 | 0 | 0 | 0 | 0 | 0 | 0 | 0 | 0 | 0 | 0 | 0 | 0 | 0 | 0 | 0 | 0 | 0 | 0 | 0 | 0 | 0 | 0 | 0 | 0 | 0 | 0 | 0 | 0 | 0 | 0 | 0 | 0 | 0 | 0 | 0 | 0 | 0 | 0 | 0 | 0 | 0 | 0 | 0 | 0 | 0 | 0 | 0 | 0 | 0 | 0 | 0 | 0 | 0 | 0 | 0
|  |  |  | Equity bridge commitment fee - [sponsor 2] - paid | 0 | USD 000s | 0 | 0 | 0 | 0 | 0 | 0 | 0 | 0 | 0 | 0 | 0 | 0 | 0 | 0 | 0 | 0 | 0 | 0 | 0 | 0 | 0 | 0 | 0 | 0 | 0 | 0 | 0 | 0 | 0 | 0 | 0 | 0 | 0 | 0 | 0 | 0 | 0 | 0 | 0 | 0 | 0 | 0 | 0 | 0 | 0 | 0 | 0 | 0 | 0 | 0 | 0 | 0 | 0 | 0 | 0 | 0 | 0 | 0
|  |  |  | Equity bridge commitment fee - [sponsor 2] - rolled up |  | USD 000s | 0 |  | 0 | 0 | 0 | 0 | 0 | 0 | 0 | 0 | 0 | 0 | 0 | 0 | 0 | 0 | 0 | 0 | 0 | 0 | 0 | 0 | 0 | 0 | 0 | 0 | 0 | 0 | 0 | 0 | 0 | 0 | 0 | 0 | 0 | 0 | 0 | 0 | 0 | 0 | 0 | 0 | 0 | 0 | 0 | 0 | 0 | 0 | 0 | 0 | 0 | 0 | 0 | 0 | 0 | 0 | 0 | 0
|  |  |  | Equity bridge upfront fee - [sponsor 2] | 0 | USD 000s | 0 | 0 | 0 | 0 | 0 | 0 | 0 | 0 | 0 | 0 | 0 | 0 | 0 | 0 | 0 | 0 | 0 | 0 | 0 | 0 | 0 | 0 | 0 | 0 | 0 | 0 | 0 | 0 | 0 | 0 | 0 | 0 | 0 | 0 | 0 | 0 | 0 | 0 | 0 | 0 | 0 | 0 | 0 | 0 | 0 | 0 | 0 | 0 | 0 | 0 | 0 | 0 | 0 | 0 | 0 | 0 | 0 | 0
|  |  |  | Equity bridge commitment fee - [sponsor 2] | 0 | USD 000s | 0 | 0 | 0 | 0 | 0 | 0 | 0 | 0 | 0 | 0 | 0 | 0 | 0 | 0 | 0 | 0 | 0 | 0 | 0 | 0 | 0 | 0 | 0 | 0 | 0 | 0 | 0 | 0 | 0 | 0 | 0 | 0 | 0 | 0 | 0 | 0 | 0 | 0 | 0 | 0 | 0 | 0 | 0 | 0 | 0 | 0 | 0 | 0 | 0 | 0 | 0 | 0 | 0 | 0 | 0 | 0 | 0 | 0
|  |  |  | EBL fees - [sponsor 2] |  | USD 000s | 0 |  | 0 | 0 | 0 | 0 | 0 | 0 | 0 | 0 | 0 | 0 | 0 | 0 | 0 | 0 | 0 | 0 | 0 | 0 | 0 | 0 | 0 | 0 | 0 | 0 | 0 | 0 | 0 | 0 | 0 | 0 | 0 | 0 | 0 | 0 | 0 | 0 | 0 | 0 | 0 | 0 | 0 | 0 | 0 | 0 | 0 | 0 | 0 | 0 | 0 | 0 | 0 | 0 | 0 | 0 | 0 | 0
Equity bridge withholding tax - paid - [sponsor 2]
|  |  |  | Masdar equity ownership | 100% | %
|  |  |  | [sponsor 2] equity ownership | 0% | %
|  |  |  | [sponsor 3] equity ownership | 0% | %
|  |  |  | Withholding tax rate - EBL interest - Masdar | 0% | %
|  |  |  | Withholding tax rate - EBL interest - [sponsor 2] | 0% | %
|  |  |  | Withholding tax rate - EBL interest - [sponsor 3] | 0% | %
|  |  |  | EBL interest - blended withholding tax rate | 0% | %
|  |  |  | EBL interest - blended withholding tax rate | 0% | %
|  |  |  | Equity bridge interest - [sponsor 2] | 0 | USD 000s | 0 | 0 | 0 | 0 | 0 | 0 | 0 | 0 | 0 | 0 | 0 | 0 | 0 | 0 | 0 | 0 | 0 | 0 | 0 | 0 | 0 | 0 | 0 | 0 | 0 | 0 | 0 | 0 | 0 | 0 | 0 | 0 | 0 | 0 | 0 | 0 | 0 | 0 | 0 | 0 | 0 | 0 | 0 | 0 | 0 | 0 | 0 | 0 | 0 | 0 | 0 | 0 | 0 | 0 | 0 | 0 | 0 | 0
|  |  |  | Withholding tax on equity bridge interest |  | USD 000s | 0 |  | 0 | 0 | 0 | 0 | 0 | 0 | 0 | 0 | 0 | 0 | 0 | 0 | 0 | 0 | 0 | 0 | 0 | 0 | 0 | 0 | 0 | 0 | 0 | 0 | 0 | 0 | 0 | 0 | 0 | 0 | 0 | 0 | 0 | 0 | 0 | 0 | 0 | 0 | 0 | 0 | 0 | 0 | 0 | 0 | 0 | 0 | 0 | 0 | 0 | 0 | 0 | 0 | 0 | 0 | 0 | 0
|  |  |  | Project Co EBL interest & fee pre-pcod paid vs rolled-up switch | 0 | 0 = paid, 1 = rolled-up
|  |  |  | Withholding tax on equity bridge interest | 0 | USD 000s | 0 | 0 | 0 | 0 | 0 | 0 | 0 | 0 | 0 | 0 | 0 | 0 | 0 | 0 | 0 | 0 | 0 | 0 | 0 | 0 | 0 | 0 | 0 | 0 | 0 | 0 | 0 | 0 | 0 | 0 | 0 | 0 | 0 | 0 | 0 | 0 | 0 | 0 | 0 | 0 | 0 | 0 | 0 | 0 | 0 | 0 | 0 | 0 | 0 | 0 | 0 | 0 | 0 | 0 | 0 | 0 | 0 | 0
|  |  |  | Withholding tax on equity bridge interest - funded |  | USD 000s | 0 |  | 0 | 0 | 0 | 0 | 0 | 0 | 0 | 0 | 0 | 0 | 0 | 0 | 0 | 0 | 0 | 0 | 0 | 0 | 0 | 0 | 0 | 0 | 0 | 0 | 0 | 0 | 0 | 0 | 0 | 0 | 0 | 0 | 0 | 0 | 0 | 0 | 0 | 0 | 0 | 0 | 0 | 0 | 0 | 0 | 0 | 0 | 0 | 0 | 0 | 0 | 0 | 0 | 0 | 0 | 0 | 0
|  |  |  | Withholding tax on equity bridge interest | 0 | USD 000s | 0 | 0 | 0 | 0 | 0 | 0 | 0 | 0 | 0 | 0 | 0 | 0 | 0 | 0 | 0 | 0 | 0 | 0 | 0 | 0 | 0 | 0 | 0 | 0 | 0 | 0 | 0 | 0 | 0 | 0 | 0 | 0 | 0 | 0 | 0 | 0 | 0 | 0 | 0 | 0 | 0 | 0 | 0 | 0 | 0 | 0 | 0 | 0 | 0 | 0 | 0 | 0 | 0 | 0 | 0 | 0 | 0 | 0
|  |  |  | Withholding tax on equity bridge interest - funded | 0 | USD 000s | 0 | 0 | 0 | 0 | 0 | 0 | 0 | 0 | 0 | 0 | 0 | 0 | 0 | 0 | 0 | 0 | 0 | 0 | 0 | 0 | 0 | 0 | 0 | 0 | 0 | 0 | 0 | 0 | 0 | 0 | 0 | 0 | 0 | 0 | 0 | 0 | 0 | 0 | 0 | 0 | 0 | 0 | 0 | 0 | 0 | 0 | 0 | 0 | 0 | 0 | 0 | 0 | 0 | 0 | 0 | 0 | 0 | 0
|  |  |  | Withholding tax on equity bridge interest - rolled up |  | USD 000s | 0 |  | 0 | 0 | 0 | 0 | 0 | 0 | 0 | 0 | 0 | 0 | 0 | 0 | 0 | 0 | 0 | 0 | 0 | 0 | 0 | 0 | 0 | 0 | 0 | 0 | 0 | 0 | 0 | 0 | 0 | 0 | 0 | 0 | 0 | 0 | 0 | 0 | 0 | 0 | 0 | 0 | 0 | 0 | 0 | 0 | 0 | 0 | 0 | 0 | 0 | 0 | 0 | 0 | 0 | 0 | 0 | 0
|  |  |  | Masdar equity ownership | 100% | %
|  |  |  | [sponsor 2] equity ownership | 0% | %
|  |  |  | [sponsor 3] equity ownership | 0% | %
|  |  |  | Withholding tax rate - EBL fees - Masdar | 0% | %
|  |  |  | Withholding tax rate - EBL fees - [sponsor 2] | 0% | %
|  |  |  | Withholding tax rate - EBL fees - [sponsor 3] | 0% | %
|  |  |  | EBL fees - blended withholding tax rate | 0% | %
|  |  |  | EBL fees - blended withholding tax rate | 0% | %
|  |  |  | EBL fees - [sponsor 2] | 0 | USD 000s | 0 | 0 | 0 | 0 | 0 | 0 | 0 | 0 | 0 | 0 | 0 | 0 | 0 | 0 | 0 | 0 | 0 | 0 | 0 | 0 | 0 | 0 | 0 | 0 | 0 | 0 | 0 | 0 | 0 | 0 | 0 | 0 | 0 | 0 | 0 | 0 | 0 | 0 | 0 | 0 | 0 | 0 | 0 | 0 | 0 | 0 | 0 | 0 | 0 | 0 | 0 | 0 | 0 | 0 | 0 | 0 | 0 | 0
|  |  |  | Withholding tax on equity bridge fees |  | USD 000s | 0 |  | 0 | 0 | 0 | 0 | 0 | 0 | 0 | 0 | 0 | 0 | 0 | 0 | 0 | 0 | 0 | 0 | 0 | 0 | 0 | 0 | 0 | 0 | 0 | 0 | 0 | 0 | 0 | 0 | 0 | 0 | 0 | 0 | 0 | 0 | 0 | 0 | 0 | 0 | 0 | 0 | 0 | 0 | 0 | 0 | 0 | 0 | 0 | 0 | 0 | 0 | 0 | 0 | 0 | 0 | 0 | 0
|  |  |  | Project Co EBL interest & fee pre-pcod paid vs rolled-up switch | 0 | 0 = paid, 1 = rolled-up
|  |  |  | Withholding tax on equity bridge fees | 0 | USD 000s | 0 | 0 | 0 | 0 | 0 | 0 | 0 | 0 | 0 | 0 | 0 | 0 | 0 | 0 | 0 | 0 | 0 | 0 | 0 | 0 | 0 | 0 | 0 | 0 | 0 | 0 | 0 | 0 | 0 | 0 | 0 | 0 | 0 | 0 | 0 | 0 | 0 | 0 | 0 | 0 | 0 | 0 | 0 | 0 | 0 | 0 | 0 | 0 | 0 | 0 | 0 | 0 | 0 | 0 | 0 | 0 | 0 | 0
|  |  |  | Withholding tax on equity bridge fees - funded |  | USD 000s | 0 |  | 0 | 0 | 0 | 0 | 0 | 0 | 0 | 0 | 0 | 0 | 0 | 0 | 0 | 0 | 0 | 0 | 0 | 0 | 0 | 0 | 0 | 0 | 0 | 0 | 0 | 0 | 0 | 0 | 0 | 0 | 0 | 0 | 0 | 0 | 0 | 0 | 0 | 0 | 0 | 0 | 0 | 0 | 0 | 0 | 0 | 0 | 0 | 0 | 0 | 0 | 0 | 0 | 0 | 0 | 0 | 0
|  |  |  | Withholding tax on equity bridge fees | 0 | USD 000s | 0 | 0 | 0 | 0 | 0 | 0 | 0 | 0 | 0 | 0 | 0 | 0 | 0 | 0 | 0 | 0 | 0 | 0 | 0 | 0 | 0 | 0 | 0 | 0 | 0 | 0 | 0 | 0 | 0 | 0 | 0 | 0 | 0 | 0 | 0 | 0 | 0 | 0 | 0 | 0 | 0 | 0 | 0 | 0 | 0 | 0 | 0 | 0 | 0 | 0 | 0 | 0 | 0 | 0 | 0 | 0 | 0 | 0
|  |  |  | Withholding tax on equity bridge fees - funded | 0 | USD 000s | 0 | 0 | 0 | 0 | 0 | 0 | 0 | 0 | 0 | 0 | 0 | 0 | 0 | 0 | 0 | 0 | 0 | 0 | 0 | 0 | 0 | 0 | 0 | 0 | 0 | 0 | 0 | 0 | 0 | 0 | 0 | 0 | 0 | 0 | 0 | 0 | 0 | 0 | 0 | 0 | 0 | 0 | 0 | 0 | 0 | 0 | 0 | 0 | 0 | 0 | 0 | 0 | 0 | 0 | 0 | 0 | 0 | 0
|  |  |  | Withholding tax on equity bridge fees - rolled up |  | USD 000s | 0 |  | 0 | 0 | 0 | 0 | 0 | 0 | 0 | 0 | 0 | 0 | 0 | 0 | 0 | 0 | 0 | 0 | 0 | 0 | 0 | 0 | 0 | 0 | 0 | 0 | 0 | 0 | 0 | 0 | 0 | 0 | 0 | 0 | 0 | 0 | 0 | 0 | 0 | 0 | 0 | 0 | 0 | 0 | 0 | 0 | 0 | 0 | 0 | 0 | 0 | 0 | 0 | 0 | 0 | 0 | 0 | 0
|  |  |  | Withholding tax on equity bridge interest - funded | 0 | USD 000s | 0 | 0 | 0 | 0 | 0 | 0 | 0 | 0 | 0 | 0 | 0 | 0 | 0 | 0 | 0 | 0 | 0 | 0 | 0 | 0 | 0 | 0 | 0 | 0 | 0 | 0 | 0 | 0 | 0 | 0 | 0 | 0 | 0 | 0 | 0 | 0 | 0 | 0 | 0 | 0 | 0 | 0 | 0 | 0 | 0 | 0 | 0 | 0 | 0 | 0 | 0 | 0 | 0 | 0 | 0 | 0 | 0 | 0
|  |  |  | Withholding tax on equity bridge fees - funded | 0 | USD 000s | 0 | 0 | 0 | 0 | 0 | 0 | 0 | 0 | 0 | 0 | 0 | 0 | 0 | 0 | 0 | 0 | 0 | 0 | 0 | 0 | 0 | 0 | 0 | 0 | 0 | 0 | 0 | 0 | 0 | 0 | 0 | 0 | 0 | 0 | 0 | 0 | 0 | 0 | 0 | 0 | 0 | 0 | 0 | 0 | 0 | 0 | 0 | 0 | 0 | 0 | 0 | 0 | 0 | 0 | 0 | 0 | 0 | 0
|  |  |  | WHT on equity bridge interest and fees - funded |  | USD 000s | 0 |  | 0 | 0 | 0 | 0 | 0 | 0 | 0 | 0 | 0 | 0 | 0 | 0 | 0 | 0 | 0 | 0 | 0 | 0 | 0 | 0 | 0 | 0 | 0 | 0 | 0 | 0 | 0 | 0 | 0 | 0 | 0 | 0 | 0 | 0 | 0 | 0 | 0 | 0 | 0 | 0 | 0 | 0 | 0 | 0 | 0 | 0 | 0 | 0 | 0 | 0 | 0 | 0 | 0 | 0 | 0 | 0
|  |  |  | Withholding tax on equity bridge interest - rolled up | 0 | USD 000s | 0 | 0 | 0 | 0 | 0 | 0 | 0 | 0 | 0 | 0 | 0 | 0 | 0 | 0 | 0 | 0 | 0 | 0 | 0 | 0 | 0 | 0 | 0 | 0 | 0 | 0 | 0 | 0 | 0 | 0 | 0 | 0 | 0 | 0 | 0 | 0 | 0 | 0 | 0 | 0 | 0 | 0 | 0 | 0 | 0 | 0 | 0 | 0 | 0 | 0 | 0 | 0 | 0 | 0 | 0 | 0 | 0 | 0
|  |  |  | Withholding tax on equity bridge fees - rolled up | 0 | USD 000s | 0 | 0 | 0 | 0 | 0 | 0 | 0 | 0 | 0 | 0 | 0 | 0 | 0 | 0 | 0 | 0 | 0 | 0 | 0 | 0 | 0 | 0 | 0 | 0 | 0 | 0 | 0 | 0 | 0 | 0 | 0 | 0 | 0 | 0 | 0 | 0 | 0 | 0 | 0 | 0 | 0 | 0 | 0 | 0 | 0 | 0 | 0 | 0 | 0 | 0 | 0 | 0 | 0 | 0 | 0 | 0 | 0 | 0
|  |  |  | WHT on equity bridge interest and fees - rolled up |  | USD 000s | 0 |  | 0 | 0 | 0 | 0 | 0 | 0 | 0 | 0 | 0 | 0 | 0 | 0 | 0 | 0 | 0 | 0 | 0 | 0 | 0 | 0 | 0 | 0 | 0 | 0 | 0 | 0 | 0 | 0 | 0 | 0 | 0 | 0 | 0 | 0 | 0 | 0 | 0 | 0 | 0 | 0 | 0 | 0 | 0 | 0 | 0 | 0 | 0 | 0 | 0 | 0 | 0 | 0 | 0 | 0 | 0 | 0
Equity bridge interest and fees - paid - [sponsor 2]
|  |  |  | Equity bridge interest - [sponsor 2] - paid | 0 | USD 000s | 0 | 0 | 0 | 0 | 0 | 0 | 0 | 0 | 0 | 0 | 0 | 0 | 0 | 0 | 0 | 0 | 0 | 0 | 0 | 0 | 0 | 0 | 0 | 0 | 0 | 0 | 0 | 0 | 0 | 0 | 0 | 0 | 0 | 0 | 0 | 0 | 0 | 0 | 0 | 0 | 0 | 0 | 0 | 0 | 0 | 0 | 0 | 0 | 0 | 0 | 0 | 0 | 0 | 0 | 0 | 0 | 0 | 0
|  |  |  | Equity bridge upfront fee - [sponsor 2] - paid | 0 | USD 000s | 0 | 0 | 0 | 0 | 0 | 0 | 0 | 0 | 0 | 0 | 0 | 0 | 0 | 0 | 0 | 0 | 0 | 0 | 0 | 0 | 0 | 0 | 0 | 0 | 0 | 0 | 0 | 0 | 0 | 0 | 0 | 0 | 0 | 0 | 0 | 0 | 0 | 0 | 0 | 0 | 0 | 0 | 0 | 0 | 0 | 0 | 0 | 0 | 0 | 0 | 0 | 0 | 0 | 0 | 0 | 0 | 0 | 0
|  |  |  | Equity bridge commitment fee - [sponsor 2] - paid | 0 | USD 000s | 0 | 0 | 0 | 0 | 0 | 0 | 0 | 0 | 0 | 0 | 0 | 0 | 0 | 0 | 0 | 0 | 0 | 0 | 0 | 0 | 0 | 0 | 0 | 0 | 0 | 0 | 0 | 0 | 0 | 0 | 0 | 0 | 0 | 0 | 0 | 0 | 0 | 0 | 0 | 0 | 0 | 0 | 0 | 0 | 0 | 0 | 0 | 0 | 0 | 0 | 0 | 0 | 0 | 0 | 0 | 0 | 0 | 0
|  |  |  | Holdco EBL financing costs funded as project costs - [Sponsor 2] - fixed | 0 | USD 000s | 0 | 0 | 0 | 0 | 0 | 0 | 0 | 0 | 0 | 0 | 0 | 0 | 0 | 0 | 0 | 0 | 0 | 0 | 0 | 0 | 0 | 0 | 0 | 0 | 0 | 0 | 0 | 0 | 0 | 0 | 0 | 0 | 0 | 0 | 0 | 0 | 0 | 0 | 0 | 0 | 0 | 0 | 0 | 0 | 0 | 0 | 0 | 0 | 0 | 0 | 0 | 0 | 0 | 0 | 0 | 0 | 0 | 0
|  |  |  | WHT on equity bridge interest and fees - funded | 0 | USD 000s | 0 | 0 | 0 | 0 | 0 | 0 | 0 | 0 | 0 | 0 | 0 | 0 | 0 | 0 | 0 | 0 | 0 | 0 | 0 | 0 | 0 | 0 | 0 | 0 | 0 | 0 | 0 | 0 | 0 | 0 | 0 | 0 | 0 | 0 | 0 | 0 | 0 | 0 | 0 | 0 | 0 | 0 | 0 | 0 | 0 | 0 | 0 | 0 | 0 | 0 | 0 | 0 | 0 | 0 | 0 | 0 | 0 | 0
|  |  |  | Equity bridge interest and fees paid - [sponsor 2] |  | USD 000s | 0 |  | 0 | 0 | 0 | 0 | 0 | 0 | 0 | 0 | 0 | 0 | 0 | 0 | 0 | 0 | 0 | 0 | 0 | 0 | 0 | 0 | 0 | 0 | 0 | 0 | 0 | 0 | 0 | 0 | 0 | 0 | 0 | 0 | 0 | 0 | 0 | 0 | 0 | 0 | 0 | 0 | 0 | 0 | 0 | 0 | 0 | 0 | 0 | 0 | 0 | 0 | 0 | 0 | 0 | 0 | 0 | 0
Equity bridge interest and fees - rolled up - [sponsor 2]
|  |  |  | Equity bridge interest - [sponsor 2] - rolled up | 0 | USD 000s | 0 | 0 | 0 | 0 | 0 | 0 | 0 | 0 | 0 | 0 | 0 | 0 | 0 | 0 | 0 | 0 | 0 | 0 | 0 | 0 | 0 | 0 | 0 | 0 | 0 | 0 | 0 | 0 | 0 | 0 | 0 | 0 | 0 | 0 | 0 | 0 | 0 | 0 | 0 | 0 | 0 | 0 | 0 | 0 | 0 | 0 | 0 | 0 | 0 | 0 | 0 | 0 | 0 | 0 | 0 | 0 | 0 | 0
|  |  |  | Equity bridge upfront fee - [sponsor 2] - rolled up | 0 | USD 000s | 0 | 0 | 0 | 0 | 0 | 0 | 0 | 0 | 0 | 0 | 0 | 0 | 0 | 0 | 0 | 0 | 0 | 0 | 0 | 0 | 0 | 0 | 0 | 0 | 0 | 0 | 0 | 0 | 0 | 0 | 0 | 0 | 0 | 0 | 0 | 0 | 0 | 0 | 0 | 0 | 0 | 0 | 0 | 0 | 0 | 0 | 0 | 0 | 0 | 0 | 0 | 0 | 0 | 0 | 0 | 0 | 0 | 0
|  |  |  | Equity bridge commitment fee - [sponsor 2] - rolled up | 0 | USD 000s | 0 | 0 | 0 | 0 | 0 | 0 | 0 | 0 | 0 | 0 | 0 | 0 | 0 | 0 | 0 | 0 | 0 | 0 | 0 | 0 | 0 | 0 | 0 | 0 | 0 | 0 | 0 | 0 | 0 | 0 | 0 | 0 | 0 | 0 | 0 | 0 | 0 | 0 | 0 | 0 | 0 | 0 | 0 | 0 | 0 | 0 | 0 | 0 | 0 | 0 | 0 | 0 | 0 | 0 | 0 | 0 | 0 | 0
|  |  |  | WHT on equity bridge interest and fees - rolled up | 0 | USD 000s | 0 | 0 | 0 | 0 | 0 | 0 | 0 | 0 | 0 | 0 | 0 | 0 | 0 | 0 | 0 | 0 | 0 | 0 | 0 | 0 | 0 | 0 | 0 | 0 | 0 | 0 | 0 | 0 | 0 | 0 | 0 | 0 | 0 | 0 | 0 | 0 | 0 | 0 | 0 | 0 | 0 | 0 | 0 | 0 | 0 | 0 | 0 | 0 | 0 | 0 | 0 | 0 | 0 | 0 | 0 | 0 | 0 | 0
|  |  |  | Equity bridge interest and fees rolled up |  | USD 000s | 0 |  | 0 | 0 | 0 | 0 | 0 | 0 | 0 | 0 | 0 | 0 | 0 | 0 | 0 | 0 | 0 | 0 | 0 | 0 | 0 | 0 | 0 | 0 | 0 | 0 | 0 | 0 | 0 | 0 | 0 | 0 | 0 | 0 | 0 | 0 | 0 | 0 | 0 | 0 | 0 | 0 | 0 | 0 | 0 | 0 | 0 | 0 | 0 | 0 | 0 | 0 | 0 | 0 | 0 | 0 | 0 | 0
|  |  |  | Equity bridge interest and fees rolled up [sponsor 2] - total | 0 | USD 000s
Equity bridge repayment - [sponsor 2]
|  |  |  | Term of equity bridge beyond PCOD - [sponsor 2] | 0 | years
|  |  |  | Equity bridge balance - [sponsor 2] BEG | 0 | USD 000s | 0 | 0 | 0 | 0 | 0 | 0 | 0 | 0 | 0 | 0 | 0 | 0 | 0 | 0 | 0 | 0 | 0 | 0 | 0 | 0 | 0 | 0 | 0 | 0 | 0 | 0 | 0 | 0 | 0 | 0 | 0 | 0 | 0 | 0 | 0 | 0 | 0 | 0 | 0 | 0 | 0 | 0 | 0 | 0 | 0 | 0 | 0 | 0 | 0 | 0 | 0 | 0 | 0 | 0 | 0 | 0 | 0 | 0
|  |  |  | Equity bridge drawdown - [sponsor 2] | 0 | USD 000s | 0 | 0 | 0 | 0 | 0 | 0 | 0 | 0 | 0 | 0 | 0 | 0 | 0 | 0 | 0 | 0 | 0 | 0 | 0 | 0 | 0 | 0 | 0 | 0 | 0 | 0 | 0 | 0 | 0 | 0 | 0 | 0 | 0 | 0 | 0 | 0 | 0 | 0 | 0 | 0 | 0 | 0 | 0 | 0 | 0 | 0 | 0 | 0 | 0 | 0 | 0 | 0 | 0 | 0 | 0 | 0 | 0 | 0
|  |  |  | Equity bridge interest - [sponsor 2] - rolled up | 0 | USD 000s | 0 | 0 | 0 | 0 | 0 | 0 | 0 | 0 | 0 | 0 | 0 | 0 | 0 | 0 | 0 | 0 | 0 | 0 | 0 | 0 | 0 | 0 | 0 | 0 | 0 | 0 | 0 | 0 | 0 | 0 | 0 | 0 | 0 | 0 | 0 | 0 | 0 | 0 | 0 | 0 | 0 | 0 | 0 | 0 | 0 | 0 | 0 | 0 | 0 | 0 | 0 | 0 | 0 | 0 | 0 | 0 | 0 | 0
|  |  |  | Equity bridge upfront fee - [sponsor 2] - rolled up | 0 | USD 000s | 0 | 0 | 0 | 0 | 0 | 0 | 0 | 0 | 0 | 0 | 0 | 0 | 0 | 0 | 0 | 0 | 0 | 0 | 0 | 0 | 0 | 0 | 0 | 0 | 0 | 0 | 0 | 0 | 0 | 0 | 0 | 0 | 0 | 0 | 0 | 0 | 0 | 0 | 0 | 0 | 0 | 0 | 0 | 0 | 0 | 0 | 0 | 0 | 0 | 0 | 0 | 0 | 0 | 0 | 0 | 0 | 0 | 0
|  |  |  | Equity bridge commitment fee - [sponsor 2] - rolled up | 0 | USD 000s | 0 | 0 | 0 | 0 | 0 | 0 | 0 | 0 | 0 | 0 | 0 | 0 | 0 | 0 | 0 | 0 | 0 | 0 | 0 | 0 | 0 | 0 | 0 | 0 | 0 | 0 | 0 | 0 | 0 | 0 | 0 | 0 | 0 | 0 | 0 | 0 | 0 | 0 | 0 | 0 | 0 | 0 | 0 | 0 | 0 | 0 | 0 | 0 | 0 | 0 | 0 | 0 | 0 | 0 | 0 | 0 | 0 | 0
|  |  |  | WHT on equity bridge interest and fees - rolled up | 0 | USD 000s | 0 | 0 | 0 | 0 | 0 | 0 | 0 | 0 | 0 | 0 | 0 | 0 | 0 | 0 | 0 | 0 | 0 | 0 | 0 | 0 | 0 | 0 | 0 | 0 | 0 | 0 | 0 | 0 | 0 | 0 | 0 | 0 | 0 | 0 | 0 | 0 | 0 | 0 | 0 | 0 | 0 | 0 | 0 | 0 | 0 | 0 | 0 | 0 | 0 | 0 | 0 | 0 | 0 | 0 | 0 | 0 | 0 | 0
|  |  |  | Last construction period flag - monthly | 0 | flag | 1 | 0 | 0 | 0 | 0 | 0 | 0 | 0 | 0 | 0 | 0 | 0 | 0 | 0 | 0 | 0 | 0 | 0 | 0 | 0 | 0 | 0 | 0 | 0 | 0 | 0 | 0 | 0 | 0 | 0 | 0 | 0 | 0 | 0 | 0 | 0 | 0 | 0 | 0 | 0 | 0 | 0 | 0 | 0 | 0 | 0 | 0 | 0 | 0 | 1 | 0 | 0 | 0 | 0 | 0 | 0 | 0 | 0
|  |  |  | Repayment of equity bridge - [sponsor 2] |  | USD 000s | 0 |  | 0 | 0 | 0 | 0 | 0 | 0 | 0 | 0 | 0 | 0 | 0 | 0 | 0 | 0 | 0 | 0 | 0 | 0 | 0 | 0 | 0 | 0 | 0 | 0 | 0 | 0 | 0 | 0 | 0 | 0 | 0 | 0 | 0 | 0 | 0 | 0 | 0 | 0 | 0 | 0 | 0 | 0 | 0 | 0 | 0 | 0 | 0 | 0 | 0 | 0 | 0 | 0 | 0 | 0 | 0 | 0
|  |  |  | Repayment of equity bridge - masdar | 0 | USD 000s | 0 | 0 | 0 | 0 | 0 | 0 | 0 | 0 | 0 | 0 | 0 | 0 | 0 | 0 | 0 | 0 | 0 | 0 | 0 | 0 | 0 | 0 | 0 | 0 | 0 | 0 | 0 | 0 | 0 | 0 | 0 | 0 | 0 | 0 | 0 | 0 | 0 | 0 | 0 | 0 | 0 | 0 | 0 | 0 | 0 | 0 | 0 | 0 | 0 | 0 | 0 | 0 | 0 | 0 | 0 | 0 | 0 | 0
|  |  |  | Repayment of equity bridge - [sponsor 2] | 0 | USD 000s | 0 | 0 | 0 | 0 | 0 | 0 | 0 | 0 | 0 | 0 | 0 | 0 | 0 | 0 | 0 | 0 | 0 | 0 | 0 | 0 | 0 | 0 | 0 | 0 | 0 | 0 | 0 | 0 | 0 | 0 | 0 | 0 | 0 | 0 | 0 | 0 | 0 | 0 | 0 | 0 | 0 | 0 | 0 | 0 | 0 | 0 | 0 | 0 | 0 | 0 | 0 | 0 | 0 | 0 | 0 | 0 | 0 | 0
|  |  |  | Repayment of equity bridge |  | USD 000s | 0 |  | 0 | 0 | 0 | 0 | 0 | 0 | 0 | 0 | 0 | 0 | 0 | 0 | 0 | 0 | 0 | 0 | 0 | 0 | 0 | 0 | 0 | 0 | 0 | 0 | 0 | 0 | 0 | 0 | 0 | 0 | 0 | 0 | 0 | 0 | 0 | 0 | 0 | 0 | 0 | 0 | 0 | 0 | 0 | 0 | 0 | 0 | 0 | 0 | 0 | 0 | 0 | 0 | 0 | 0 | 0 | 0
Share capital
|  |  |  | Equity funding requirement - fixed | 77634.9922 | USD 000s
|  |  |  | Minimum equity requirement | 122.7273 | USD 000s
|  |  |  | Total shareholder funds balance (incl. ebl) BEG | 0 | USD 000s | 0 | 0 | 0 | 0 | 0 | 0 | 0 | 0 | 0 | 0 | 0 | 0 | 0 | 0 | 0 | 0 | 0 | 0 | 0 | 0 | 0 | 0 | 0 | 41398.5794 | 65000.5894 | 77512.265 | 77512.265 | 77512.265 | 77512.265 | 77512.265 | 77512.265 | 77512.265 | 77512.265 | 77512.265 | 77512.265 | 77512.265 | 77512.265 | 77512.265 | 77512.265 | 77512.265 | 77512.265 | 77512.265 | 77512.265 | 77512.265 | 77512.265 | 77512.265 | 77512.265 | 77512.265 | 77512.265 | 77512.265 | 77512.265 | 77512.265 | 77512.265 | 77512.265 | 77512.265 | 77512.265 | 77512.265 | 77512.265
|  |  |  | Equity available to drawdown |  | USD 000s |  |  | 77512.265 | 77512.265 | 77512.265 | 77512.265 | 77512.265 | 77512.265 | 77512.265 | 77512.265 | 77512.265 | 77512.265 | 77512.265 | 77512.265 | 77512.265 | 77512.265 | 77512.265 | 77512.265 | 77512.265 | 77512.265 | 77512.265 | 77512.265 | 77512.265 | 36113.6855 | 12511.6756 | 0 | 0 | 0 | 0 | 0 | 0 | 0 | 0 | 0 | 0 | 0 | 0 | 0 | 0 | 0 | 0 | 0 | 0 | 0 | 0 | 0 | 0 | 0 | 0 | 0 | 0 | 0 | 0 | 0 | 0 | 0 | 0 | 0
|  |  |  | Funding requirement - adj for VAT and initial equity investment | 0 | USD 000s | 179677.9707 | 0 | 0 | 0 | 0 | 0 | 0 | 0 | 0 | 0 | 0 | 0 | 0 | 0 | 0 | 0 | 0 | 0 | 0 | 0 | 0 | 0 | 41398.5794 | 23602.0099 | 25945.1538 | 27730.1487 | 21817.0954 | 9773.5085 | 4752.7051 | 290.1311 | 289.9393 | 2878.9937 | 148.5722 | 201.1171 | 3954.3173 | 41.1194 | 10.9452 | 2778.1141 | 10.9452 | 10.9452 | 10.7534 | 10.9452 | 10.7534 | 2965.5347 | 10.9452 | 10.3699 | 10.9452 | 18.3449 | 10.9452 | 10984.0928 | 0 | 0 | 0 | 0 | 0 | 0 | 0 | 0
|  |  |  | Equity available to drawdown | 0 | USD 000s | 0 | 0 | 77512.265 | 77512.265 | 77512.265 | 77512.265 | 77512.265 | 77512.265 | 77512.265 | 77512.265 | 77512.265 | 77512.265 | 77512.265 | 77512.265 | 77512.265 | 77512.265 | 77512.265 | 77512.265 | 77512.265 | 77512.265 | 77512.265 | 77512.265 | 77512.265 | 36113.6855 | 12511.6756 | 0 | 0 | 0 | 0 | 0 | 0 | 0 | 0 | 0 | 0 | 0 | 0 | 0 | 0 | 0 | 0 | 0 | 0 | 0 | 0 | 0 | 0 | 0 | 0 | 0 | 0 | 0 | 0 | 0 | 0 | 0 | 0 | 0
|  |  |  | Shareholder funds drawdown - upfront |  | USD 000s | 77512.265 |  | 0 | 0 | 0 | 0 | 0 | 0 | 0 | 0 | 0 | 0 | 0 | 0 | 0 | 0 | 0 | 0 | 0 | 0 | 0 | 0 | 41398.5794 | 23602.0099 | 12511.6756 | 0 | 0 | 0 | 0 | 0 | 0 | 0 | 0 | 0 | 0 | 0 | 0 | 0 | 0 | 0 | 0 | 0 | 0 | 0 | 0 | 0 | 0 | 0 | 0 | 0 | 0 | 0 | 0 | 0 | 0 | 0 | 0 | 0
|  |  |  | Senior debt amount | 102165.7051 | USD 000s
|  |  |  | ADB Loan availability period balance BEG | 0 | USD 000s | 0 | 0 | 0 | 0 | 0 | 0 | 0 | 0 | 0 | 0 | 0 | 0 | 0 | 0 | 0 | 0 | 0 | 0 | 0 | 0 | 0 | 0 | 0 | 0 | 0 | 3485.0941 | 10679.2234 | 16339.3086 | 18874.884 | 20107.8949 | 20183.1646 | 20258.3846 | 21005.292 | 21043.8366 | 21096.0131 | 22121.8954 | 22132.5632 | 22135.4027 | 22856.1386 | 22858.9781 | 22861.8177 | 22864.6075 | 22867.447 | 22870.2368 | 23639.5958 | 23642.4354 | 23645.1257 | 23647.9652 | 23652.7245 | 23655.5641 | 0 | 0 | 0 | 0 | 0 | 0 | 0 | 0
|  |  |  | EBRD availability period balance BEG | 0 | USD 000s | 0 | 0 | 0 | 0 | 0 | 0 | 0 | 0 | 0 | 0 | 0 | 0 | 0 | 0 | 0 | 0 | 0 | 0 | 0 | 0 | 0 | 0 | 0 | 0 | 0 | 4575.5306 | 14020.6008 | 21451.6463 | 24780.5672 | 26399.3697 | 26498.1903 | 26596.9455 | 27577.5496 | 27628.1543 | 27696.6561 | 29043.5224 | 29057.528 | 29061.256 | 30007.4998 | 30011.2278 | 30014.9558 | 30018.6185 | 30022.3465 | 30026.0092 | 31036.0898 | 31039.8178 | 31043.3498 | 31047.0778 | 31053.3262 | 31057.0542 | 0 | 0 | 0 | 0 | 0 | 0 | 0 | 0
|  |  |  | AIIB availability period balance BEG | 0 | USD 000s | 0 | 0 | 0 | 0 | 0 | 0 | 0 | 0 | 0 | 0 | 0 | 0 | 0 | 0 | 0 | 0 | 0 | 0 | 0 | 0 | 0 | 0 | 0 | 0 | 0 | 2686.4267 | 8231.9014 | 12594.8837 | 14549.3898 | 15499.8357 | 15557.8561 | 15615.8381 | 16191.5792 | 16221.2907 | 16261.5101 | 17052.2944 | 17060.5175 | 17062.7063 | 17618.2735 | 17620.4623 | 17622.6511 | 17624.8016 | 17626.9904 | 17629.1409 | 18222.1885 | 18224.3773 | 18226.4511 | 18228.6399 | 18232.3085 | 18234.4973 | 0 | 0 | 0 | 0 | 0 | 0 | 0 | 0
|  |  |  | EIB availability period balance BEG | 0 | USD 000s | 0 | 0 | 0 | 0 | 0 | 0 | 0 | 0 | 0 | 0 | 0 | 0 | 0 | 0 | 0 | 0 | 0 | 0 | 0 | 0 | 0 | 0 | 0 | 0 | 0 | 2686.4267 | 8231.9014 | 12594.8837 | 14549.3898 | 15499.8357 | 15557.8561 | 15615.8381 | 16191.5792 | 16221.2907 | 16261.5101 | 17052.2944 | 17060.5175 | 17062.7063 | 17618.2735 | 17620.4623 | 17622.6511 | 17624.8016 | 17626.9904 | 17629.1409 | 18222.1885 | 18224.3773 | 18226.4511 | 18228.6399 | 18232.3085 | 18234.4973 | 0 | 0 | 0 | 0 | 0 | 0 | 0 | 0
|  |  |  | Construction period flag incl. FC - monthly | 0 | flag | 28 | 0 | 0 | 0 | 0 | 0 | 0 | 0 | 0 | 0 | 0 | 0 | 0 | 0 | 0 | 0 | 0 | 0 | 0 | 0 | 0 | 0 | 1 | 1 | 1 | 1 | 1 | 1 | 1 | 1 | 1 | 1 | 1 | 1 | 1 | 1 | 1 | 1 | 1 | 1 | 1 | 1 | 1 | 1 | 1 | 1 | 1 | 1 | 1 | 1 | 0 | 0 | 0 | 0 | 0 | 0 | 0 | 0
|  |  |  | Senior debt undrawn balance |  | USD 000s |  |  | 0 | 0 | 0 | 0 | 0 | 0 | 0 | 0 | 0 | 0 | 0 | 0 | 0 | 0 | 0 | 0 | 0 | 0 | 0 | 0 | 102165.7051 | 102165.7051 | 102165.7051 | 88732.2269 | 61002.0782 | 39184.9828 | 29411.4743 | 24658.7692 | 24368.6381 | 24078.6988 | 21199.7051 | 21051.1329 | 20850.0158 | 16895.6984 | 16854.579 | 16843.6338 | 14065.5197 | 14054.5745 | 14043.6293 | 14032.8759 | 14021.9307 | 14011.1773 | 11045.6425 | 11034.6973 | 11024.3275 | 11013.3823 | 10995.0373 | 10984.0921 | 0 | 0 | 0 | 0 | 0 | 0 | 0 | 0
|  |  |  | Funding requirement - adj for VAT and initial equity investment | 0 | USD 000s | 179677.9707 | 0 | 0 | 0 | 0 | 0 | 0 | 0 | 0 | 0 | 0 | 0 | 0 | 0 | 0 | 0 | 0 | 0 | 0 | 0 | 0 | 0 | 41398.5794 | 23602.0099 | 25945.1538 | 27730.1487 | 21817.0954 | 9773.5085 | 4752.7051 | 290.1311 | 289.9393 | 2878.9937 | 148.5722 | 201.1171 | 3954.3173 | 41.1194 | 10.9452 | 2778.1141 | 10.9452 | 10.9452 | 10.7534 | 10.9452 | 10.7534 | 2965.5347 | 10.9452 | 10.3699 | 10.9452 | 18.3449 | 10.9452 | 10984.0928 | 0 | 0 | 0 | 0 | 0 | 0 | 0 | 0
|  |  |  | Funding requirement for senior debt - pro-rata scenario | 0 | USD 000s | 102095.9698 | 0 | 0 | 0 | 0 | 0 | 0 | 0 | 0 | 0 | 0 | 0 | 0 | 0 | 0 | 0 | 0 | 0 | 0 | 0 | 0 | 0 | 23523.3518 | 13411.0491 | 14742.4619 | 15756.7253 | 12396.8314 | 5553.4678 | 2700.565 | 164.8572 | 164.7483 | 1635.8914 | 84.4212 | 114.278 | 2246.908 | 23.3647 | 6.2192 | 1578.57 | 6.2192 | 6.2192 | 6.1103 | 6.2192 | 6.1103 | 1685.0655 | 6.2192 | 5.8923 | 6.2192 | 10.4239 | 6.2192 | 6241.3417 | 0 | 0 | 0 | 0 | 0 | 0 | 0 | 0
|  |  |  | Senior debt undrawn balance | 0 | USD 000s | 0 | 0 | 0 | 0 | 0 | 0 | 0 | 0 | 0 | 0 | 0 | 0 | 0 | 0 | 0 | 0 | 0 | 0 | 0 | 0 | 0 | 0 | 102165.7051 | 102165.7051 | 102165.7051 | 88732.2269 | 61002.0782 | 39184.9828 | 29411.4743 | 24658.7692 | 24368.6381 | 24078.6988 | 21199.7051 | 21051.1329 | 20850.0158 | 16895.6984 | 16854.579 | 16843.6338 | 14065.5197 | 14054.5745 | 14043.6293 | 14032.8759 | 14021.9307 | 14011.1773 | 11045.6425 | 11034.6973 | 11024.3275 | 11013.3823 | 10995.0373 | 10984.0921 | 0 | 0 | 0 | 0 | 0 | 0 | 0 | 0
|  |  |  | Equity available to drawdown | 0 | USD 000s | 0 | 0 | 77512.265 | 77512.265 | 77512.265 | 77512.265 | 77512.265 | 77512.265 | 77512.265 | 77512.265 | 77512.265 | 77512.265 | 77512.265 | 77512.265 | 77512.265 | 77512.265 | 77512.265 | 77512.265 | 77512.265 | 77512.265 | 77512.265 | 77512.265 | 77512.265 | 36113.6855 | 12511.6756 | 0 | 0 | 0 | 0 | 0 | 0 | 0 | 0 | 0 | 0 | 0 | 0 | 0 | 0 | 0 | 0 | 0 | 0 | 0 | 0 | 0 | 0 | 0 | 0 | 0 | 0 | 0 | 0 | 0 | 0 | 0 | 0 | 0
|  |  |  | Shareholder funds drawdown - pro-rata |  | USD 000s | 39268.8803 |  | 0 | 0 | 0 | 0 | 0 | 0 | 0 | 0 | 0 | 0 | 0 | 0 | 0 | 0 | 0 | 0 | 0 | 0 | 0 | 0 | 17875.2276 | 10190.9608 | 11202.6919 | 0 | 0 | 0 | 0 | 0 | 0 | 0 | 0 | 0 | 0 | 0 | 0 | 0 | 0 | 0 | 0 | 0 | 0 | 0 | 0 | 0 | 0 | 0 | 0 | 0 | 0 | 0 | 0 | 0 | 0 | 0 | 0 | 0
|  |  |  | Equity drawdown scenario switch | 1 | 1 = upfront; 0 = pro-rata
|  |  |  | Shareholder funds drawdown - upfront | 0 | USD 000s | 77512.265 | 0 | 0 | 0 | 0 | 0 | 0 | 0 | 0 | 0 | 0 | 0 | 0 | 0 | 0 | 0 | 0 | 0 | 0 | 0 | 0 | 0 | 41398.5794 | 23602.0099 | 12511.6756 | 0 | 0 | 0 | 0 | 0 | 0 | 0 | 0 | 0 | 0 | 0 | 0 | 0 | 0 | 0 | 0 | 0 | 0 | 0 | 0 | 0 | 0 | 0 | 0 | 0 | 0 | 0 | 0 | 0 | 0 | 0 | 0 | 0
|  |  |  | Shareholder funds drawdown - pro-rata | 0 | USD 000s | 39268.8803 | 0 | 0 | 0 | 0 | 0 | 0 | 0 | 0 | 0 | 0 | 0 | 0 | 0 | 0 | 0 | 0 | 0 | 0 | 0 | 0 | 0 | 17875.2276 | 10190.9608 | 11202.6919 | 0 | 0 | 0 | 0 | 0 | 0 | 0 | 0 | 0 | 0 | 0 | 0 | 0 | 0 | 0 | 0 | 0 | 0 | 0 | 0 | 0 | 0 | 0 | 0 | 0 | 0 | 0 | 0 | 0 | 0 | 0 | 0 | 0
|  |  |  | Shareholder funds drawdown |  | USD 000s | 77512.265 |  | 0 | 0 | 0 | 0 | 0 | 0 | 0 | 0 | 0 | 0 | 0 | 0 | 0 | 0 | 0 | 0 | 0 | 0 | 0 | 0 | 41398.5794 | 23602.0099 | 12511.6756 | 0 | 0 | 0 | 0 | 0 | 0 | 0 | 0 | 0 | 0 | 0 | 0 | 0 | 0 | 0 | 0 | 0 | 0 | 0 | 0 | 0 | 0 | 0 | 0 | 0 | 0 | 0 | 0 | 0 | 0 | 0 | 0 | 0
|  |  |  | Total shareholder funds balance (incl. ebl) BEG |  | USD 000s |  |  | 0 | 0 | 0 | 0 | 0 | 0 | 0 | 0 | 0 | 0 | 0 | 0 | 0 | 0 | 0 | 0 | 0 | 0 | 0 | 0 | 0 | 41398.5794 | 65000.5894 | 77512.265 | 77512.265 | 77512.265 | 77512.265 | 77512.265 | 77512.265 | 77512.265 | 77512.265 | 77512.265 | 77512.265 | 77512.265 | 77512.265 | 77512.265 | 77512.265 | 77512.265 | 77512.265 | 77512.265 | 77512.265 | 77512.265 | 77512.265 | 77512.265 | 77512.265 | 77512.265 | 77512.265 | 77512.265 | 77512.265 | 77512.265 | 77512.265 | 77512.265 | 77512.265 | 77512.265 | 77512.265 | 77512.265
|  |  |  | Shareholder funds drawdown | 0 | USD 000s | 77512.265 | 0 | 0 | 0 | 0 | 0 | 0 | 0 | 0 | 0 | 0 | 0 | 0 | 0 | 0 | 0 | 0 | 0 | 0 | 0 | 0 | 0 | 41398.5794 | 23602.0099 | 12511.6756 | 0 | 0 | 0 | 0 | 0 | 0 | 0 | 0 | 0 | 0 | 0 | 0 | 0 | 0 | 0 | 0 | 0 | 0 | 0 | 0 | 0 | 0 | 0 | 0 | 0 | 0 | 0 | 0 | 0 | 0 | 0 | 0 | 0
|  |  |  | Total shareholder funds balance (incl. ebl) |  | USD 000s | 2741816.1776 |  | 0 | 0 | 0 | 0 | 0 | 0 | 0 | 0 | 0 | 0 | 0 | 0 | 0 | 0 | 0 | 0 | 0 | 0 | 0 | 0 | 41398.5794 | 65000.5894 | 77512.265 | 77512.265 | 77512.265 | 77512.265 | 77512.265 | 77512.265 | 77512.265 | 77512.265 | 77512.265 | 77512.265 | 77512.265 | 77512.265 | 77512.265 | 77512.265 | 77512.265 | 77512.265 | 77512.265 | 77512.265 | 77512.265 | 77512.265 | 77512.265 | 77512.265 | 77512.265 | 77512.265 | 77512.265 | 77512.265 | 77512.265 | 77512.265 | 77512.265 | 77512.265 | 77512.265 | 77512.265 | 77512.265 | 77512.265
Share capital drawdown
|  |  |  | Share of equity drawdown as share capital | 25% | %
|  |  |  | Repayment of equity bridge | 0 | USD 000s | 0 | 0 | 0 | 0 | 0 | 0 | 0 | 0 | 0 | 0 | 0 | 0 | 0 | 0 | 0 | 0 | 0 | 0 | 0 | 0 | 0 | 0 | 0 | 0 | 0 | 0 | 0 | 0 | 0 | 0 | 0 | 0 | 0 | 0 | 0 | 0 | 0 | 0 | 0 | 0 | 0 | 0 | 0 | 0 | 0 | 0 | 0 | 0 | 0 | 0 | 0 | 0 | 0 | 0 | 0 | 0 | 0 | 0
|  |  |  | Share capital drawdown - EBL share |  | USD 000s | 0 |  | 0 | 0 | 0 | 0 | 0 | 0 | 0 | 0 | 0 | 0 | 0 | 0 | 0 | 0 | 0 | 0 | 0 | 0 | 0 | 0 | 0 | 0 | 0 | 0 | 0 | 0 | 0 | 0 | 0 | 0 | 0 | 0 | 0 | 0 | 0 | 0 | 0 | 0 | 0 | 0 | 0 | 0 | 0 | 0 | 0 | 0 | 0 | 0 | 0 | 0 | 0 | 0 | 0 | 0 | 0 | 0
|  |  |  | Share of equity drawdown as share capital | 25% | %
|  |  |  | Shareholder funds drawdown | 0 | USD 000s | 77512.265 | 0 | 0 | 0 | 0 | 0 | 0 | 0 | 0 | 0 | 0 | 0 | 0 | 0 | 0 | 0 | 0 | 0 | 0 | 0 | 0 | 0 | 41398.5794 | 23602.0099 | 12511.6756 | 0 | 0 | 0 | 0 | 0 | 0 | 0 | 0 | 0 | 0 | 0 | 0 | 0 | 0 | 0 | 0 | 0 | 0 | 0 | 0 | 0 | 0 | 0 | 0 | 0 | 0 | 0 | 0 | 0 | 0 | 0 | 0 | 0
|  |  |  | Share capital drawdown - funding |  | USD 000s | 19378.0662 |  | 0 | 0 | 0 | 0 | 0 | 0 | 0 | 0 | 0 | 0 | 0 | 0 | 0 | 0 | 0 | 0 | 0 | 0 | 0 | 0 | 10349.6449 | 5900.5025 | 3127.9189 | 0 | 0 | 0 | 0 | 0 | 0 | 0 | 0 | 0 | 0 | 0 | 0 | 0 | 0 | 0 | 0 | 0 | 0 | 0 | 0 | 0 | 0 | 0 | 0 | 0 | 0 | 0 | 0 | 0 | 0 | 0 | 0 | 0
|  |  |  | Projectco EBL active | 0 | 1 = active, 0 = inactive
|  |  |  | Share capital drawdown - funding | 0 | USD 000s | 19378.0662 | 0 | 0 | 0 | 0 | 0 | 0 | 0 | 0 | 0 | 0 | 0 | 0 | 0 | 0 | 0 | 0 | 0 | 0 | 0 | 0 | 0 | 10349.6449 | 5900.5025 | 3127.9189 | 0 | 0 | 0 | 0 | 0 | 0 | 0 | 0 | 0 | 0 | 0 | 0 | 0 | 0 | 0 | 0 | 0 | 0 | 0 | 0 | 0 | 0 | 0 | 0 | 0 | 0 | 0 | 0 | 0 | 0 | 0 | 0 | 0
|  |  |  | Share capital drawdown - EBL share | 0 | USD 000s | 0 | 0 | 0 | 0 | 0 | 0 | 0 | 0 | 0 | 0 | 0 | 0 | 0 | 0 | 0 | 0 | 0 | 0 | 0 | 0 | 0 | 0 | 0 | 0 | 0 | 0 | 0 | 0 | 0 | 0 | 0 | 0 | 0 | 0 | 0 | 0 | 0 | 0 | 0 | 0 | 0 | 0 | 0 | 0 | 0 | 0 | 0 | 0 | 0 | 0 | 0 | 0 | 0 | 0 | 0 | 0 | 0 | 0
|  |  |  | Initial equity investment | 0 | USD 000s | 122.7273 | 0 | 0 | 0 | 0 | 0 | 0 | 0 | 0 | 0 | 0 | 0 | 0 | 0 | 0 | 0 | 0 | 0 | 0 | 0 | 0 | 0 | 122.7273 | 0 | 0 | 0 | 0 | 0 | 0 | 0 | 0 | 0 | 0 | 0 | 0 | 0 | 0 | 0 | 0 | 0 | 0 | 0 | 0 | 0 | 0 | 0 | 0 | 0 | 0 | 0 | 0 | 0 | 0 | 0 | 0 | 0 | 0 | 0
|  |  |  | Share capital drawdown |  | USD 000s | 19500.7935 |  | 0 | 0 | 0 | 0 | 0 | 0 | 0 | 0 | 0 | 0 | 0 | 0 | 0 | 0 | 0 | 0 | 0 | 0 | 0 | 0 | 10472.3721 | 5900.5025 | 3127.9189 | 0 | 0 | 0 | 0 | 0 | 0 | 0 | 0 | 0 | 0 | 0 | 0 | 0 | 0 | 0 | 0 | 0 | 0 | 0 | 0 | 0 | 0 | 0 | 0 | 0 | 0 | 0 | 0 | 0 | 0 | 0 | 0 | 0
|  |  |  | Total share capital drawn balance BEG |  | USD 000s |  |  | 0 | 0 | 0 | 0 | 0 | 0 | 0 | 0 | 0 | 0 | 0 | 0 | 0 | 0 | 0 | 0 | 0 | 0 | 0 | 0 | 0 | 10472.3721 | 16372.8746 | 19500.7935 | 19500.7935 | 19500.7935 | 19500.7935 | 19500.7935 | 19500.7935 | 19500.7935 | 19500.7935 | 19500.7935 | 19500.7935 | 19500.7935 | 19500.7935 | 19500.7935 | 19500.7935 | 19500.7935 | 19500.7935 | 19500.7935 | 19500.7935 | 19500.7935 | 19500.7935 | 19500.7935 | 19500.7935 | 19500.7935 | 19500.7935 | 19500.7935 | 19500.7935 | 19500.7935 | 19500.7935 | 19500.7935 | 19500.7935 | 19500.7935 | 19500.7935 | 19500.7935
|  |  |  | Share capital drawdown | 0 | USD 000s | 19500.7935 | 0 | 0 | 0 | 0 | 0 | 0 | 0 | 0 | 0 | 0 | 0 | 0 | 0 | 0 | 0 | 0 | 0 | 0 | 0 | 0 | 0 | 10472.3721 | 5900.5025 | 3127.9189 | 0 | 0 | 0 | 0 | 0 | 0 | 0 | 0 | 0 | 0 | 0 | 0 | 0 | 0 | 0 | 0 | 0 | 0 | 0 | 0 | 0 | 0 | 0 | 0 | 0 | 0 | 0 | 0 | 0 | 0 | 0 | 0 | 0
|  |  |  | Total share capital drawn balance |  | USD 000s |  |  | 0 | 0 | 0 | 0 | 0 | 0 | 0 | 0 | 0 | 0 | 0 | 0 | 0 | 0 | 0 | 0 | 0 | 0 | 0 | 0 | 10472.3721 | 16372.8746 | 19500.7935 | 19500.7935 | 19500.7935 | 19500.7935 | 19500.7935 | 19500.7935 | 19500.7935 | 19500.7935 | 19500.7935 | 19500.7935 | 19500.7935 | 19500.7935 | 19500.7935 | 19500.7935 | 19500.7935 | 19500.7935 | 19500.7935 | 19500.7935 | 19500.7935 | 19500.7935 | 19500.7935 | 19500.7935 | 19500.7935 | 19500.7935 | 19500.7935 | 19500.7935 | 19500.7935 | 19500.7935 | 19500.7935 | 19500.7935 | 19500.7935 | 19500.7935 | 19500.7935 | 19500.7935
|  |  |  | Total share capital drawn balance | 0 | USD 000s | 0 | 0 | 0 | 0 | 0 | 0 | 0 | 0 | 0 | 0 | 0 | 0 | 0 | 0 | 0 | 0 | 0 | 0 | 0 | 0 | 0 | 0 | 10472.3721 | 16372.8746 | 19500.7935 | 19500.7935 | 19500.7935 | 19500.7935 | 19500.7935 | 19500.7935 | 19500.7935 | 19500.7935 | 19500.7935 | 19500.7935 | 19500.7935 | 19500.7935 | 19500.7935 | 19500.7935 | 19500.7935 | 19500.7935 | 19500.7935 | 19500.7935 | 19500.7935 | 19500.7935 | 19500.7935 | 19500.7935 | 19500.7935 | 19500.7935 | 19500.7935 | 19500.7935 | 19500.7935 | 19500.7935 | 19500.7935 | 19500.7935 | 19500.7935 | 19500.7935 | 19500.7935 | 19500.7935
|  |  |  | Last construction period flag - monthly | 0 | flag | 1 | 0 | 0 | 0 | 0 | 0 | 0 | 0 | 0 | 0 | 0 | 0 | 0 | 0 | 0 | 0 | 0 | 0 | 0 | 0 | 0 | 0 | 0 | 0 | 0 | 0 | 0 | 0 | 0 | 0 | 0 | 0 | 0 | 0 | 0 | 0 | 0 | 0 | 0 | 0 | 0 | 0 | 0 | 0 | 0 | 0 | 0 | 0 | 0 | 1 | 0 | 0 | 0 | 0 | 0 | 0 | 0 | 0
|  |  |  | Share capital balance at end construction | 19500.7935 | USD 000s
Shareholder loan drawdown
|  |  |  | Share of equity drawdown as shareholder loan | 75% | %
|  |  |  | Repayment of equity bridge | 0 | USD 000s | 0 | 0 | 0 | 0 | 0 | 0 | 0 | 0 | 0 | 0 | 0 | 0 | 0 | 0 | 0 | 0 | 0 | 0 | 0 | 0 | 0 | 0 | 0 | 0 | 0 | 0 | 0 | 0 | 0 | 0 | 0 | 0 | 0 | 0 | 0 | 0 | 0 | 0 | 0 | 0 | 0 | 0 | 0 | 0 | 0 | 0 | 0 | 0 | 0 | 0 | 0 | 0 | 0 | 0 | 0 | 0 | 0 | 0
|  |  |  | Shareholder loan drawdown - EBL share |  | USD 000s | 0 |  | 0 | 0 | 0 | 0 | 0 | 0 | 0 | 0 | 0 | 0 | 0 | 0 | 0 | 0 | 0 | 0 | 0 | 0 | 0 | 0 | 0 | 0 | 0 | 0 | 0 | 0 | 0 | 0 | 0 | 0 | 0 | 0 | 0 | 0 | 0 | 0 | 0 | 0 | 0 | 0 | 0 | 0 | 0 | 0 | 0 | 0 | 0 | 0 | 0 | 0 | 0 | 0 | 0 | 0 | 0 | 0
|  |  |  | Projectco EBL active | 0 | 1 = active, 0 = inactive
|  |  |  | Shareholder funds drawdown | 0 | USD 000s | 77512.265 | 0 | 0 | 0 | 0 | 0 | 0 | 0 | 0 | 0 | 0 | 0 | 0 | 0 | 0 | 0 | 0 | 0 | 0 | 0 | 0 | 0 | 41398.5794 | 23602.0099 | 12511.6756 | 0 | 0 | 0 | 0 | 0 | 0 | 0 | 0 | 0 | 0 | 0 | 0 | 0 | 0 | 0 | 0 | 0 | 0 | 0 | 0 | 0 | 0 | 0 | 0 | 0 | 0 | 0 | 0 | 0 | 0 | 0 | 0 | 0
|  |  |  | Share capital drawdown - funding | 0 | USD 000s | 19378.0662 | 0 | 0 | 0 | 0 | 0 | 0 | 0 | 0 | 0 | 0 | 0 | 0 | 0 | 0 | 0 | 0 | 0 | 0 | 0 | 0 | 0 | 10349.6449 | 5900.5025 | 3127.9189 | 0 | 0 | 0 | 0 | 0 | 0 | 0 | 0 | 0 | 0 | 0 | 0 | 0 | 0 | 0 | 0 | 0 | 0 | 0 | 0 | 0 | 0 | 0 | 0 | 0 | 0 | 0 | 0 | 0 | 0 | 0 | 0 | 0
|  |  |  | Shareholder loan drawdown - funding |  | USD 000s | 58134.1987 |  | 0 | 0 | 0 | 0 | 0 | 0 | 0 | 0 | 0 | 0 | 0 | 0 | 0 | 0 | 0 | 0 | 0 | 0 | 0 | 0 | 31048.9346 | 17701.5075 | 9383.7567 | 0 | 0 | 0 | 0 | 0 | 0 | 0 | 0 | 0 | 0 | 0 | 0 | 0 | 0 | 0 | 0 | 0 | 0 | 0 | 0 | 0 | 0 | 0 | 0 | 0 | 0 | 0 | 0 | 0 | 0 | 0 | 0 | 0
|  |  |  | Shareholder loan drawdown - funding | 0 | USD 000s | 58134.1987 | 0 | 0 | 0 | 0 | 0 | 0 | 0 | 0 | 0 | 0 | 0 | 0 | 0 | 0 | 0 | 0 | 0 | 0 | 0 | 0 | 0 | 31048.9346 | 17701.5075 | 9383.7567 | 0 | 0 | 0 | 0 | 0 | 0 | 0 | 0 | 0 | 0 | 0 | 0 | 0 | 0 | 0 | 0 | 0 | 0 | 0 | 0 | 0 | 0 | 0 | 0 | 0 | 0 | 0 | 0 | 0 | 0 | 0 | 0 | 0
|  |  |  | Shareholder loan drawdown - EBL share | 0 | USD 000s | 0 | 0 | 0 | 0 | 0 | 0 | 0 | 0 | 0 | 0 | 0 | 0 | 0 | 0 | 0 | 0 | 0 | 0 | 0 | 0 | 0 | 0 | 0 | 0 | 0 | 0 | 0 | 0 | 0 | 0 | 0 | 0 | 0 | 0 | 0 | 0 | 0 | 0 | 0 | 0 | 0 | 0 | 0 | 0 | 0 | 0 | 0 | 0 | 0 | 0 | 0 | 0 | 0 | 0 | 0 | 0 | 0 | 0
|  |  |  | Shareholder loan drawdown |  | USD 000s | 58134.1987 |  | 0 | 0 | 0 | 0 | 0 | 0 | 0 | 0 | 0 | 0 | 0 | 0 | 0 | 0 | 0 | 0 | 0 | 0 | 0 | 0 | 31048.9346 | 17701.5075 | 9383.7567 | 0 | 0 | 0 | 0 | 0 | 0 | 0 | 0 | 0 | 0 | 0 | 0 | 0 | 0 | 0 | 0 | 0 | 0 | 0 | 0 | 0 | 0 | 0 | 0 | 0 | 0 | 0 | 0 | 0 | 0 | 0 | 0 | 0
Shareholder loan interest
|  |  |  | Shareholder loan annual interest rate | 5% | % p.a.
|  |  |  | Months in year | 12 | months
|  |  |  | Shareholder loan balance BEG | 0 | USD 000s | 0 | 0 | 0 | 0 | 0 | 0 | 0 | 0 | 0 | 0 | 0 | 0 | 0 | 0 | 0 | 0 | 0 | 0 | 0 | 0 | 0 | 0 | 0 | 31048.9346 | 48879.8126 | 58467.2352 | 58710.8486 | 58955.4772 | 59201.125 | 59447.7964 | 59695.4955 | 59944.2267 | 60193.9944 | 60444.8027 | 60696.656 | 60949.5587 | 61203.5152 | 61458.5299 | 61714.6071 | 61971.7513 | 62229.9669 | 62489.2584 | 62749.6304 | 63011.0872 | 63273.6333 | 63537.2735 | 63802.0121 | 64067.8538 | 64334.8032 | 64602.8649 | 64872.0435 | 64872.0435 | 64872.0435 | 64872.0435 | 64872.0435 | 64872.0435 | 64872.0435 | 64872.0435
|  |  |  | Construction period ppf | 0 | time factor | 27 | 0 | 0 | 0 | 0 | 0 | 0 | 0 | 0 | 0 | 0 | 0 | 0 | 0 | 0 | 0 | 0 | 0 | 0 | 0 | 0 | 0 | 0 | 1 | 1 | 1 | 1 | 1 | 1 | 1 | 1 | 1 | 1 | 1 | 1 | 1 | 1 | 1 | 1 | 1 | 1 | 1 | 1 | 1 | 1 | 1 | 1 | 1 | 1 | 1 | 0 | 0 | 0 | 0 | 0 | 0 | 0 | 0
|  |  |  | Shareholder loan interest accrued and rolled up |  | USD 000s | 6737.8448 |  | 0 | 0 | 0 | 0 | 0 | 0 | 0 | 0 | 0 | 0 | 0 | 0 | 0 | 0 | 0 | 0 | 0 | 0 | 0 | 0 | 0 | 129.3706 | 203.6659 | 243.6135 | 244.6285 | 245.6478 | 246.6714 | 247.6992 | 248.7312 | 249.7676 | 250.8083 | 251.8533 | 252.9027 | 253.9565 | 255.0146 | 256.0772 | 257.1442 | 258.2156 | 259.2915 | 260.3719 | 261.4568 | 262.5462 | 263.6401 | 264.7386 | 265.8417 | 266.9494 | 268.0617 | 269.1786 | 0 | 0 | 0 | 0 | 0 | 0 | 0 | 0
|  |  |  | SHL interest accrued and rolled up - total | 6737.8448 | USD 000s
Shareholder loan balance
|  |  |  | Shareholder loan balance BEG |  | USD 000s |  |  | 0 | 0 | 0 | 0 | 0 | 0 | 0 | 0 | 0 | 0 | 0 | 0 | 0 | 0 | 0 | 0 | 0 | 0 | 0 | 0 | 0 | 31048.9346 | 48879.8126 | 58467.2352 | 58710.8486 | 58955.4772 | 59201.125 | 59447.7964 | 59695.4955 | 59944.2267 | 60193.9944 | 60444.8027 | 60696.656 | 60949.5587 | 61203.5152 | 61458.5299 | 61714.6071 | 61971.7513 | 62229.9669 | 62489.2584 | 62749.6304 | 63011.0872 | 63273.6333 | 63537.2735 | 63802.0121 | 64067.8538 | 64334.8032 | 64602.8649 | 64872.0435 | 64872.0435 | 64872.0435 | 64872.0435 | 64872.0435 | 64872.0435 | 64872.0435 | 64872.0435
|  |  | Plus | Shareholder loan drawdown | 0 | USD 000s | 58134.1987 | 0 | 0 | 0 | 0 | 0 | 0 | 0 | 0 | 0 | 0 | 0 | 0 | 0 | 0 | 0 | 0 | 0 | 0 | 0 | 0 | 0 | 31048.9346 | 17701.5075 | 9383.7567 | 0 | 0 | 0 | 0 | 0 | 0 | 0 | 0 | 0 | 0 | 0 | 0 | 0 | 0 | 0 | 0 | 0 | 0 | 0 | 0 | 0 | 0 | 0 | 0 | 0 | 0 | 0 | 0 | 0 | 0 | 0 | 0 | 0
|  |  | Plus | Shareholder loan interest accrued and rolled up | 0 | USD 000s | 6737.8448 | 0 | 0 | 0 | 0 | 0 | 0 | 0 | 0 | 0 | 0 | 0 | 0 | 0 | 0 | 0 | 0 | 0 | 0 | 0 | 0 | 0 | 0 | 129.3706 | 203.6659 | 243.6135 | 244.6285 | 245.6478 | 246.6714 | 247.6992 | 248.7312 | 249.7676 | 250.8083 | 251.8533 | 252.9027 | 253.9565 | 255.0146 | 256.0772 | 257.1442 | 258.2156 | 259.2915 | 260.3719 | 261.4568 | 262.5462 | 263.6401 | 264.7386 | 265.8417 | 266.9494 | 268.0617 | 269.1786 | 0 | 0 | 0 | 0 | 0 | 0 | 0 | 0
|  |  |  | Shareholder loan balance |  | USD 000s |  |  | 0 | 0 | 0 | 0 | 0 | 0 | 0 | 0 | 0 | 0 | 0 | 0 | 0 | 0 | 0 | 0 | 0 | 0 | 0 | 0 | 31048.9346 | 48879.8126 | 58467.2352 | 58710.8486 | 58955.4772 | 59201.125 | 59447.7964 | 59695.4955 | 59944.2267 | 60193.9944 | 60444.8027 | 60696.656 | 60949.5587 | 61203.5152 | 61458.5299 | 61714.6071 | 61971.7513 | 62229.9669 | 62489.2584 | 62749.6304 | 63011.0872 | 63273.6333 | 63537.2735 | 63802.0121 | 64067.8538 | 64334.8032 | 64602.8649 | 64872.0435 | 64872.0435 | 64872.0435 | 64872.0435 | 64872.0435 | 64872.0435 | 64872.0435 | 64872.0435 | 64872.0435
|  |  |  | Shareholder loan balance | 0 | USD 000s | 0 | 0 | 0 | 0 | 0 | 0 | 0 | 0 | 0 | 0 | 0 | 0 | 0 | 0 | 0 | 0 | 0 | 0 | 0 | 0 | 0 | 0 | 31048.9346 | 48879.8126 | 58467.2352 | 58710.8486 | 58955.4772 | 59201.125 | 59447.7964 | 59695.4955 | 59944.2267 | 60193.9944 | 60444.8027 | 60696.656 | 60949.5587 | 61203.5152 | 61458.5299 | 61714.6071 | 61971.7513 | 62229.9669 | 62489.2584 | 62749.6304 | 63011.0872 | 63273.6333 | 63537.2735 | 63802.0121 | 64067.8538 | 64334.8032 | 64602.8649 | 64872.0435 | 64872.0435 | 64872.0435 | 64872.0435 | 64872.0435 | 64872.0435 | 64872.0435 | 64872.0435 | 64872.0435
|  |  |  | Last construction period flag - monthly | 0 | flag | 1 | 0 | 0 | 0 | 0 | 0 | 0 | 0 | 0 | 0 | 0 | 0 | 0 | 0 | 0 | 0 | 0 | 0 | 0 | 0 | 0 | 0 | 0 | 0 | 0 | 0 | 0 | 0 | 0 | 0 | 0 | 0 | 0 | 0 | 0 | 0 | 0 | 0 | 0 | 0 | 0 | 0 | 0 | 0 | 0 | 0 | 0 | 0 | 0 | 1 | 0 | 0 | 0 | 0 | 0 | 0 | 0 | 0
|  |  |  | Shareholder loan balance at end of construction | 64872.0435 | USD 000s
SENIOR DEBT
Agent bank fee
|  |  |  | Indexation on agent bank fee - construction | 0 | 1 = yes, 0 = no
|  |  |  | Security trustee and account bank fee - construction | 15 | USD 000s p.a.
|  |  |  | Agent bank fee during construction | 70 | USD 000s p.a.
|  |  |  | ADB fee - construction | 55 | USD 000s p.a.
|  |  |  | Days in a year | 365 | days
|  |  |  | Days in period - construction | 0 | days | 0 | 0 | 31 | 31 | 30 | 31 | 30 | 31 | 31 | 28 | 31 | 30 | 31 | 30 | 31 | 31 | 30 | 31 | 30 | 31 | 31 | 28 | 31 | 30 | 31 | 30 | 31 | 31 | 30 | 31 | 30 | 31 | 31 | 29 | 31 | 30 | 31 | 30 | 31 | 31 | 30 | 31 | 30 | 31 | 31 | 28 | 31 | 30 | 31 | 30 | 31 | 31 | 30 | 31 | 30 | 31 | 31 | 28
|  |  |  | Construction period flag - monthly | 0 | flag | 27 | 0 | 0 | 0 | 0 | 0 | 0 | 0 | 0 | 0 | 0 | 0 | 0 | 0 | 0 | 0 | 0 | 0 | 0 | 0 | 0 | 0 | 0 | 1 | 1 | 1 | 1 | 1 | 1 | 1 | 1 | 1 | 1 | 1 | 1 | 1 | 1 | 1 | 1 | 1 | 1 | 1 | 1 | 1 | 1 | 1 | 1 | 1 | 1 | 1 | 0 | 0 | 0 | 0 | 0 | 0 | 0 | 0
|  |  |  | US PPI escalation factor (usppim / usppir) - monthly | 0 | factor | 0 | 0 | 1 | 1 | 1 | 1 | 1 | 1 | 1 | 1 | 1 | 1 | 1 | 1 | 1 | 1 | 1 | 1 | 1 | 1 | 1 | 1 | 1 | 1 | 1 | 1 | 1 | 1 | 1 | 1 | 1 | 1 | 1 | 1 | 1 | 1 | 1 | 1 | 1 | 1 | 1 | 1 | 1 | 1 | 1 | 1 | 1 | 1 | 1 | 1 | 1 | 1 | 1 | 1 | 1 | 1 | 1 | 1
|  |  |  | ADB agent bank fees - m |  | USD 000s | 157.6438 |  | 0 | 0 | 0 | 0 | 0 | 0 | 0 | 0 | 0 | 0 | 0 | 0 | 0 | 0 | 0 | 0 | 0 | 0 | 0 | 0 | 0 | 5.7534 | 5.9452 | 5.7534 | 5.9452 | 5.9452 | 5.7534 | 5.9452 | 5.7534 | 5.9452 | 5.9452 | 5.5616 | 5.9452 | 5.7534 | 5.9452 | 5.7534 | 5.9452 | 5.9452 | 5.7534 | 5.9452 | 5.7534 | 5.9452 | 5.9452 | 5.3699 | 5.9452 | 5.7534 | 5.9452 | 5.7534 | 0 | 0 | 0 | 0 | 0 | 0 | 0 | 0
|  |  |  | Indexation on agent bank fee - construction | 0 | 1 = yes, 0 = no
|  |  |  | Security trustee and account bank fee - construction | 15 | USD 000s p.a.
|  |  |  | Agent bank fee during construction | 70 | USD 000s p.a.
|  |  |  | EBRD fee - construction | 0 | USD 000s p.a.
|  |  |  | Days in a year | 365 | days
|  |  |  | Days in period - construction | 0 | days | 0 | 0 | 31 | 31 | 30 | 31 | 30 | 31 | 31 | 28 | 31 | 30 | 31 | 30 | 31 | 31 | 30 | 31 | 30 | 31 | 31 | 28 | 31 | 30 | 31 | 30 | 31 | 31 | 30 | 31 | 30 | 31 | 31 | 29 | 31 | 30 | 31 | 30 | 31 | 31 | 30 | 31 | 30 | 31 | 31 | 28 | 31 | 30 | 31 | 30 | 31 | 31 | 30 | 31 | 30 | 31 | 31 | 28
|  |  |  | Construction period flag - monthly | 0 | flag | 27 | 0 | 0 | 0 | 0 | 0 | 0 | 0 | 0 | 0 | 0 | 0 | 0 | 0 | 0 | 0 | 0 | 0 | 0 | 0 | 0 | 0 | 0 | 1 | 1 | 1 | 1 | 1 | 1 | 1 | 1 | 1 | 1 | 1 | 1 | 1 | 1 | 1 | 1 | 1 | 1 | 1 | 1 | 1 | 1 | 1 | 1 | 1 | 1 | 1 | 0 | 0 | 0 | 0 | 0 | 0 | 0 | 0
|  |  |  | US PPI escalation factor (usppim / usppir) - monthly | 0 | factor | 0 | 0 | 1 | 1 | 1 | 1 | 1 | 1 | 1 | 1 | 1 | 1 | 1 | 1 | 1 | 1 | 1 | 1 | 1 | 1 | 1 | 1 | 1 | 1 | 1 | 1 | 1 | 1 | 1 | 1 | 1 | 1 | 1 | 1 | 1 | 1 | 1 | 1 | 1 | 1 | 1 | 1 | 1 | 1 | 1 | 1 | 1 | 1 | 1 | 1 | 1 | 1 | 1 | 1 | 1 | 1 | 1 | 1
|  |  |  | EBRD agent bank fees - m |  | USD 000s | 0 |  | 0 | 0 | 0 | 0 | 0 | 0 | 0 | 0 | 0 | 0 | 0 | 0 | 0 | 0 | 0 | 0 | 0 | 0 | 0 | 0 | 0 | 0 | 0 | 0 | 0 | 0 | 0 | 0 | 0 | 0 | 0 | 0 | 0 | 0 | 0 | 0 | 0 | 0 | 0 | 0 | 0 | 0 | 0 | 0 | 0 | 0 | 0 | 0 | 0 | 0 | 0 | 0 | 0 | 0 | 0 | 0
|  |  |  | Indexation on agent bank fee - construction | 0 | 1 = yes, 0 = no
|  |  |  | Security trustee and account bank fee - construction | 15 | USD 000s p.a.
|  |  |  | Agent bank fee during construction | 70 | USD 000s p.a.
|  |  |  | AIIB fee - construction | 0 | USD 000s p.a.
|  |  |  | Days in a year | 365 | days
|  |  |  | Days in period - construction | 0 | days | 0 | 0 | 31 | 31 | 30 | 31 | 30 | 31 | 31 | 28 | 31 | 30 | 31 | 30 | 31 | 31 | 30 | 31 | 30 | 31 | 31 | 28 | 31 | 30 | 31 | 30 | 31 | 31 | 30 | 31 | 30 | 31 | 31 | 29 | 31 | 30 | 31 | 30 | 31 | 31 | 30 | 31 | 30 | 31 | 31 | 28 | 31 | 30 | 31 | 30 | 31 | 31 | 30 | 31 | 30 | 31 | 31 | 28
|  |  |  | Construction period flag - monthly | 0 | flag | 27 | 0 | 0 | 0 | 0 | 0 | 0 | 0 | 0 | 0 | 0 | 0 | 0 | 0 | 0 | 0 | 0 | 0 | 0 | 0 | 0 | 0 | 0 | 1 | 1 | 1 | 1 | 1 | 1 | 1 | 1 | 1 | 1 | 1 | 1 | 1 | 1 | 1 | 1 | 1 | 1 | 1 | 1 | 1 | 1 | 1 | 1 | 1 | 1 | 1 | 0 | 0 | 0 | 0 | 0 | 0 | 0 | 0
|  |  |  | US PPI escalation factor (usppim / usppir) - monthly | 0 | factor | 0 | 0 | 1 | 1 | 1 | 1 | 1 | 1 | 1 | 1 | 1 | 1 | 1 | 1 | 1 | 1 | 1 | 1 | 1 | 1 | 1 | 1 | 1 | 1 | 1 | 1 | 1 | 1 | 1 | 1 | 1 | 1 | 1 | 1 | 1 | 1 | 1 | 1 | 1 | 1 | 1 | 1 | 1 | 1 | 1 | 1 | 1 | 1 | 1 | 1 | 1 | 1 | 1 | 1 | 1 | 1 | 1 | 1
|  |  |  | AIIB agent bank fees - m |  | USD 000s | 0 |  | 0 | 0 | 0 | 0 | 0 | 0 | 0 | 0 | 0 | 0 | 0 | 0 | 0 | 0 | 0 | 0 | 0 | 0 | 0 | 0 | 0 | 0 | 0 | 0 | 0 | 0 | 0 | 0 | 0 | 0 | 0 | 0 | 0 | 0 | 0 | 0 | 0 | 0 | 0 | 0 | 0 | 0 | 0 | 0 | 0 | 0 | 0 | 0 | 0 | 0 | 0 | 0 | 0 | 0 | 0 | 0
|  |  |  | Indexation on agent bank fee - construction | 0 | 1 = yes, 0 = no
|  |  |  | Security trustee and account bank fee - construction | 15 | USD 000s p.a.
|  |  |  | Agent bank fee during construction | 70 | USD 000s p.a.
|  |  |  | EIB fee - construction | 0 | USD 000s p.a.
|  |  |  | Days in a year | 365 | days
|  |  |  | Days in period - construction | 0 | days | 0 | 0 | 31 | 31 | 30 | 31 | 30 | 31 | 31 | 28 | 31 | 30 | 31 | 30 | 31 | 31 | 30 | 31 | 30 | 31 | 31 | 28 | 31 | 30 | 31 | 30 | 31 | 31 | 30 | 31 | 30 | 31 | 31 | 29 | 31 | 30 | 31 | 30 | 31 | 31 | 30 | 31 | 30 | 31 | 31 | 28 | 31 | 30 | 31 | 30 | 31 | 31 | 30 | 31 | 30 | 31 | 31 | 28
|  |  |  | Construction period flag - monthly | 0 | flag | 27 | 0 | 0 | 0 | 0 | 0 | 0 | 0 | 0 | 0 | 0 | 0 | 0 | 0 | 0 | 0 | 0 | 0 | 0 | 0 | 0 | 0 | 0 | 1 | 1 | 1 | 1 | 1 | 1 | 1 | 1 | 1 | 1 | 1 | 1 | 1 | 1 | 1 | 1 | 1 | 1 | 1 | 1 | 1 | 1 | 1 | 1 | 1 | 1 | 1 | 0 | 0 | 0 | 0 | 0 | 0 | 0 | 0
|  |  |  | US PPI escalation factor (usppim / usppir) - monthly | 0 | factor | 0 | 0 | 1 | 1 | 1 | 1 | 1 | 1 | 1 | 1 | 1 | 1 | 1 | 1 | 1 | 1 | 1 | 1 | 1 | 1 | 1 | 1 | 1 | 1 | 1 | 1 | 1 | 1 | 1 | 1 | 1 | 1 | 1 | 1 | 1 | 1 | 1 | 1 | 1 | 1 | 1 | 1 | 1 | 1 | 1 | 1 | 1 | 1 | 1 | 1 | 1 | 1 | 1 | 1 | 1 | 1 | 1 | 1
|  |  |  | EIB agent bank fees - m |  | USD 000s | 0 |  | 0 | 0 | 0 | 0 | 0 | 0 | 0 | 0 | 0 | 0 | 0 | 0 | 0 | 0 | 0 | 0 | 0 | 0 | 0 | 0 | 0 | 0 | 0 | 0 | 0 | 0 | 0 | 0 | 0 | 0 | 0 | 0 | 0 | 0 | 0 | 0 | 0 | 0 | 0 | 0 | 0 | 0 | 0 | 0 | 0 | 0 | 0 | 0 | 0 | 0 | 0 | 0 | 0 | 0 | 0 | 0
|  |  |  | Indexation on agent bank fee - construction | 0 | 1 = yes, 0 = no
|  |  |  | Agent bank fee during construction | 70 | USD 000s p.a.
|  |  |  | Days in a year | 365 | days
|  |  |  | Days in period - construction | 0 | days | 0 | 0 | 31 | 31 | 30 | 31 | 30 | 31 | 31 | 28 | 31 | 30 | 31 | 30 | 31 | 31 | 30 | 31 | 30 | 31 | 31 | 28 | 31 | 30 | 31 | 30 | 31 | 31 | 30 | 31 | 30 | 31 | 31 | 29 | 31 | 30 | 31 | 30 | 31 | 31 | 30 | 31 | 30 | 31 | 31 | 28 | 31 | 30 | 31 | 30 | 31 | 31 | 30 | 31 | 30 | 31 | 31 | 28
|  |  |  | Construction period flag - monthly | 0 | flag | 27 | 0 | 0 | 0 | 0 | 0 | 0 | 0 | 0 | 0 | 0 | 0 | 0 | 0 | 0 | 0 | 0 | 0 | 0 | 0 | 0 | 0 | 0 | 1 | 1 | 1 | 1 | 1 | 1 | 1 | 1 | 1 | 1 | 1 | 1 | 1 | 1 | 1 | 1 | 1 | 1 | 1 | 1 | 1 | 1 | 1 | 1 | 1 | 1 | 1 | 0 | 0 | 0 | 0 | 0 | 0 | 0 | 0
|  |  |  | US PPI escalation factor (usppim / usppir) - monthly | 0 | factor | 0 | 0 | 1 | 1 | 1 | 1 | 1 | 1 | 1 | 1 | 1 | 1 | 1 | 1 | 1 | 1 | 1 | 1 | 1 | 1 | 1 | 1 | 1 | 1 | 1 | 1 | 1 | 1 | 1 | 1 | 1 | 1 | 1 | 1 | 1 | 1 | 1 | 1 | 1 | 1 | 1 | 1 | 1 | 1 | 1 | 1 | 1 | 1 | 1 | 1 | 1 | 1 | 1 | 1 | 1 | 1 | 1 | 1
|  |  |  | Agent bank fee - m |  | USD 000s | 157.6438 |  | 0 | 0 | 0 | 0 | 0 | 0 | 0 | 0 | 0 | 0 | 0 | 0 | 0 | 0 | 0 | 0 | 0 | 0 | 0 | 0 | 0 | 5.7534 | 5.9452 | 5.7534 | 5.9452 | 5.9452 | 5.7534 | 5.9452 | 5.7534 | 5.9452 | 5.9452 | 5.5616 | 5.9452 | 5.7534 | 5.9452 | 5.7534 | 5.9452 | 5.9452 | 5.7534 | 5.9452 | 5.7534 | 5.9452 | 5.9452 | 5.3699 | 5.9452 | 5.7534 | 5.9452 | 5.7534 | 0 | 0 | 0 | 0 | 0 | 0 | 0 | 0
Advisory fee
|  |  |  | Transaction advisory fee | 2640 | USD 000s
|  |  |  | Post-Signing Advisory Fees Amount | 207 | USD 000s
|  |  |  | Financial close date flag - construction | 0 | flag | 1 | 0 | 0 | 0 | 0 | 0 | 0 | 0 | 0 | 0 | 0 | 0 | 0 | 0 | 0 | 0 | 0 | 0 | 0 | 0 | 0 | 0 | 1 | 0 | 0 | 0 | 0 | 0 | 0 | 0 | 0 | 0 | 0 | 0 | 0 | 0 | 0 | 0 | 0 | 0 | 0 | 0 | 0 | 0 | 0 | 0 | 0 | 0 | 0 | 0 | 0 | 0 | 0 | 0 | 0 | 0 | 0 | 0
|  |  |  | Advisory fee - m |  | USD 000s | 2847 |  | 0 | 0 | 0 | 0 | 0 | 0 | 0 | 0 | 0 | 0 | 0 | 0 | 0 | 0 | 0 | 0 | 0 | 0 | 0 | 0 | 2847 | 0 | 0 | 0 | 0 | 0 | 0 | 0 | 0 | 0 | 0 | 0 | 0 | 0 | 0 | 0 | 0 | 0 | 0 | 0 | 0 | 0 | 0 | 0 | 0 | 0 | 0 | 0 | 0 | 0 | 0 | 0 | 0 | 0 | 0 | 0
SENIOR DEBT DRAWDOWN ORDER AND OVERWRITE
ADB Loan
ADB Loan drawdown
|  |  |  | Higher upfront equity injection pro-rata scenario switch | 0 | 1 = yes; 0 = no
|  |  |  | Higher upfront equity injection % of project costs - pro-rata scenario | 0% | %
|  |  |  | Leverage excl. initial capital and EGR (for pro-rata) - active | 56.82% | %
|  |  |  | Funding requirement - adj for VAT and initial equity investment | 0 | USD 000s | 179677.9707 | 0 | 0 | 0 | 0 | 0 | 0 | 0 | 0 | 0 | 0 | 0 | 0 | 0 | 0 | 0 | 0 | 0 | 0 | 0 | 0 | 0 | 41398.5794 | 23602.0099 | 25945.1538 | 27730.1487 | 21817.0954 | 9773.5085 | 4752.7051 | 290.1311 | 289.9393 | 2878.9937 | 148.5722 | 201.1171 | 3954.3173 | 41.1194 | 10.9452 | 2778.1141 | 10.9452 | 10.9452 | 10.7534 | 10.9452 | 10.7534 | 2965.5347 | 10.9452 | 10.3699 | 10.9452 | 18.3449 | 10.9452 | 10984.0928 | 0 | 0 | 0 | 0 | 0 | 0 | 0 | 0
|  |  |  | Senior debt reduced drawdown duration flag | 0 | flag | 28 | 0 | 0 | 0 | 0 | 0 | 0 | 0 | 0 | 0 | 0 | 0 | 0 | 0 | 0 | 0 | 0 | 0 | 0 | 0 | 0 | 0 | 1 | 1 | 1 | 1 | 1 | 1 | 1 | 1 | 1 | 1 | 1 | 1 | 1 | 1 | 1 | 1 | 1 | 1 | 1 | 1 | 1 | 1 | 1 | 1 | 1 | 1 | 1 | 1 | 0 | 0 | 0 | 0 | 0 | 0 | 0 | 0
|  |  |  | Funding requirement for senior debt - pro-rata scenario |  | USD 000s | 102095.9698 |  | 0 | 0 | 0 | 0 | 0 | 0 | 0 | 0 | 0 | 0 | 0 | 0 | 0 | 0 | 0 | 0 | 0 | 0 | 0 | 0 | 23523.3518 | 13411.0491 | 14742.4619 | 15756.7253 | 12396.8314 | 5553.4678 | 2700.565 | 164.8572 | 164.7483 | 1635.8914 | 84.4212 | 114.278 | 2246.908 | 23.3647 | 6.2192 | 1578.57 | 6.2192 | 6.2192 | 6.1103 | 6.2192 | 6.1103 | 1685.0655 | 6.2192 | 5.8923 | 6.2192 | 10.4239 | 6.2192 | 6241.3417 | 0 | 0 | 0 | 0 | 0 | 0 | 0 | 0
|  |  |  | Equity drawdown scenario switch | 1 | 1 = upfront; 0 = pro-rata
|  |  |  | Funding requirement for construction debt | 0 | USD 000s | 102165.7057 | 0 | 0 | 0 | 0 | 0 | 0 | 0 | 0 | 0 | 0 | 0 | 0 | 0 | 0 | 0 | 0 | 0 | 0 | 0 | 0 | 0 | 0 | 0 | 13433.4782 | 27730.1487 | 21817.0954 | 9773.5085 | 4752.7051 | 290.1311 | 289.9393 | 2878.9937 | 148.5722 | 201.1171 | 3954.3173 | 41.1194 | 10.9452 | 2778.1141 | 10.9452 | 10.9452 | 10.7534 | 10.9452 | 10.7534 | 2965.5347 | 10.9452 | 10.3699 | 10.9452 | 18.3449 | 10.9452 | 10984.0928 | 0 | 0 | 0 | 0 | 0 | 0 | 0 | 0
|  |  |  | Funding requirement for senior debt - pro-rata scenario | 0 | USD 000s | 102095.9698 | 0 | 0 | 0 | 0 | 0 | 0 | 0 | 0 | 0 | 0 | 0 | 0 | 0 | 0 | 0 | 0 | 0 | 0 | 0 | 0 | 0 | 23523.3518 | 13411.0491 | 14742.4619 | 15756.7253 | 12396.8314 | 5553.4678 | 2700.565 | 164.8572 | 164.7483 | 1635.8914 | 84.4212 | 114.278 | 2246.908 | 23.3647 | 6.2192 | 1578.57 | 6.2192 | 6.2192 | 6.1103 | 6.2192 | 6.1103 | 1685.0655 | 6.2192 | 5.8923 | 6.2192 | 10.4239 | 6.2192 | 6241.3417 | 0 | 0 | 0 | 0 | 0 | 0 | 0 | 0
|  |  |  | Funding requirement for senior debt |  | USD 000s | 102165.7057 |  | 0 | 0 | 0 | 0 | 0 | 0 | 0 | 0 | 0 | 0 | 0 | 0 | 0 | 0 | 0 | 0 | 0 | 0 | 0 | 0 | 0 | 0 | 13433.4782 | 27730.1487 | 21817.0954 | 9773.5085 | 4752.7051 | 290.1311 | 289.9393 | 2878.9937 | 148.5722 | 201.1171 | 3954.3173 | 41.1194 | 10.9452 | 2778.1141 | 10.9452 | 10.9452 | 10.7534 | 10.9452 | 10.7534 | 2965.5347 | 10.9452 | 10.3699 | 10.9452 | 18.3449 | 10.9452 | 10984.0928 | 0 | 0 | 0 | 0 | 0 | 0 | 0 | 0
|  |  |  | A loan as % of total senior debt - capped % | 25.94% | %
|  |  |  | Funding requirement for senior debt | 0 | USD 000s | 102165.7057 | 0 | 0 | 0 | 0 | 0 | 0 | 0 | 0 | 0 | 0 | 0 | 0 | 0 | 0 | 0 | 0 | 0 | 0 | 0 | 0 | 0 | 0 | 0 | 13433.4782 | 27730.1487 | 21817.0954 | 9773.5085 | 4752.7051 | 290.1311 | 289.9393 | 2878.9937 | 148.5722 | 201.1171 | 3954.3173 | 41.1194 | 10.9452 | 2778.1141 | 10.9452 | 10.9452 | 10.7534 | 10.9452 | 10.7534 | 2965.5347 | 10.9452 | 10.3699 | 10.9452 | 18.3449 | 10.9452 | 10984.0928 | 0 | 0 | 0 | 0 | 0 | 0 | 0 | 0
|  |  |  | Funding requirement for ADB Loan |  | USD 000s | 26505.2056 |  | 0 | 0 | 0 | 0 | 0 | 0 | 0 | 0 | 0 | 0 | 0 | 0 | 0 | 0 | 0 | 0 | 0 | 0 | 0 | 0 | 0 | 0 | 3485.0941 | 7194.1293 | 5660.0852 | 2535.5754 | 1233.0109 | 75.2697 | 75.22 | 746.9074 | 38.5446 | 52.1765 | 1025.8823 | 10.6678 | 2.8396 | 720.7358 | 2.8396 | 2.8396 | 2.7898 | 2.8396 | 2.7898 | 769.359 | 2.8396 | 2.6903 | 2.8396 | 4.7593 | 2.8396 | 2849.6415 | 0 | 0 | 0 | 0 | 0 | 0 | 0 | 0
|  |  |  | Total funding requirement for ADB Loan | 26505.2056 | USD 000s
|  |  |  | Senior debt amount | 102165.7051 | USD 000s
|  |  |  | ADB as % of total senior debt (upto Project costs % cap) - active | 25.94% | %
|  |  |  | ADB Loan amount | 26505.2054 | USD 000s
Project costs cap
|  |  |  | Total funding requirement | 179800.6979 | USD 000s
|  |  |  | ADB maximum % of project costs | 100% | %
|  |  |  | ADB Loan amount Project costs Capped amount | 179800.6979 | USD 000s
|  |  |  | ADB Loan amount | 26505.2054 | USD 000s
|  |  |  | ADB Loan amount Project costs Capped amount | 179800.6979 | USD 000s
|  |  |  | Debt size based on tranche split or % of project costs | 0 | 1 = project costs, 0 = tranche split
|  |  |  | ADB Loan amount final | 26505.2054 | USD 000s
New senior debt split
|  |  |  | Senior debt amount | 102165.7051 | USD 000s
|  |  |  | ADB Loan amount final | 26505.2054 | USD 000s
|  |  |  | A loan as % of total senior debt - capped % | 25.94% | %
|  |  |  | ADB Loan amount final | 26505.2054 | USD 000s
|  |  |  | ADB Loan availability period balance BEG | 0 | USD 000s | 0 | 0 | 0 | 0 | 0 | 0 | 0 | 0 | 0 | 0 | 0 | 0 | 0 | 0 | 0 | 0 | 0 | 0 | 0 | 0 | 0 | 0 | 0 | 0 | 0 | 3485.0941 | 10679.2234 | 16339.3086 | 18874.884 | 20107.8949 | 20183.1646 | 20258.3846 | 21005.292 | 21043.8366 | 21096.0131 | 22121.8954 | 22132.5632 | 22135.4027 | 22856.1386 | 22858.9781 | 22861.8177 | 22864.6075 | 22867.447 | 22870.2368 | 23639.5958 | 23642.4354 | 23645.1257 | 23647.9652 | 23652.7245 | 23655.5641 | 0 | 0 | 0 | 0 | 0 | 0 | 0 | 0
|  |  |  | Financial close date flag - construction | 0 | flag | 1 | 0 | 0 | 0 | 0 | 0 | 0 | 0 | 0 | 0 | 0 | 0 | 0 | 0 | 0 | 0 | 0 | 0 | 0 | 0 | 0 | 0 | 1 | 0 | 0 | 0 | 0 | 0 | 0 | 0 | 0 | 0 | 0 | 0 | 0 | 0 | 0 | 0 | 0 | 0 | 0 | 0 | 0 | 0 | 0 | 0 | 0 | 0 | 0 | 0 | 0 | 0 | 0 | 0 | 0 | 0 | 0 | 0
|  |  |  | Construction period flag - monthly | 0 | flag | 27 | 0 | 0 | 0 | 0 | 0 | 0 | 0 | 0 | 0 | 0 | 0 | 0 | 0 | 0 | 0 | 0 | 0 | 0 | 0 | 0 | 0 | 0 | 1 | 1 | 1 | 1 | 1 | 1 | 1 | 1 | 1 | 1 | 1 | 1 | 1 | 1 | 1 | 1 | 1 | 1 | 1 | 1 | 1 | 1 | 1 | 1 | 1 | 1 | 1 | 0 | 0 | 0 | 0 | 0 | 0 | 0 | 0
|  |  |  | Undrawn ADB Loan |  | USD 000s |  |  | 0 | 0 | 0 | 0 | 0 | 0 | 0 | 0 | 0 | 0 | 0 | 0 | 0 | 0 | 0 | 0 | 0 | 0 | 0 | 0 | 26505.2054 | 26505.2054 | 26505.2054 | 23020.1113 | 15825.982 | 10165.8968 | 7630.3214 | 6397.3105 | 6322.0408 | 6246.8209 | 5499.9135 | 5461.3689 | 5409.1924 | 4383.31 | 4372.6423 | 4369.8027 | 3649.0669 | 3646.2273 | 3643.3878 | 3640.598 | 3637.7584 | 3634.9686 | 2865.6096 | 2862.77 | 2860.0797 | 2857.2402 | 2852.4809 | 2849.6414 | 0 | 0 | 0 | 0 | 0 | 0 | 0 | 0
|  |  |  | Debt size - calculated vs hardcoded - sensitized | 0 | 1 = calculated , 0 = hold debt size unchanged
|  |  |  | VAT facility active | 1 | 1 = yes, 0 = no
|  |  |  | VAT reclaimable | 1 | 1 = yes, 0 = no
|  |  |  | Total funding requirement for ADB Loan | 26505.2056 | USD 000s
|  |  |  | ADB Loan amount | 26505.2054 | USD 000s
|  |  |  | ADB Loan balance drawdown | 0 | USD 000s
|  |  |  | ADB Loan balance drawdown | 0 | USD 000s
|  |  |  | Last construction period flag - monthly | 0 | flag | 1 | 0 | 0 | 0 | 0 | 0 | 0 | 0 | 0 | 0 | 0 | 0 | 0 | 0 | 0 | 0 | 0 | 0 | 0 | 0 | 0 | 0 | 0 | 0 | 0 | 0 | 0 | 0 | 0 | 0 | 0 | 0 | 0 | 0 | 0 | 0 | 0 | 0 | 0 | 0 | 0 | 0 | 0 | 0 | 0 | 0 | 0 | 0 | 0 | 1 | 0 | 0 | 0 | 0 | 0 | 0 | 0 | 0
|  |  |  | ADB drawdown transferred to waterfall |  | USD 000s | 0 |  | 0 | 0 | 0 | 0 | 0 | 0 | 0 | 0 | 0 | 0 | 0 | 0 | 0 | 0 | 0 | 0 | 0 | 0 | 0 | 0 | 0 | 0 | 0 | 0 | 0 | 0 | 0 | 0 | 0 | 0 | 0 | 0 | 0 | 0 | 0 | 0 | 0 | 0 | 0 | 0 | 0 | 0 | 0 | 0 | 0 | 0 | 0 | 0 | 0 | 0 | 0 | 0 | 0 | 0 | 0 | 0
|  |  |  | Undrawn ADB Loan | 0 | USD 000s | 0 | 0 | 0 | 0 | 0 | 0 | 0 | 0 | 0 | 0 | 0 | 0 | 0 | 0 | 0 | 0 | 0 | 0 | 0 | 0 | 0 | 0 | 26505.2054 | 26505.2054 | 26505.2054 | 23020.1113 | 15825.982 | 10165.8968 | 7630.3214 | 6397.3105 | 6322.0408 | 6246.8209 | 5499.9135 | 5461.3689 | 5409.1924 | 4383.31 | 4372.6423 | 4369.8027 | 3649.0669 | 3646.2273 | 3643.3878 | 3640.598 | 3637.7584 | 3634.9686 | 2865.6096 | 2862.77 | 2860.0797 | 2857.2402 | 2852.4809 | 2849.6414 | 0 | 0 | 0 | 0 | 0 | 0 | 0 | 0
|  |  |  | Funding requirement for ADB Loan | 0 | USD 000s | 26505.2056 | 0 | 0 | 0 | 0 | 0 | 0 | 0 | 0 | 0 | 0 | 0 | 0 | 0 | 0 | 0 | 0 | 0 | 0 | 0 | 0 | 0 | 0 | 0 | 3485.0941 | 7194.1293 | 5660.0852 | 2535.5754 | 1233.0109 | 75.2697 | 75.22 | 746.9074 | 38.5446 | 52.1765 | 1025.8823 | 10.6678 | 2.8396 | 720.7358 | 2.8396 | 2.8396 | 2.7898 | 2.8396 | 2.7898 | 769.359 | 2.8396 | 2.6903 | 2.8396 | 4.7593 | 2.8396 | 2849.6415 | 0 | 0 | 0 | 0 | 0 | 0 | 0 | 0
|  |  |  | ADB drawdown transferred to waterfall | 0 | USD 000s | 0 | 0 | 0 | 0 | 0 | 0 | 0 | 0 | 0 | 0 | 0 | 0 | 0 | 0 | 0 | 0 | 0 | 0 | 0 | 0 | 0 | 0 | 0 | 0 | 0 | 0 | 0 | 0 | 0 | 0 | 0 | 0 | 0 | 0 | 0 | 0 | 0 | 0 | 0 | 0 | 0 | 0 | 0 | 0 | 0 | 0 | 0 | 0 | 0 | 0 | 0 | 0 | 0 | 0 | 0 | 0 | 0 | 0
|  |  |  | ADB drawdown |  | USD 000s | 26505.2054 |  | 0 | 0 | 0 | 0 | 0 | 0 | 0 | 0 | 0 | 0 | 0 | 0 | 0 | 0 | 0 | 0 | 0 | 0 | 0 | 0 | 0 | 0 | 3485.0941 | 7194.1293 | 5660.0852 | 2535.5754 | 1233.0109 | 75.2697 | 75.22 | 746.9074 | 38.5446 | 52.1765 | 1025.8823 | 10.6678 | 2.8396 | 720.7358 | 2.8396 | 2.8396 | 2.7898 | 2.8396 | 2.7898 | 769.359 | 2.8396 | 2.6903 | 2.8396 | 4.7593 | 2.8396 | 2849.6414 | 0 | 0 | 0 | 0 | 0 | 0 | 0 | 0
|  |  |  | ADB Loan drawdown | 26505.2054 | USD 000s
|  |  |  | ADB drawdown | 0 | USD 000s | 26505.2054 | 0 | 0 | 0 | 0 | 0 | 0 | 0 | 0 | 0 | 0 | 0 | 0 | 0 | 0 | 0 | 0 | 0 | 0 | 0 | 0 | 0 | 0 | 0 | 3485.0941 | 7194.1293 | 5660.0852 | 2535.5754 | 1233.0109 | 75.2697 | 75.22 | 746.9074 | 38.5446 | 52.1765 | 1025.8823 | 10.6678 | 2.8396 | 720.7358 | 2.8396 | 2.8396 | 2.7898 | 2.8396 | 2.7898 | 769.359 | 2.8396 | 2.6903 | 2.8396 | 4.7593 | 2.8396 | 2849.6414 | 0 | 0 | 0 | 0 | 0 | 0 | 0 | 0
|  |  |  | ADB Loan drawdown - neg for cost of debt |  | USD 000s | -26505.2054 |  | 0 | 0 | 0 | 0 | 0 | 0 | 0 | 0 | 0 | 0 | 0 | 0 | 0 | 0 | 0 | 0 | 0 | 0 | 0 | 0 | 0 | 0 | -3485.0941 | -7194.1293 | -5660.0852 | -2535.5754 | -1233.0109 | -75.2697 | -75.22 | -746.9074 | -38.5446 | -52.1765 | -1025.8823 | -10.6678 | -2.8396 | -720.7358 | -2.8396 | -2.8396 | -2.7898 | -2.8396 | -2.7898 | -769.359 | -2.8396 | -2.6903 | -2.8396 | -4.7593 | -2.8396 | -2849.6414 | 0 | 0 | 0 | 0 | 0 | 0 | 0 | 0
ADB Loan interest during construction
|  |  |  | Include SOFR on ADB | 1 | 1 = yes, 0 = no
|  |  |  | 6M SOFR forward curve - construction period | 0% | % p.a. | 0% | 0% | 0% | 0% | 0% | 0% | 0% | 0% | 0% | 0% | 0% | 0% | 0% | 0% | 0% | 0% | 0% | 0% | 0% | 0% | 0% | 0% | 5.027% | 5.027% | 5.027% | 5.027% | 4.933% | 4.933% | 4.933% | 4.933% | 4.933% | 4.933% | 3.961% | 3.961% | 3.961% | 3.961% | 3.961% | 3.961% | 3.133% | 3.133% | 3.133% | 3.133% | 3.133% | 3.133% | 2.742% | 2.742% | 2.742% | 2.742% | 2.742% | 2.742% | 2.742% | 2.742% | 2.742% | 2.742% | 2.742% | 2.742% | 2.742% | 2.742%
|  |  |  | SOFR forward curve - construction period ADB |  | % p.a. |  |  | 0% | 0% | 0% | 0% | 0% | 0% | 0% | 0% | 0% | 0% | 0% | 0% | 0% | 0% | 0% | 0% | 0% | 0% | 0% | 0% | 5.027% | 5.027% | 5.027% | 5.027% | 4.933% | 4.933% | 4.933% | 4.933% | 4.933% | 4.933% | 3.961% | 3.961% | 3.961% | 3.961% | 3.961% | 3.961% | 3.133% | 3.133% | 3.133% | 3.133% | 3.133% | 3.133% | 2.742% | 2.742% | 2.742% | 2.742% | 2.742% | 2.742% | 2.742% | 2.742% | 2.742% | 2.742% | 2.742% | 2.742% | 2.742% | 2.742%
|  |  |  | Senior debt hedging switch | 0 | 1 = input, 0 = notional based
|  |  |  | Debt size - calculated vs hardcoded - sensitized | 0 | 1 = calculated , 0 = hold debt size unchanged
|  |  |  | % of ADB hedged during availability period | 92% | %
|  |  |  | Construction period flag - monthly | 0 | flag | 27 | 0 | 0 | 0 | 0 | 0 | 0 | 0 | 0 | 0 | 0 | 0 | 0 | 0 | 0 | 0 | 0 | 0 | 0 | 0 | 0 | 0 | 0 | 1 | 1 | 1 | 1 | 1 | 1 | 1 | 1 | 1 | 1 | 1 | 1 | 1 | 1 | 1 | 1 | 1 | 1 | 1 | 1 | 1 | 1 | 1 | 1 | 1 | 1 | 1 | 0 | 0 | 0 | 0 | 0 | 0 | 0 | 0
|  |  |  | ADB hedged debt during construction - cashsweep case | 0% | % | 0% | 0% | 0% | 0% | 0% | 0% | 0% | 0% | 0% | 0% | 0% | 0% | 0% | 0% | 0% | 0% | 0% | 0% | 0% | 0% | 0% | 0% | 0% | 0% | 0% | 92% | 92% | 92% | 92% | 92% | 92% | 92% | 92% | 92% | 92% | 92% | 92% | 92% | 92% | 92% | 92% | 92% | 92% | 92% | 92% | 92% | 92% | 92% | 92% | 92% | 0% | 0% | 0% | 0% | 0% | 0% | 0% | 0% | 0% | 0% | 0% | 0% | 0% | 0% | 0% | 0% | 0% | 0% | 0% | 0% | 0% | 0% | 0% | 0% | 0% | 0% | 0% | 0% | 0% | 0% | 0% | 0% | 0% | 0% | 0% | 0% | 0% | 0% | 0% | 0% | 0% | 0% | 0% | 0% | 0% | 0% | 0% | 0% | 0% | 0% | 0%
|  |  |  | ADB hedged debt during construction | 0% | % | 0% | 0% | 0% | 0% | 0% | 0% | 0% | 0% | 0% | 0% | 0% | 0% | 0% | 0% | 0% | 0% | 0% | 0% | 0% | 0% | 0% | 0% | 0% | 0% | 0% | 0% | 95.19% | 62.22% | 53.86% | 50.56% | 50.37% | 50.18% | 93.41% | 93.24% | 93.01% | 88.7% | 88.66% | 88.64% | 93.27% | 93.26% | 93.24% | 93.23% | 93.22% | 93.21% | 93.19% | 93.18% | 93.17% | 93.16% | 93.14% | 93.13% | 0% | 0% | 0% | 0% | 0% | 0% | 0% | 0%
|  |  |  | ADB hedging % during construction |  | % |  |  | 0% | 0% | 0% | 0% | 0% | 0% | 0% | 0% | 0% | 0% | 0% | 0% | 0% | 0% | 0% | 0% | 0% | 0% | 0% | 0% | 0% | 0% | 0% | 0% | 95.19% | 62.22% | 53.86% | 50.56% | 50.37% | 50.18% | 93.41% | 93.24% | 93.01% | 88.7% | 88.66% | 88.64% | 93.27% | 93.26% | 93.24% | 93.23% | 93.22% | 93.21% | 93.19% | 93.18% | 93.17% | 93.16% | 93.14% | 93.13% | 0% | 0% | 0% | 0% | 0% | 0% | 0% | 0% | 0% | 0% | 0% | 0% | 0% | 0% | 0% | 0% | 0% | 0% | 0% | 0% | 0% | 0% | 0% | 0% | 0% | 0% | 0% | 0% | 0% | 0% | 0% | 0% | 0% | 0% | 0% | 0% | 0% | 0% | 0% | 0% | 0% | 0% | 0% | 0% | 0% | 0% | 0% | 0% | 0% | 0% | 0%
|  |  |  | ADB Swap rate - construction period | 3.228% | % p.a.
|  |  |  | EBL + Senior debt swap rate - sensitivity | 0% | % p.a.
|  |  |  | ADB Swap rate credit margin | 0.27% | % p.a.
|  |  |  | ADB margin during availability period | 2.9% | % p.a.
|  |  |  | ADB Loan margin - sensitivity | 0% | % p.a.
|  |  |  | ADB hedging % during construction | 0% | % | 0% | 0% | 0% | 0% | 0% | 0% | 0% | 0% | 0% | 0% | 0% | 0% | 0% | 0% | 0% | 0% | 0% | 0% | 0% | 0% | 0% | 0% | 0% | 0% | 0% | 0% | 95.19% | 62.22% | 53.86% | 50.56% | 50.37% | 50.18% | 93.41% | 93.24% | 93.01% | 88.7% | 88.66% | 88.64% | 93.27% | 93.26% | 93.24% | 93.23% | 93.22% | 93.21% | 93.19% | 93.18% | 93.17% | 93.16% | 93.14% | 93.13% | 0% | 0% | 0% | 0% | 0% | 0% | 0% | 0%
|  |  |  | SOFR forward curve - construction period ADB | 0% | % p.a. | 0% | 0% | 0% | 0% | 0% | 0% | 0% | 0% | 0% | 0% | 0% | 0% | 0% | 0% | 0% | 0% | 0% | 0% | 0% | 0% | 0% | 0% | 5.027% | 5.027% | 5.027% | 5.027% | 4.933% | 4.933% | 4.933% | 4.933% | 4.933% | 4.933% | 3.961% | 3.961% | 3.961% | 3.961% | 3.961% | 3.961% | 3.133% | 3.133% | 3.133% | 3.133% | 3.133% | 3.133% | 2.742% | 2.742% | 2.742% | 2.742% | 2.742% | 2.742% | 2.742% | 2.742% | 2.742% | 2.742% | 2.742% | 2.742% | 2.742% | 2.742%
|  |  |  | Construction period flag - monthly | 0 | flag | 27 | 0 | 0 | 0 | 0 | 0 | 0 | 0 | 0 | 0 | 0 | 0 | 0 | 0 | 0 | 0 | 0 | 0 | 0 | 0 | 0 | 0 | 0 | 1 | 1 | 1 | 1 | 1 | 1 | 1 | 1 | 1 | 1 | 1 | 1 | 1 | 1 | 1 | 1 | 1 | 1 | 1 | 1 | 1 | 1 | 1 | 1 | 1 | 1 | 1 | 0 | 0 | 0 | 0 | 0 | 0 | 0 | 0
|  |  |  | Annual ADB Loan interest rate |  | % p.a. |  |  | 0% | 0% | 0% | 0% | 0% | 0% | 0% | 0% | 0% | 0% | 0% | 0% | 0% | 0% | 0% | 0% | 0% | 0% | 0% | 0% | 0% | 7.927% | 7.927% | 7.927% | 6.467% | 6.94% | 7.06% | 7.107% | 7.11% | 7.113% | 6.428% | 6.429% | 6.43% | 6.45% | 6.45% | 6.451% | 6.373% | 6.373% | 6.373% | 6.373% | 6.373% | 6.373% | 6.346% | 6.346% | 6.346% | 6.346% | 6.346% | 6.346% | 0% | 0% | 0% | 0% | 0% | 0% | 0% | 0%
|  |  |  | Senior debt day count convention | 360 | days
|  |  |  | Annual ADB Loan interest rate | 0% | % p.a. | 0% | 0% | 0% | 0% | 0% | 0% | 0% | 0% | 0% | 0% | 0% | 0% | 0% | 0% | 0% | 0% | 0% | 0% | 0% | 0% | 0% | 0% | 0% | 7.927% | 7.927% | 7.927% | 6.467% | 6.94% | 7.06% | 7.107% | 7.11% | 7.113% | 6.428% | 6.429% | 6.43% | 6.45% | 6.45% | 6.451% | 6.373% | 6.373% | 6.373% | 6.373% | 6.373% | 6.373% | 6.346% | 6.346% | 6.346% | 6.346% | 6.346% | 6.346% | 0% | 0% | 0% | 0% | 0% | 0% | 0% | 0%
|  |  |  | Days in period - construction | 0 | days | 0 | 0 | 31 | 31 | 30 | 31 | 30 | 31 | 31 | 28 | 31 | 30 | 31 | 30 | 31 | 31 | 30 | 31 | 30 | 31 | 31 | 28 | 31 | 30 | 31 | 30 | 31 | 31 | 30 | 31 | 30 | 31 | 31 | 29 | 31 | 30 | 31 | 30 | 31 | 31 | 30 | 31 | 30 | 31 | 31 | 28 | 31 | 30 | 31 | 30 | 31 | 31 | 30 | 31 | 30 | 31 | 31 | 28
|  |  |  | Construction period flag - monthly | 0 | flag | 27 | 0 | 0 | 0 | 0 | 0 | 0 | 0 | 0 | 0 | 0 | 0 | 0 | 0 | 0 | 0 | 0 | 0 | 0 | 0 | 0 | 0 | 0 | 1 | 1 | 1 | 1 | 1 | 1 | 1 | 1 | 1 | 1 | 1 | 1 | 1 | 1 | 1 | 1 | 1 | 1 | 1 | 1 | 1 | 1 | 1 | 1 | 1 | 1 | 1 | 0 | 0 | 0 | 0 | 0 | 0 | 0 | 0
|  |  |  | ADB Loan availability period interest rate |  | % |  |  | 0% | 0% | 0% | 0% | 0% | 0% | 0% | 0% | 0% | 0% | 0% | 0% | 0% | 0% | 0% | 0% | 0% | 0% | 0% | 0% | 0% | 0.6606% | 0.6826% | 0.6606% | 0.5569% | 0.5976% | 0.5883% | 0.612% | 0.5925% | 0.6125% | 0.5536% | 0.5179% | 0.5537% | 0.5375% | 0.5555% | 0.5375% | 0.5488% | 0.5488% | 0.5311% | 0.5488% | 0.5311% | 0.5488% | 0.5465% | 0.4936% | 0.5465% | 0.5289% | 0.5465% | 0.5288% | 0% | 0% | 0% | 0% | 0% | 0% | 0% | 0%
|  |  |  | ADB Loan availability period interest rate | 0% | % | 0% | 0% | 0% | 0% | 0% | 0% | 0% | 0% | 0% | 0% | 0% | 0% | 0% | 0% | 0% | 0% | 0% | 0% | 0% | 0% | 0% | 0% | 0% | 0.6606% | 0.6826% | 0.6606% | 0.5569% | 0.5976% | 0.5883% | 0.612% | 0.5925% | 0.6125% | 0.5536% | 0.5179% | 0.5537% | 0.5375% | 0.5555% | 0.5375% | 0.5488% | 0.5488% | 0.5311% | 0.5488% | 0.5311% | 0.5488% | 0.5465% | 0.4936% | 0.5465% | 0.5289% | 0.5465% | 0.5288% | 0% | 0% | 0% | 0% | 0% | 0% | 0% | 0%
|  |  |  | ADB Loan availability period balance BEG | 0 | USD 000s | 0 | 0 | 0 | 0 | 0 | 0 | 0 | 0 | 0 | 0 | 0 | 0 | 0 | 0 | 0 | 0 | 0 | 0 | 0 | 0 | 0 | 0 | 0 | 0 | 0 | 3485.0941 | 10679.2234 | 16339.3086 | 18874.884 | 20107.8949 | 20183.1646 | 20258.3846 | 21005.292 | 21043.8366 | 21096.0131 | 22121.8954 | 22132.5632 | 22135.4027 | 22856.1386 | 22858.9781 | 22861.8177 | 22864.6075 | 22867.447 | 22870.2368 | 23639.5958 | 23642.4354 | 23645.1257 | 23647.9652 | 23652.7245 | 23655.5641 | 0 | 0 | 0 | 0 | 0 | 0 | 0 | 0
|  |  |  | Construction period flag - monthly | 0 | flag | 27 | 0 | 0 | 0 | 0 | 0 | 0 | 0 | 0 | 0 | 0 | 0 | 0 | 0 | 0 | 0 | 0 | 0 | 0 | 0 | 0 | 0 | 0 | 1 | 1 | 1 | 1 | 1 | 1 | 1 | 1 | 1 | 1 | 1 | 1 | 1 | 1 | 1 | 1 | 1 | 1 | 1 | 1 | 1 | 1 | 1 | 1 | 1 | 1 | 1 | 0 | 0 | 0 | 0 | 0 | 0 | 0 | 0
|  |  |  | ADB Loan debt interest - accrued |  | USD 000s | 2860.1165 |  | 0 | 0 | 0 | 0 | 0 | 0 | 0 | 0 | 0 | 0 | 0 | 0 | 0 | 0 | 0 | 0 | 0 | 0 | 0 | 0 | 0 | 0 | 0 | 23.0215 | 59.47 | 97.646 | 111.0463 | 123.0643 | 119.5857 | 124.0793 | 116.2775 | 108.9888 | 116.8135 | 118.9105 | 122.9372 | 118.9877 | 125.4395 | 125.4543 | 121.4216 | 125.4835 | 121.4499 | 125.5127 | 129.1911 | 116.7012 | 129.2179 | 125.063 | 129.2548 | 125.0987 | 0 | 0 | 0 | 0 | 0 | 0 | 0 | 0
|  |  |  | ADB debt interest payable balance BEG | 0 | USD 000s | 0 | 0 | 0 | 0 | 0 | 0 | 0 | 0 | 0 | 0 | 0 | 0 | 0 | 0 | 0 | 0 | 0 | 0 | 0 | 0 | 0 | 0 | 0 | 0 | 0 | 0 | 0 | 59.47 | 157.116 | 268.1624 | 391.2266 | 510.8124 | 0 | 116.2775 | 225.2663 | 342.0797 | 460.9902 | 583.9274 | 0 | 125.4395 | 250.8938 | 372.3154 | 497.7989 | 619.2488 | 0 | 129.1911 | 245.8922 | 375.1101 | 500.1731 | 629.4279 | 0 | 0 | 0 | 0 | 0 | 0 | 0 | 0
|  |  |  | ADB Loan debt interest - accrued | 0 | USD 000s | 2860.1165 | 0 | 0 | 0 | 0 | 0 | 0 | 0 | 0 | 0 | 0 | 0 | 0 | 0 | 0 | 0 | 0 | 0 | 0 | 0 | 0 | 0 | 0 | 0 | 0 | 23.0215 | 59.47 | 97.646 | 111.0463 | 123.0643 | 119.5857 | 124.0793 | 116.2775 | 108.9888 | 116.8135 | 118.9105 | 122.9372 | 118.9877 | 125.4395 | 125.4543 | 121.4216 | 125.4835 | 121.4499 | 125.5127 | 129.1911 | 116.7012 | 129.2179 | 125.063 | 129.2548 | 125.0987 | 0 | 0 | 0 | 0 | 0 | 0 | 0 | 0
|  |  |  | Senior debt interest payment frequency flag - stub adjustment | 0 | 0 | 0 | 0 | 0 | 0 | 0 | 0 | 0 | 0 | 0 | 0 | 0 | 0 | 0 | 0 | 0 | 0 | 0 | 0 | 0 | 0 | 0 | 0 | 0 | 0 | 0 | 1 | 0 | 0 | 0 | 0 | 0 | 1 | 0 | 0 | 0 | 0 | 0 | 1 | 0 | 0 | 0 | 0 | 0 | 1 | 0 | 0 | 0 | 0 | 0 | 1 | 0 | 0 | 0 | 0 | 0 | 0 | 0 | 0
|  |  |  | Last construction period flag - monthly | 0 | flag | 1 | 0 | 0 | 0 | 0 | 0 | 0 | 0 | 0 | 0 | 0 | 0 | 0 | 0 | 0 | 0 | 0 | 0 | 0 | 0 | 0 | 0 | 0 | 0 | 0 | 0 | 0 | 0 | 0 | 0 | 0 | 0 | 0 | 0 | 0 | 0 | 0 | 0 | 0 | 0 | 0 | 0 | 0 | 0 | 0 | 0 | 0 | 0 | 0 | 1 | 0 | 0 | 0 | 0 | 0 | 0 | 0 | 0
|  |  |  | ADB Loan debt interest - paid |  | USD 000s | 2860.1165 |  | 0 | 0 | 0 | 0 | 0 | 0 | 0 | 0 | 0 | 0 | 0 | 0 | 0 | 0 | 0 | 0 | 0 | 0 | 0 | 0 | 0 | 0 | 0 | 23.0215 | 0 | 0 | 0 | 0 | 0 | 634.8917 | 0 | 0 | 0 | 0 | 0 | 702.9152 | 0 | 0 | 0 | 0 | 0 | 744.7616 | 0 | 0 | 0 | 0 | 0 | 754.5266 | 0 | 0 | 0 | 0 | 0 | 0 | 0 | 0
|  |  |  | ADB debt interest payable balance BEG |  | USD 000s |  |  | 0 | 0 | 0 | 0 | 0 | 0 | 0 | 0 | 0 | 0 | 0 | 0 | 0 | 0 | 0 | 0 | 0 | 0 | 0 | 0 | 0 | 0 | 0 | 0 | 0 | 59.47 | 157.116 | 268.1624 | 391.2266 | 510.8124 | 0 | 116.2775 | 225.2663 | 342.0797 | 460.9902 | 583.9274 | 0 | 125.4395 | 250.8938 | 372.3154 | 497.7989 | 619.2488 | 0 | 129.1911 | 245.8922 | 375.1101 | 500.1731 | 629.4279 | 0 | 0 | 0 | 0 | 0 | 0 | 0 | 0
|  |  |  | ADB Loan debt interest - accrued | 0 | USD 000s | 2860.1165 | 0 | 0 | 0 | 0 | 0 | 0 | 0 | 0 | 0 | 0 | 0 | 0 | 0 | 0 | 0 | 0 | 0 | 0 | 0 | 0 | 0 | 0 | 0 | 0 | 23.0215 | 59.47 | 97.646 | 111.0463 | 123.0643 | 119.5857 | 124.0793 | 116.2775 | 108.9888 | 116.8135 | 118.9105 | 122.9372 | 118.9877 | 125.4395 | 125.4543 | 121.4216 | 125.4835 | 121.4499 | 125.5127 | 129.1911 | 116.7012 | 129.2179 | 125.063 | 129.2548 | 125.0987 | 0 | 0 | 0 | 0 | 0 | 0 | 0 | 0
|  |  |  | ADB Loan debt interest - paid | 0 | USD 000s | 2860.1165 | 0 | 0 | 0 | 0 | 0 | 0 | 0 | 0 | 0 | 0 | 0 | 0 | 0 | 0 | 0 | 0 | 0 | 0 | 0 | 0 | 0 | 0 | 0 | 0 | 23.0215 | 0 | 0 | 0 | 0 | 0 | 634.8917 | 0 | 0 | 0 | 0 | 0 | 702.9152 | 0 | 0 | 0 | 0 | 0 | 744.7616 | 0 | 0 | 0 | 0 | 0 | 754.5266 | 0 | 0 | 0 | 0 | 0 | 0 | 0 | 0
|  |  |  | ADB debt interest payable balance |  | USD 000s |  |  | 0 | 0 | 0 | 0 | 0 | 0 | 0 | 0 | 0 | 0 | 0 | 0 | 0 | 0 | 0 | 0 | 0 | 0 | 0 | 0 | 0 | 0 | 0 | 0 | 59.47 | 157.116 | 268.1624 | 391.2266 | 510.8124 | 0 | 116.2775 | 225.2663 | 342.0797 | 460.9902 | 583.9274 | 0 | 125.4395 | 250.8938 | 372.3154 | 497.7989 | 619.2488 | 0 | 129.1911 | 245.8922 | 375.1101 | 500.1731 | 629.4279 | 0 | 0 | 0 | 0 | 0 | 0 | 0 | 0 | 0
ADB Loan commitment fee
|  |  |  | ADB Loan drawdown | 26505.2054 | USD 000s
|  |  |  | ADB Loan availability period balance BEG | 0 | USD 000s | 0 | 0 | 0 | 0 | 0 | 0 | 0 | 0 | 0 | 0 | 0 | 0 | 0 | 0 | 0 | 0 | 0 | 0 | 0 | 0 | 0 | 0 | 0 | 0 | 0 | 3485.0941 | 10679.2234 | 16339.3086 | 18874.884 | 20107.8949 | 20183.1646 | 20258.3846 | 21005.292 | 21043.8366 | 21096.0131 | 22121.8954 | 22132.5632 | 22135.4027 | 22856.1386 | 22858.9781 | 22861.8177 | 22864.6075 | 22867.447 | 22870.2368 | 23639.5958 | 23642.4354 | 23645.1257 | 23647.9652 | 23652.7245 | 23655.5641 | 0 | 0 | 0 | 0 | 0 | 0 | 0 | 0
|  |  |  | Construction period flag - monthly | 0 | flag | 27 | 0 | 0 | 0 | 0 | 0 | 0 | 0 | 0 | 0 | 0 | 0 | 0 | 0 | 0 | 0 | 0 | 0 | 0 | 0 | 0 | 0 | 0 | 1 | 1 | 1 | 1 | 1 | 1 | 1 | 1 | 1 | 1 | 1 | 1 | 1 | 1 | 1 | 1 | 1 | 1 | 1 | 1 | 1 | 1 | 1 | 1 | 1 | 1 | 1 | 0 | 0 | 0 | 0 | 0 | 0 | 0 | 0
|  |  |  | ADB Loan undrawn balance |  | USD 000s |  |  | 0 | 0 | 0 | 0 | 0 | 0 | 0 | 0 | 0 | 0 | 0 | 0 | 0 | 0 | 0 | 0 | 0 | 0 | 0 | 0 | 0 | 26505.2054 | 26505.2054 | 23020.1113 | 15825.982 | 10165.8968 | 7630.3214 | 6397.3105 | 6322.0408 | 6246.8209 | 5499.9135 | 5461.3689 | 5409.1924 | 4383.31 | 4372.6423 | 4369.8027 | 3649.0669 | 3646.2273 | 3643.3878 | 3640.598 | 3637.7584 | 3634.9686 | 2865.6096 | 2862.77 | 2860.0797 | 2857.2402 | 2852.4809 | 2849.6414 | 0 | 0 | 0 | 0 | 0 | 0 | 0 | 0
|  |  |  | ADB commitment fee | 1% | % p.a.
|  |  |  | Senior debt day count convention | 360 | days
|  |  |  | Days in period - construction | 0 | days | 0 | 0 | 31 | 31 | 30 | 31 | 30 | 31 | 31 | 28 | 31 | 30 | 31 | 30 | 31 | 31 | 30 | 31 | 30 | 31 | 31 | 28 | 31 | 30 | 31 | 30 | 31 | 31 | 30 | 31 | 30 | 31 | 31 | 29 | 31 | 30 | 31 | 30 | 31 | 31 | 30 | 31 | 30 | 31 | 31 | 28 | 31 | 30 | 31 | 30 | 31 | 31 | 30 | 31 | 30 | 31 | 31 | 28
|  |  |  | ADB Loan undrawn balance | 0 | USD 000s | 0 | 0 | 0 | 0 | 0 | 0 | 0 | 0 | 0 | 0 | 0 | 0 | 0 | 0 | 0 | 0 | 0 | 0 | 0 | 0 | 0 | 0 | 0 | 26505.2054 | 26505.2054 | 23020.1113 | 15825.982 | 10165.8968 | 7630.3214 | 6397.3105 | 6322.0408 | 6246.8209 | 5499.9135 | 5461.3689 | 5409.1924 | 4383.31 | 4372.6423 | 4369.8027 | 3649.0669 | 3646.2273 | 3643.3878 | 3640.598 | 3637.7584 | 3634.9686 | 2865.6096 | 2862.77 | 2860.0797 | 2857.2402 | 2852.4809 | 2849.6414 | 0 | 0 | 0 | 0 | 0 | 0 | 0 | 0
|  |  |  | Construction period flag - monthly | 0 | flag | 27 | 0 | 0 | 0 | 0 | 0 | 0 | 0 | 0 | 0 | 0 | 0 | 0 | 0 | 0 | 0 | 0 | 0 | 0 | 0 | 0 | 0 | 0 | 1 | 1 | 1 | 1 | 1 | 1 | 1 | 1 | 1 | 1 | 1 | 1 | 1 | 1 | 1 | 1 | 1 | 1 | 1 | 1 | 1 | 1 | 1 | 1 | 1 | 1 | 1 | 0 | 0 | 0 | 0 | 0 | 0 | 0 | 0
|  |  |  | ADB Loan commitment fee - accrued |  | USD 000s | 166.8287 |  | 0 | 0 | 0 | 0 | 0 | 0 | 0 | 0 | 0 | 0 | 0 | 0 | 0 | 0 | 0 | 0 | 0 | 0 | 0 | 0 | 0 | 22.0877 | 22.8239 | 19.1834 | 13.6279 | 8.754 | 6.3586 | 5.5088 | 5.2684 | 5.3792 | 4.736 | 4.3994 | 4.6579 | 3.6528 | 3.7653 | 3.6415 | 3.1423 | 3.1398 | 3.0362 | 3.135 | 3.0315 | 3.1301 | 2.4676 | 2.2266 | 2.4628 | 2.381 | 2.4563 | 2.3747 | 0 | 0 | 0 | 0 | 0 | 0 | 0 | 0
|  |  |  | ADB debt commitment fee payable balance BEG | 0 | USD 000s | 0 | 0 | 0 | 0 | 0 | 0 | 0 | 0 | 0 | 0 | 0 | 0 | 0 | 0 | 0 | 0 | 0 | 0 | 0 | 0 | 0 | 0 | 0 | 0 | 22.0877 | 44.9116 | 0 | 13.6279 | 22.3819 | 28.7405 | 34.2493 | 39.5177 | 0 | 4.736 | 9.1355 | 13.7934 | 17.4461 | 21.2115 | 0 | 3.1423 | 6.2821 | 9.3182 | 12.4532 | 15.4846 | 0 | 2.4676 | 4.6942 | 7.1571 | 9.5381 | 11.9944 | 0 | 0 | 0 | 0 | 0 | 0 | 0 | 0
|  |  |  | ADB Loan commitment fee - accrued | 0 | USD 000s | 166.8287 | 0 | 0 | 0 | 0 | 0 | 0 | 0 | 0 | 0 | 0 | 0 | 0 | 0 | 0 | 0 | 0 | 0 | 0 | 0 | 0 | 0 | 0 | 22.0877 | 22.8239 | 19.1834 | 13.6279 | 8.754 | 6.3586 | 5.5088 | 5.2684 | 5.3792 | 4.736 | 4.3994 | 4.6579 | 3.6528 | 3.7653 | 3.6415 | 3.1423 | 3.1398 | 3.0362 | 3.135 | 3.0315 | 3.1301 | 2.4676 | 2.2266 | 2.4628 | 2.381 | 2.4563 | 2.3747 | 0 | 0 | 0 | 0 | 0 | 0 | 0 | 0
|  |  |  | Senior debt interest payment frequency flag - stub adjustment | 0 | 0 | 0 | 0 | 0 | 0 | 0 | 0 | 0 | 0 | 0 | 0 | 0 | 0 | 0 | 0 | 0 | 0 | 0 | 0 | 0 | 0 | 0 | 0 | 0 | 0 | 0 | 1 | 0 | 0 | 0 | 0 | 0 | 1 | 0 | 0 | 0 | 0 | 0 | 1 | 0 | 0 | 0 | 0 | 0 | 1 | 0 | 0 | 0 | 0 | 0 | 1 | 0 | 0 | 0 | 0 | 0 | 0 | 0 | 0
|  |  |  | Last construction period flag - monthly | 0 | flag | 1 | 0 | 0 | 0 | 0 | 0 | 0 | 0 | 0 | 0 | 0 | 0 | 0 | 0 | 0 | 0 | 0 | 0 | 0 | 0 | 0 | 0 | 0 | 0 | 0 | 0 | 0 | 0 | 0 | 0 | 0 | 0 | 0 | 0 | 0 | 0 | 0 | 0 | 0 | 0 | 0 | 0 | 0 | 0 | 0 | 0 | 0 | 0 | 0 | 1 | 0 | 0 | 0 | 0 | 0 | 0 | 0 | 0
|  |  |  | ADB Loan commitment fee - paid |  | USD 000s | 166.8287 |  | 0 | 0 | 0 | 0 | 0 | 0 | 0 | 0 | 0 | 0 | 0 | 0 | 0 | 0 | 0 | 0 | 0 | 0 | 0 | 0 | 0 | 0 | 0 | 64.095 | 0 | 0 | 0 | 0 | 0 | 44.8969 | 0 | 0 | 0 | 0 | 0 | 24.853 | 0 | 0 | 0 | 0 | 0 | 18.6148 | 0 | 0 | 0 | 0 | 0 | 14.3691 | 0 | 0 | 0 | 0 | 0 | 0 | 0 | 0
|  |  |  | ADB debt commitment fee payable balance BEG |  | USD 000s |  |  | 0 | 0 | 0 | 0 | 0 | 0 | 0 | 0 | 0 | 0 | 0 | 0 | 0 | 0 | 0 | 0 | 0 | 0 | 0 | 0 | 0 | 0 | 22.0877 | 44.9116 | 0 | 13.6279 | 22.3819 | 28.7405 | 34.2493 | 39.5177 | 0 | 4.736 | 9.1355 | 13.7934 | 17.4461 | 21.2115 | 0 | 3.1423 | 6.2821 | 9.3182 | 12.4532 | 15.4846 | 0 | 2.4676 | 4.6942 | 7.1571 | 9.5381 | 11.9944 | 0 | 0 | 0 | 0 | 0 | 0 | 0 | 0
|  |  |  | ADB Loan commitment fee - accrued | 0 | USD 000s | 166.8287 | 0 | 0 | 0 | 0 | 0 | 0 | 0 | 0 | 0 | 0 | 0 | 0 | 0 | 0 | 0 | 0 | 0 | 0 | 0 | 0 | 0 | 0 | 22.0877 | 22.8239 | 19.1834 | 13.6279 | 8.754 | 6.3586 | 5.5088 | 5.2684 | 5.3792 | 4.736 | 4.3994 | 4.6579 | 3.6528 | 3.7653 | 3.6415 | 3.1423 | 3.1398 | 3.0362 | 3.135 | 3.0315 | 3.1301 | 2.4676 | 2.2266 | 2.4628 | 2.381 | 2.4563 | 2.3747 | 0 | 0 | 0 | 0 | 0 | 0 | 0 | 0
|  |  |  | ADB Loan commitment fee - paid | 0 | USD 000s | 166.8287 | 0 | 0 | 0 | 0 | 0 | 0 | 0 | 0 | 0 | 0 | 0 | 0 | 0 | 0 | 0 | 0 | 0 | 0 | 0 | 0 | 0 | 0 | 0 | 0 | 64.095 | 0 | 0 | 0 | 0 | 0 | 44.8969 | 0 | 0 | 0 | 0 | 0 | 24.853 | 0 | 0 | 0 | 0 | 0 | 18.6148 | 0 | 0 | 0 | 0 | 0 | 14.3691 | 0 | 0 | 0 | 0 | 0 | 0 | 0 | 0
|  |  |  | ADB debt commitment fee payable balance |  | USD 000s |  |  | 0 | 0 | 0 | 0 | 0 | 0 | 0 | 0 | 0 | 0 | 0 | 0 | 0 | 0 | 0 | 0 | 0 | 0 | 0 | 0 | 0 | 22.0877 | 44.9116 | 0 | 13.6279 | 22.3819 | 28.7405 | 34.2493 | 39.5177 | 0 | 4.736 | 9.1355 | 13.7934 | 17.4461 | 21.2115 | 0 | 3.1423 | 6.2821 | 9.3182 | 12.4532 | 15.4846 | 0 | 2.4676 | 4.6942 | 7.1571 | 9.5381 | 11.9944 | 0 | 0 | 0 | 0 | 0 | 0 | 0 | 0 | 0
ADB Loan upfront fees
|  |  |  | ADB debt commitment | 26807.541 | USD 000s
|  |  |  | ADB upfront fee | 1% | %
|  |  |  | Financial close date flag - construction | 0 | flag | 1 | 0 | 0 | 0 | 0 | 0 | 0 | 0 | 0 | 0 | 0 | 0 | 0 | 0 | 0 | 0 | 0 | 0 | 0 | 0 | 0 | 0 | 1 | 0 | 0 | 0 | 0 | 0 | 0 | 0 | 0 | 0 | 0 | 0 | 0 | 0 | 0 | 0 | 0 | 0 | 0 | 0 | 0 | 0 | 0 | 0 | 0 | 0 | 0 | 0 | 0 | 0 | 0 | 0 | 0 | 0 | 0 | 0
|  |  |  | ADB Loan upfront fee |  | USD 000s | 268.0754 |  | 0 | 0 | 0 | 0 | 0 | 0 | 0 | 0 | 0 | 0 | 0 | 0 | 0 | 0 | 0 | 0 | 0 | 0 | 0 | 0 | 268.0754 | 0 | 0 | 0 | 0 | 0 | 0 | 0 | 0 | 0 | 0 | 0 | 0 | 0 | 0 | 0 | 0 | 0 | 0 | 0 | 0 | 0 | 0 | 0 | 0 | 0 | 0 | 0 | 0 | 0 | 0 | 0 | 0 | 0 | 0 | 0
|  |  |  | ADB Loan availability period balance BEG | 0 | USD 000s | 0 | 0 | 0 | 0 | 0 | 0 | 0 | 0 | 0 | 0 | 0 | 0 | 0 | 0 | 0 | 0 | 0 | 0 | 0 | 0 | 0 | 0 | 0 | 0 | 0 | 3485.0941 | 10679.2234 | 16339.3086 | 18874.884 | 20107.8949 | 20183.1646 | 20258.3846 | 21005.292 | 21043.8366 | 21096.0131 | 22121.8954 | 22132.5632 | 22135.4027 | 22856.1386 | 22858.9781 | 22861.8177 | 22864.6075 | 22867.447 | 22870.2368 | 23639.5958 | 23642.4354 | 23645.1257 | 23647.9652 | 23652.7245 | 23655.5641 | 0 | 0 | 0 | 0 | 0 | 0 | 0 | 0
|  |  |  | ADB drawdown | 0 | USD 000s | 26505.2054 | 0 | 0 | 0 | 0 | 0 | 0 | 0 | 0 | 0 | 0 | 0 | 0 | 0 | 0 | 0 | 0 | 0 | 0 | 0 | 0 | 0 | 0 | 0 | 3485.0941 | 7194.1293 | 5660.0852 | 2535.5754 | 1233.0109 | 75.2697 | 75.22 | 746.9074 | 38.5446 | 52.1765 | 1025.8823 | 10.6678 | 2.8396 | 720.7358 | 2.8396 | 2.8396 | 2.7898 | 2.8396 | 2.7898 | 769.359 | 2.8396 | 2.6903 | 2.8396 | 4.7593 | 2.8396 | 2849.6414 | 0 | 0 | 0 | 0 | 0 | 0 | 0 | 0
|  |  |  | Last construction period flag - monthly | 0 | flag | 1 | 0 | 0 | 0 | 0 | 0 | 0 | 0 | 0 | 0 | 0 | 0 | 0 | 0 | 0 | 0 | 0 | 0 | 0 | 0 | 0 | 0 | 0 | 0 | 0 | 0 | 0 | 0 | 0 | 0 | 0 | 0 | 0 | 0 | 0 | 0 | 0 | 0 | 0 | 0 | 0 | 0 | 0 | 0 | 0 | 0 | 0 | 0 | 0 | 1 | 0 | 0 | 0 | 0 | 0 | 0 | 0 | 0
|  |  |  | ADB Loan construction end balance |  | USD 000s | 26505.2054 |  | 0 | 0 | 0 | 0 | 0 | 0 | 0 | 0 | 0 | 0 | 0 | 0 | 0 | 0 | 0 | 0 | 0 | 0 | 0 | 0 | 0 | 0 | 0 | 0 | 0 | 0 | 0 | 0 | 0 | 0 | 0 | 0 | 0 | 0 | 0 | 0 | 0 | 0 | 0 | 0 | 0 | 0 | 0 | 0 | 0 | 0 | 0 | 26505.2054 | 0 | 0 | 0 | 0 | 0 | 0 | 0 | 0
|  |  |  | ADB Loan construction end amount - calculated | 26505.2054 | USD 000s
|  |  |  | Use calculated or fixed funding amounts? | 2 | 1 = calculated, 2 = fixed
|  |  |  | ADB Loan construction end amount - calculated | 26505.2054 | USD 000s
|  |  |  | ADB Loan construction end amount - Base Case - Historic | 26505.2054 | USD 000s
|  |  |  | ADB Loan construction end amount | 26505.2054 | USD 000s
A loan debt sizing alert
|  |  |  | ADB maximum debt size | 150000 | USD 000s
|  |  |  | Total project costs for debt | 196037.9342 | USD 000s
|  |  |  | ADB maximum % of project costs | 100% | %
|  |  |  | ADB Loan construction end amount | 26505.2054 | USD 000s
|  |  |  | A loan debt sizing alert | 0 | alert
ADB Loan balance
|  |  |  | ADB Loan availability period balance BEG |  | USD 000s |  |  | 0 | 0 | 0 | 0 | 0 | 0 | 0 | 0 | 0 | 0 | 0 | 0 | 0 | 0 | 0 | 0 | 0 | 0 | 0 | 0 | 0 | 0 | 0 | 3485.0941 | 10679.2234 | 16339.3086 | 18874.884 | 20107.8949 | 20183.1646 | 20258.3846 | 21005.292 | 21043.8366 | 21096.0131 | 22121.8954 | 22132.5632 | 22135.4027 | 22856.1386 | 22858.9781 | 22861.8177 | 22864.6075 | 22867.447 | 22870.2368 | 23639.5958 | 23642.4354 | 23645.1257 | 23647.9652 | 23652.7245 | 23655.5641 | 0 | 0 | 0 | 0 | 0 | 0 | 0 | 0
|  |  |  | ADB drawdown | 0 | USD 000s | 26505.2054 | 0 | 0 | 0 | 0 | 0 | 0 | 0 | 0 | 0 | 0 | 0 | 0 | 0 | 0 | 0 | 0 | 0 | 0 | 0 | 0 | 0 | 0 | 0 | 3485.0941 | 7194.1293 | 5660.0852 | 2535.5754 | 1233.0109 | 75.2697 | 75.22 | 746.9074 | 38.5446 | 52.1765 | 1025.8823 | 10.6678 | 2.8396 | 720.7358 | 2.8396 | 2.8396 | 2.7898 | 2.8396 | 2.7898 | 769.359 | 2.8396 | 2.6903 | 2.8396 | 4.7593 | 2.8396 | 2849.6414 | 0 | 0 | 0 | 0 | 0 | 0 | 0 | 0
|  |  |  | ADB Loan construction end balance | 0 | USD 000s | 26505.2054 | 0 | 0 | 0 | 0 | 0 | 0 | 0 | 0 | 0 | 0 | 0 | 0 | 0 | 0 | 0 | 0 | 0 | 0 | 0 | 0 | 0 | 0 | 0 | 0 | 0 | 0 | 0 | 0 | 0 | 0 | 0 | 0 | 0 | 0 | 0 | 0 | 0 | 0 | 0 | 0 | 0 | 0 | 0 | 0 | 0 | 0 | 0 | 0 | 26505.2054 | 0 | 0 | 0 | 0 | 0 | 0 | 0 | 0
|  |  |  | ADB Loan availability period balance |  | USD 000s |  |  | 0 | 0 | 0 | 0 | 0 | 0 | 0 | 0 | 0 | 0 | 0 | 0 | 0 | 0 | 0 | 0 | 0 | 0 | 0 | 0 | 0 | 0 | 3485.0941 | 10679.2234 | 16339.3086 | 18874.884 | 20107.8949 | 20183.1646 | 20258.3846 | 21005.292 | 21043.8366 | 21096.0131 | 22121.8954 | 22132.5632 | 22135.4027 | 22856.1386 | 22858.9781 | 22861.8177 | 22864.6075 | 22867.447 | 22870.2368 | 23639.5958 | 23642.4354 | 23645.1257 | 23647.9652 | 23652.7245 | 23655.5641 | 0 | 0 | 0 | 0 | 0 | 0 | 0 | 0 | 0
ADB Loan fees
|  |  |  | ADB Loan upfront fee | 0 | USD 000s | 268.0754 | 0 | 0 | 0 | 0 | 0 | 0 | 0 | 0 | 0 | 0 | 0 | 0 | 0 | 0 | 0 | 0 | 0 | 0 | 0 | 0 | 0 | 268.0754 | 0 | 0 | 0 | 0 | 0 | 0 | 0 | 0 | 0 | 0 | 0 | 0 | 0 | 0 | 0 | 0 | 0 | 0 | 0 | 0 | 0 | 0 | 0 | 0 | 0 | 0 | 0 | 0 | 0 | 0 | 0 | 0 | 0 | 0 | 0
|  |  |  | Loan arranger fee | 0 | USD 000s | 0 | 0 | 0 | 0 | 0 | 0 | 0 | 0 | 0 | 0 | 0 | 0 | 0 | 0 | 0 | 0 | 0 | 0 | 0 | 0 | 0 | 0 | 0 | 0 | 0 | 0 | 0 | 0 | 0 | 0 | 0 | 0 | 0 | 0 | 0 | 0 | 0 | 0 | 0 | 0 | 0 | 0 | 0 | 0 | 0 | 0 | 0 | 0 | 0 | 0 | 0 | 0 | 0 | 0 | 0 | 0 | 0 | 0
|  |  |  | ADB Loan commitment fee - paid | 0 | USD 000s | 166.8287 | 0 | 0 | 0 | 0 | 0 | 0 | 0 | 0 | 0 | 0 | 0 | 0 | 0 | 0 | 0 | 0 | 0 | 0 | 0 | 0 | 0 | 0 | 0 | 0 | 64.095 | 0 | 0 | 0 | 0 | 0 | 44.8969 | 0 | 0 | 0 | 0 | 0 | 24.853 | 0 | 0 | 0 | 0 | 0 | 18.6148 | 0 | 0 | 0 | 0 | 0 | 14.3691 | 0 | 0 | 0 | 0 | 0 | 0 | 0 | 0
|  |  |  | Standby debt commitment fee | 0 | USD 000s | 0 | 0 | 0 | 0 | 0 | 0 | 0 | 0 | 0 | 0 | 0 | 0 | 0 | 0 | 0 | 0 | 0 | 0 | 0 | 0 | 0 | 0 | 0 | 0 | 0 | 0 | 0 | 0 | 0 | 0 | 0 | 0 | 0 | 0 | 0 | 0 | 0 | 0 | 0 | 0 | 0 | 0 | 0 | 0 | 0 | 0 | 0 | 0 | 0 | 0 | 0 | 0 | 0 | 0 | 0 | 0 | 0 | 0
|  |  |  | Standby debt upfront fee | 0 | USD 000s | 0 | 0 | 0 | 0 | 0 | 0 | 0 | 0 | 0 | 0 | 0 | 0 | 0 | 0 | 0 | 0 | 0 | 0 | 0 | 0 | 0 | 0 | 0 | 0 | 0 | 0 | 0 | 0 | 0 | 0 | 0 | 0 | 0 | 0 | 0 | 0 | 0 | 0 | 0 | 0 | 0 | 0 | 0 | 0 | 0 | 0 | 0 | 0 | 0 | 0 | 0 | 0 | 0 | 0 | 0 | 0 | 0 | 0
|  |  |  | Agent bank fee - m | 0 | USD 000s | 157.6438 | 0 | 0 | 0 | 0 | 0 | 0 | 0 | 0 | 0 | 0 | 0 | 0 | 0 | 0 | 0 | 0 | 0 | 0 | 0 | 0 | 0 | 0 | 5.7534 | 5.9452 | 5.7534 | 5.9452 | 5.9452 | 5.7534 | 5.9452 | 5.7534 | 5.9452 | 5.9452 | 5.5616 | 5.9452 | 5.7534 | 5.9452 | 5.7534 | 5.9452 | 5.9452 | 5.7534 | 5.9452 | 5.7534 | 5.9452 | 5.9452 | 5.3699 | 5.9452 | 5.7534 | 5.9452 | 5.7534 | 0 | 0 | 0 | 0 | 0 | 0 | 0 | 0
|  |  |  | ADB Loan fees |  | USD 000s | 592.548 |  | 0 | 0 | 0 | 0 | 0 | 0 | 0 | 0 | 0 | 0 | 0 | 0 | 0 | 0 | 0 | 0 | 0 | 0 | 0 | 0 | 268.0754 | 5.7534 | 5.9452 | 69.8484 | 5.9452 | 5.9452 | 5.7534 | 5.9452 | 5.7534 | 50.8421 | 5.9452 | 5.5616 | 5.9452 | 5.7534 | 5.9452 | 30.6064 | 5.9452 | 5.9452 | 5.7534 | 5.9452 | 5.7534 | 24.56 | 5.9452 | 5.3699 | 5.9452 | 5.7534 | 5.9452 | 20.1225 | 0 | 0 | 0 | 0 | 0 | 0 | 0 | 0
EBRD
EBRD drawdown
|  |  |  | EBRD as % of total senior debt - Capped % | 34.06% | %
|  |  |  | Funding requirement for senior debt | 0 | USD 000s | 102165.7057 | 0 | 0 | 0 | 0 | 0 | 0 | 0 | 0 | 0 | 0 | 0 | 0 | 0 | 0 | 0 | 0 | 0 | 0 | 0 | 0 | 0 | 0 | 0 | 13433.4782 | 27730.1487 | 21817.0954 | 9773.5085 | 4752.7051 | 290.1311 | 289.9393 | 2878.9937 | 148.5722 | 201.1171 | 3954.3173 | 41.1194 | 10.9452 | 2778.1141 | 10.9452 | 10.9452 | 10.7534 | 10.9452 | 10.7534 | 2965.5347 | 10.9452 | 10.3699 | 10.9452 | 18.3449 | 10.9452 | 10984.0928 | 0 | 0 | 0 | 0 | 0 | 0 | 0 | 0
|  |  |  | Funding requirement for EBRD |  | USD 000s | 34798.3081 |  | 0 | 0 | 0 | 0 | 0 | 0 | 0 | 0 | 0 | 0 | 0 | 0 | 0 | 0 | 0 | 0 | 0 | 0 | 0 | 0 | 0 | 0 | 4575.5306 | 9445.0702 | 7431.0455 | 3328.921 | 1618.8025 | 98.8205 | 98.7552 | 980.6041 | 50.6047 | 68.5018 | 1346.8664 | 14.0055 | 3.728 | 946.2438 | 3.728 | 3.728 | 3.6627 | 3.728 | 3.6627 | 1010.0805 | 3.728 | 3.532 | 3.728 | 6.2484 | 3.728 | 3741.2539 | 0 | 0 | 0 | 0 | 0 | 0 | 0 | 0
|  |  |  | Total funding requirement for EBRD | 34798.3081 | USD 000s
|  |  |  | Senior debt amount | 102165.7051 | USD 000s
|  |  |  | EBRD as % of total senior debt (upto Project costs % cap) - active | 34.06% | %
|  |  |  | EBRD amount | 34798.3079 | USD 000s
Project costs cap - EBRD
|  |  |  | Total funding requirement | 179800.6979 | USD 000s
|  |  |  | EBRD maximum % of project costs | 100% | %
|  |  |  | EBRD Capped amount | 179800.6979 | USD 000s
|  |  |  | EBRD amount | 34798.3079 | USD 000s
|  |  |  | EBRD Capped amount | 179800.6979 | USD 000s
|  |  |  | Debt size based on tranche split or % of project costs | 0 | 1 = project costs, 0 = tranche split
|  |  |  | EBRD amount final | 34798.3079 | USD 000s
New senior debt split
|  |  |  | Senior debt amount | 102165.7051 | USD 000s
|  |  |  | EBRD amount final | 34798.3079 | USD 000s
|  |  |  | EBRD as % of total senior debt - Capped % | 34.06% | %
|  |  |  | EBRD amount final | 34798.3079 | USD 000s
|  |  |  | EBRD availability period balance BEG | 0 | USD 000s | 0 | 0 | 0 | 0 | 0 | 0 | 0 | 0 | 0 | 0 | 0 | 0 | 0 | 0 | 0 | 0 | 0 | 0 | 0 | 0 | 0 | 0 | 0 | 0 | 0 | 4575.5306 | 14020.6008 | 21451.6463 | 24780.5672 | 26399.3697 | 26498.1903 | 26596.9455 | 27577.5496 | 27628.1543 | 27696.6561 | 29043.5224 | 29057.528 | 29061.256 | 30007.4998 | 30011.2278 | 30014.9558 | 30018.6185 | 30022.3465 | 30026.0092 | 31036.0898 | 31039.8178 | 31043.3498 | 31047.0778 | 31053.3262 | 31057.0542 | 0 | 0 | 0 | 0 | 0 | 0 | 0 | 0
|  |  |  | Financial close date flag - construction | 0 | flag | 1 | 0 | 0 | 0 | 0 | 0 | 0 | 0 | 0 | 0 | 0 | 0 | 0 | 0 | 0 | 0 | 0 | 0 | 0 | 0 | 0 | 0 | 1 | 0 | 0 | 0 | 0 | 0 | 0 | 0 | 0 | 0 | 0 | 0 | 0 | 0 | 0 | 0 | 0 | 0 | 0 | 0 | 0 | 0 | 0 | 0 | 0 | 0 | 0 | 0 | 0 | 0 | 0 | 0 | 0 | 0 | 0 | 0
|  |  |  | Construction period flag - monthly | 0 | flag | 27 | 0 | 0 | 0 | 0 | 0 | 0 | 0 | 0 | 0 | 0 | 0 | 0 | 0 | 0 | 0 | 0 | 0 | 0 | 0 | 0 | 0 | 0 | 1 | 1 | 1 | 1 | 1 | 1 | 1 | 1 | 1 | 1 | 1 | 1 | 1 | 1 | 1 | 1 | 1 | 1 | 1 | 1 | 1 | 1 | 1 | 1 | 1 | 1 | 1 | 0 | 0 | 0 | 0 | 0 | 0 | 0 | 0
|  |  |  | Undrawn EBRD |  | USD 000s |  |  | 0 | 0 | 0 | 0 | 0 | 0 | 0 | 0 | 0 | 0 | 0 | 0 | 0 | 0 | 0 | 0 | 0 | 0 | 0 | 0 | 34798.3079 | 34798.3079 | 34798.3079 | 30222.7773 | 20777.7071 | 13346.6616 | 10017.7407 | 8398.9382 | 8300.1176 | 8201.3624 | 7220.7583 | 7170.1537 | 7101.6518 | 5754.7855 | 5740.7799 | 5737.0519 | 4790.8081 | 4787.0801 | 4783.3521 | 4779.6894 | 4775.9614 | 4772.2987 | 3762.2181 | 3758.4901 | 3754.9581 | 3751.2301 | 3744.9817 | 3741.2537 | 0 | 0 | 0 | 0 | 0 | 0 | 0 | 0
|  |  |  | Debt size - calculated vs hardcoded - sensitized | 0 | 1 = calculated , 0 = hold debt size unchanged
|  |  |  | VAT facility active | 1 | 1 = yes, 0 = no
|  |  |  | VAT reclaimable | 1 | 1 = yes, 0 = no
|  |  |  | Total funding requirement for EBRD | 34798.3081 | USD 000s
|  |  |  | EBRD amount | 34798.3079 | USD 000s
|  |  |  | EBRD balance drawdown | 0 | USD 000s
|  |  |  | EBRD balance drawdown | 0 | USD 000s
|  |  |  | Last construction period flag - monthly | 0 | flag | 1 | 0 | 0 | 0 | 0 | 0 | 0 | 0 | 0 | 0 | 0 | 0 | 0 | 0 | 0 | 0 | 0 | 0 | 0 | 0 | 0 | 0 | 0 | 0 | 0 | 0 | 0 | 0 | 0 | 0 | 0 | 0 | 0 | 0 | 0 | 0 | 0 | 0 | 0 | 0 | 0 | 0 | 0 | 0 | 0 | 0 | 0 | 0 | 0 | 1 | 0 | 0 | 0 | 0 | 0 | 0 | 0 | 0
|  |  |  | EBRD drawdown transferred to waterfall |  | USD 000s | 0 |  | 0 | 0 | 0 | 0 | 0 | 0 | 0 | 0 | 0 | 0 | 0 | 0 | 0 | 0 | 0 | 0 | 0 | 0 | 0 | 0 | 0 | 0 | 0 | 0 | 0 | 0 | 0 | 0 | 0 | 0 | 0 | 0 | 0 | 0 | 0 | 0 | 0 | 0 | 0 | 0 | 0 | 0 | 0 | 0 | 0 | 0 | 0 | 0 | 0 | 0 | 0 | 0 | 0 | 0 | 0 | 0
|  |  |  | Undrawn EBRD | 0 | USD 000s | 0 | 0 | 0 | 0 | 0 | 0 | 0 | 0 | 0 | 0 | 0 | 0 | 0 | 0 | 0 | 0 | 0 | 0 | 0 | 0 | 0 | 0 | 34798.3079 | 34798.3079 | 34798.3079 | 30222.7773 | 20777.7071 | 13346.6616 | 10017.7407 | 8398.9382 | 8300.1176 | 8201.3624 | 7220.7583 | 7170.1537 | 7101.6518 | 5754.7855 | 5740.7799 | 5737.0519 | 4790.8081 | 4787.0801 | 4783.3521 | 4779.6894 | 4775.9614 | 4772.2987 | 3762.2181 | 3758.4901 | 3754.9581 | 3751.2301 | 3744.9817 | 3741.2537 | 0 | 0 | 0 | 0 | 0 | 0 | 0 | 0
|  |  |  | Funding requirement for EBRD | 0 | USD 000s | 34798.3081 | 0 | 0 | 0 | 0 | 0 | 0 | 0 | 0 | 0 | 0 | 0 | 0 | 0 | 0 | 0 | 0 | 0 | 0 | 0 | 0 | 0 | 0 | 0 | 4575.5306 | 9445.0702 | 7431.0455 | 3328.921 | 1618.8025 | 98.8205 | 98.7552 | 980.6041 | 50.6047 | 68.5018 | 1346.8664 | 14.0055 | 3.728 | 946.2438 | 3.728 | 3.728 | 3.6627 | 3.728 | 3.6627 | 1010.0805 | 3.728 | 3.532 | 3.728 | 6.2484 | 3.728 | 3741.2539 | 0 | 0 | 0 | 0 | 0 | 0 | 0 | 0
|  |  |  | EBRD drawdown transferred to waterfall | 0 | USD 000s | 0 | 0 | 0 | 0 | 0 | 0 | 0 | 0 | 0 | 0 | 0 | 0 | 0 | 0 | 0 | 0 | 0 | 0 | 0 | 0 | 0 | 0 | 0 | 0 | 0 | 0 | 0 | 0 | 0 | 0 | 0 | 0 | 0 | 0 | 0 | 0 | 0 | 0 | 0 | 0 | 0 | 0 | 0 | 0 | 0 | 0 | 0 | 0 | 0 | 0 | 0 | 0 | 0 | 0 | 0 | 0 | 0 | 0
|  |  |  | EBRD drawdown |  | USD 000s | 34798.3079 |  | 0 | 0 | 0 | 0 | 0 | 0 | 0 | 0 | 0 | 0 | 0 | 0 | 0 | 0 | 0 | 0 | 0 | 0 | 0 | 0 | 0 | 0 | 4575.5306 | 9445.0702 | 7431.0455 | 3328.921 | 1618.8025 | 98.8205 | 98.7552 | 980.6041 | 50.6047 | 68.5018 | 1346.8664 | 14.0055 | 3.728 | 946.2438 | 3.728 | 3.728 | 3.6627 | 3.728 | 3.6627 | 1010.0805 | 3.728 | 3.532 | 3.728 | 6.2484 | 3.728 | 3741.2537 | 0 | 0 | 0 | 0 | 0 | 0 | 0 | 0
|  |  |  | EBRD drawdown | 34798.3079 | USD 000s
|  |  |  | EBRD drawdown | 34798.3079 | USD 000s
|  |  |  | EBRD drawdown | 34798.3079 | USD 000s
|  |  |  | EBRD drawdown | 0 | USD 000s | 34798.3079 | 0 | 0 | 0 | 0 | 0 | 0 | 0 | 0 | 0 | 0 | 0 | 0 | 0 | 0 | 0 | 0 | 0 | 0 | 0 | 0 | 0 | 0 | 0 | 4575.5306 | 9445.0702 | 7431.0455 | 3328.921 | 1618.8025 | 98.8205 | 98.7552 | 980.6041 | 50.6047 | 68.5018 | 1346.8664 | 14.0055 | 3.728 | 946.2438 | 3.728 | 3.728 | 3.6627 | 3.728 | 3.6627 | 1010.0805 | 3.728 | 3.532 | 3.728 | 6.2484 | 3.728 | 3741.2537 | 0 | 0 | 0 | 0 | 0 | 0 | 0 | 0
|  |  |  | EBRD drawdown - neg for cost of debt |  | USD 000s | -34798.3079 |  | 0 | 0 | 0 | 0 | 0 | 0 | 0 | 0 | 0 | 0 | 0 | 0 | 0 | 0 | 0 | 0 | 0 | 0 | 0 | 0 | 0 | 0 | -4575.5306 | -9445.0702 | -7431.0455 | -3328.921 | -1618.8025 | -98.8205 | -98.7552 | -980.6041 | -50.6047 | -68.5018 | -1346.8664 | -14.0055 | -3.728 | -946.2438 | -3.728 | -3.728 | -3.6627 | -3.728 | -3.6627 | -1010.0805 | -3.728 | -3.532 | -3.728 | -6.2484 | -3.728 | -3741.2537 | 0 | 0 | 0 | 0 | 0 | 0 | 0 | 0
EBRD interest during construction
|  |  |  | Include SOFR on EBRD | 1 | 1 = yes, 0 = no
|  |  |  | 6M SOFR forward curve - construction period | 0% | % p.a. | 0% | 0% | 0% | 0% | 0% | 0% | 0% | 0% | 0% | 0% | 0% | 0% | 0% | 0% | 0% | 0% | 0% | 0% | 0% | 0% | 0% | 0% | 5.027% | 5.027% | 5.027% | 5.027% | 4.933% | 4.933% | 4.933% | 4.933% | 4.933% | 4.933% | 3.961% | 3.961% | 3.961% | 3.961% | 3.961% | 3.961% | 3.133% | 3.133% | 3.133% | 3.133% | 3.133% | 3.133% | 2.742% | 2.742% | 2.742% | 2.742% | 2.742% | 2.742% | 2.742% | 2.742% | 2.742% | 2.742% | 2.742% | 2.742% | 2.742% | 2.742%
|  |  |  | SOFR forward curve - construction period EBRD |  | % p.a. |  |  | 0% | 0% | 0% | 0% | 0% | 0% | 0% | 0% | 0% | 0% | 0% | 0% | 0% | 0% | 0% | 0% | 0% | 0% | 0% | 0% | 5.027% | 5.027% | 5.027% | 5.027% | 4.933% | 4.933% | 4.933% | 4.933% | 4.933% | 4.933% | 3.961% | 3.961% | 3.961% | 3.961% | 3.961% | 3.961% | 3.133% | 3.133% | 3.133% | 3.133% | 3.133% | 3.133% | 2.742% | 2.742% | 2.742% | 2.742% | 2.742% | 2.742% | 2.742% | 2.742% | 2.742% | 2.742% | 2.742% | 2.742% | 2.742% | 2.742%
|  |  |  | Senior debt hedging switch | 0 | 1 = input, 0 = notional based
|  |  |  | Debt size - calculated vs hardcoded - sensitized | 0 | 1 = calculated , 0 = hold debt size unchanged
|  |  |  | % of EBRD hedged during availability period | 92% | %
|  |  |  | Construction period flag - monthly | 0 | flag | 27 | 0 | 0 | 0 | 0 | 0 | 0 | 0 | 0 | 0 | 0 | 0 | 0 | 0 | 0 | 0 | 0 | 0 | 0 | 0 | 0 | 0 | 0 | 1 | 1 | 1 | 1 | 1 | 1 | 1 | 1 | 1 | 1 | 1 | 1 | 1 | 1 | 1 | 1 | 1 | 1 | 1 | 1 | 1 | 1 | 1 | 1 | 1 | 1 | 1 | 0 | 0 | 0 | 0 | 0 | 0 | 0 | 0
|  |  |  | EBRD hedged debt during construction - cashsweep case | 0% | % | 0% | 0% | 0% | 0% | 0% | 0% | 0% | 0% | 0% | 0% | 0% | 0% | 0% | 0% | 0% | 0% | 0% | 0% | 0% | 0% | 0% | 0% | 0% | 0% | 0% | 92% | 92% | 92% | 92% | 92% | 92% | 92% | 92% | 92% | 92% | 92% | 92% | 92% | 92% | 92% | 92% | 92% | 92% | 92% | 92% | 92% | 92% | 92% | 92% | 92% | 0% | 0% | 0% | 0% | 0% | 0% | 0% | 0% | 0% | 0% | 0% | 0% | 0% | 0% | 0% | 0% | 0% | 0% | 0% | 0% | 0% | 0% | 0% | 0% | 0% | 0% | 0% | 0% | 0% | 0% | 0% | 0% | 0% | 0% | 0% | 0% | 0% | 0% | 0% | 0% | 0% | 0% | 0% | 0% | 0% | 0% | 0% | 0% | 0% | 0% | 0%
|  |  |  | EBRD hedged debt during construction | 0% | % | 0% | 0% | 0% | 0% | 0% | 0% | 0% | 0% | 0% | 0% | 0% | 0% | 0% | 0% | 0% | 0% | 0% | 0% | 0% | 0% | 0% | 0% | 0% | 0% | 0% | 0% | 95.19% | 62.22% | 53.86% | 50.56% | 50.37% | 50.18% | 93.41% | 93.24% | 93.01% | 88.7% | 88.66% | 88.64% | 93.27% | 93.26% | 93.24% | 93.23% | 93.22% | 93.21% | 93.19% | 93.18% | 93.17% | 93.16% | 93.14% | 93.13% | 0% | 0% | 0% | 0% | 0% | 0% | 0% | 0%
|  |  |  | EBRD hedging % during construction |  | % |  |  | 0% | 0% | 0% | 0% | 0% | 0% | 0% | 0% | 0% | 0% | 0% | 0% | 0% | 0% | 0% | 0% | 0% | 0% | 0% | 0% | 0% | 0% | 0% | 0% | 95.19% | 62.22% | 53.86% | 50.56% | 50.37% | 50.18% | 93.41% | 93.24% | 93.01% | 88.7% | 88.66% | 88.64% | 93.27% | 93.26% | 93.24% | 93.23% | 93.22% | 93.21% | 93.19% | 93.18% | 93.17% | 93.16% | 93.14% | 93.13% | 0% | 0% | 0% | 0% | 0% | 0% | 0% | 0% | 0% | 0% | 0% | 0% | 0% | 0% | 0% | 0% | 0% | 0% | 0% | 0% | 0% | 0% | 0% | 0% | 0% | 0% | 0% | 0% | 0% | 0% | 0% | 0% | 0% | 0% | 0% | 0% | 0% | 0% | 0% | 0% | 0% | 0% | 0% | 0% | 0% | 0% | 0% | 0% | 0% | 0% | 0%
|  |  |  | EBRD Swap rate - construction period | 3.228% | % p.a.
|  |  |  | EBL + Senior debt swap rate - sensitivity | 0% | % p.a.
|  |  |  | EBRD Swap rate credit margin | 0.27% | % p.a.
|  |  |  | EBRD margin during availability period | 2.9% | % p.a.
|  |  |  | EBRD margin - sensitivity | 0% | % p.a.
|  |  |  | EBRD hedging % during construction | 0% | % | 0% | 0% | 0% | 0% | 0% | 0% | 0% | 0% | 0% | 0% | 0% | 0% | 0% | 0% | 0% | 0% | 0% | 0% | 0% | 0% | 0% | 0% | 0% | 0% | 0% | 0% | 95.19% | 62.22% | 53.86% | 50.56% | 50.37% | 50.18% | 93.41% | 93.24% | 93.01% | 88.7% | 88.66% | 88.64% | 93.27% | 93.26% | 93.24% | 93.23% | 93.22% | 93.21% | 93.19% | 93.18% | 93.17% | 93.16% | 93.14% | 93.13% | 0% | 0% | 0% | 0% | 0% | 0% | 0% | 0%
|  |  |  | SOFR forward curve - construction period EBRD | 0% | % p.a. | 0% | 0% | 0% | 0% | 0% | 0% | 0% | 0% | 0% | 0% | 0% | 0% | 0% | 0% | 0% | 0% | 0% | 0% | 0% | 0% | 0% | 0% | 5.027% | 5.027% | 5.027% | 5.027% | 4.933% | 4.933% | 4.933% | 4.933% | 4.933% | 4.933% | 3.961% | 3.961% | 3.961% | 3.961% | 3.961% | 3.961% | 3.133% | 3.133% | 3.133% | 3.133% | 3.133% | 3.133% | 2.742% | 2.742% | 2.742% | 2.742% | 2.742% | 2.742% | 2.742% | 2.742% | 2.742% | 2.742% | 2.742% | 2.742% | 2.742% | 2.742%
|  |  |  | Construction period flag - monthly | 0 | flag | 27 | 0 | 0 | 0 | 0 | 0 | 0 | 0 | 0 | 0 | 0 | 0 | 0 | 0 | 0 | 0 | 0 | 0 | 0 | 0 | 0 | 0 | 0 | 1 | 1 | 1 | 1 | 1 | 1 | 1 | 1 | 1 | 1 | 1 | 1 | 1 | 1 | 1 | 1 | 1 | 1 | 1 | 1 | 1 | 1 | 1 | 1 | 1 | 1 | 1 | 0 | 0 | 0 | 0 | 0 | 0 | 0 | 0
|  |  |  | Annual EBRD interest rate |  | % p.a. |  |  | 0% | 0% | 0% | 0% | 0% | 0% | 0% | 0% | 0% | 0% | 0% | 0% | 0% | 0% | 0% | 0% | 0% | 0% | 0% | 0% | 0% | 7.927% | 7.927% | 7.927% | 6.467% | 6.94% | 7.06% | 7.107% | 7.11% | 7.113% | 6.428% | 6.429% | 6.43% | 6.45% | 6.45% | 6.451% | 6.373% | 6.373% | 6.373% | 6.373% | 6.373% | 6.373% | 6.346% | 6.346% | 6.346% | 6.346% | 6.346% | 6.346% | 0% | 0% | 0% | 0% | 0% | 0% | 0% | 0%
|  |  |  | Senior debt day count convention | 360 | days
|  |  |  | Annual EBRD interest rate | 0 | % p.a. | 0 | 0 | 0% | 0% | 0% | 0% | 0% | 0% | 0% | 0% | 0% | 0% | 0% | 0% | 0% | 0% | 0% | 0% | 0% | 0% | 0% | 0% | 0% | 7.927% | 7.927% | 7.927% | 6.467% | 6.94% | 7.06% | 7.107% | 7.11% | 7.113% | 6.428% | 6.429% | 6.43% | 6.45% | 6.45% | 6.451% | 6.373% | 6.373% | 6.373% | 6.373% | 6.373% | 6.373% | 6.346% | 6.346% | 6.346% | 6.346% | 6.346% | 6.346% | 0% | 0% | 0% | 0% | 0% | 0% | 0% | 0%
|  |  |  | Days in period - construction | 0 | days | 0 | 0 | 31 | 31 | 30 | 31 | 30 | 31 | 31 | 28 | 31 | 30 | 31 | 30 | 31 | 31 | 30 | 31 | 30 | 31 | 31 | 28 | 31 | 30 | 31 | 30 | 31 | 31 | 30 | 31 | 30 | 31 | 31 | 29 | 31 | 30 | 31 | 30 | 31 | 31 | 30 | 31 | 30 | 31 | 31 | 28 | 31 | 30 | 31 | 30 | 31 | 31 | 30 | 31 | 30 | 31 | 31 | 28
|  |  |  | Construction period flag - monthly | 0 | flag | 27 | 0 | 0 | 0 | 0 | 0 | 0 | 0 | 0 | 0 | 0 | 0 | 0 | 0 | 0 | 0 | 0 | 0 | 0 | 0 | 0 | 0 | 0 | 1 | 1 | 1 | 1 | 1 | 1 | 1 | 1 | 1 | 1 | 1 | 1 | 1 | 1 | 1 | 1 | 1 | 1 | 1 | 1 | 1 | 1 | 1 | 1 | 1 | 1 | 1 | 0 | 0 | 0 | 0 | 0 | 0 | 0 | 0
|  |  |  | EBRD availability period interest rate |  | % |  |  | 0% | 0% | 0% | 0% | 0% | 0% | 0% | 0% | 0% | 0% | 0% | 0% | 0% | 0% | 0% | 0% | 0% | 0% | 0% | 0% | 0% | 0.6606% | 0.6826% | 0.6606% | 0.5569% | 0.5976% | 0.5883% | 0.612% | 0.5925% | 0.6125% | 0.5536% | 0.5179% | 0.5537% | 0.5375% | 0.5555% | 0.5375% | 0.5488% | 0.5488% | 0.5311% | 0.5488% | 0.5311% | 0.5488% | 0.5465% | 0.4936% | 0.5465% | 0.5289% | 0.5465% | 0.5288% | 0% | 0% | 0% | 0% | 0% | 0% | 0% | 0%
|  |  |  | EBRD availability period interest rate | 0 | % | 0 | 0 | 0% | 0% | 0% | 0% | 0% | 0% | 0% | 0% | 0% | 0% | 0% | 0% | 0% | 0% | 0% | 0% | 0% | 0% | 0% | 0% | 0% | 0.6606% | 0.6826% | 0.6606% | 0.5569% | 0.5976% | 0.5883% | 0.612% | 0.5925% | 0.6125% | 0.5536% | 0.5179% | 0.5537% | 0.5375% | 0.5555% | 0.5375% | 0.5488% | 0.5488% | 0.5311% | 0.5488% | 0.5311% | 0.5488% | 0.5465% | 0.4936% | 0.5465% | 0.5289% | 0.5465% | 0.5288% | 0% | 0% | 0% | 0% | 0% | 0% | 0% | 0%
|  |  |  | EBRD availability period balance BEG | 0 | USD 000s | 0 | 0 | 0 | 0 | 0 | 0 | 0 | 0 | 0 | 0 | 0 | 0 | 0 | 0 | 0 | 0 | 0 | 0 | 0 | 0 | 0 | 0 | 0 | 0 | 0 | 4575.5306 | 14020.6008 | 21451.6463 | 24780.5672 | 26399.3697 | 26498.1903 | 26596.9455 | 27577.5496 | 27628.1543 | 27696.6561 | 29043.5224 | 29057.528 | 29061.256 | 30007.4998 | 30011.2278 | 30014.9558 | 30018.6185 | 30022.3465 | 30026.0092 | 31036.0898 | 31039.8178 | 31043.3498 | 31047.0778 | 31053.3262 | 31057.0542 | 0 | 0 | 0 | 0 | 0 | 0 | 0 | 0
|  |  |  | Construction period flag - monthly | 0 | flag | 27 | 0 | 0 | 0 | 0 | 0 | 0 | 0 | 0 | 0 | 0 | 0 | 0 | 0 | 0 | 0 | 0 | 0 | 0 | 0 | 0 | 0 | 0 | 1 | 1 | 1 | 1 | 1 | 1 | 1 | 1 | 1 | 1 | 1 | 1 | 1 | 1 | 1 | 1 | 1 | 1 | 1 | 1 | 1 | 1 | 1 | 1 | 1 | 1 | 1 | 0 | 0 | 0 | 0 | 0 | 0 | 0 | 0
|  |  |  | EBRD debt interest - accried |  | USD 000s | 3755.0064 |  | 0 | 0 | 0 | 0 | 0 | 0 | 0 | 0 | 0 | 0 | 0 | 0 | 0 | 0 | 0 | 0 | 0 | 0 | 0 | 0 | 0 | 0 | 0 | 30.2246 | 78.0774 | 128.1981 | 145.7912 | 161.5693 | 157.0024 | 162.9019 | 152.6591 | 143.0898 | 153.3627 | 156.1159 | 161.4025 | 156.2173 | 164.6877 | 164.7071 | 159.4127 | 164.7455 | 159.4499 | 164.7839 | 169.6131 | 153.2153 | 169.6484 | 164.1934 | 169.6968 | 164.2403 | 0 | 0 | 0 | 0 | 0 | 0 | 0 | 0
|  |  |  | EBRD debt interest payable balance BEG | 0 | USD 000s | 0 | 0 | 0 | 0 | 0 | 0 | 0 | 0 | 0 | 0 | 0 | 0 | 0 | 0 | 0 | 0 | 0 | 0 | 0 | 0 | 0 | 0 | 0 | 0 | 0 | 0 | 0 | 78.0774 | 206.2754 | 352.0666 | 513.6359 | 670.6383 | 0 | 152.6591 | 295.7489 | 449.1116 | 605.2275 | 766.63 | 0 | 164.6877 | 329.3949 | 488.8076 | 653.5531 | 813.003 | 0 | 169.6131 | 322.8284 | 492.4768 | 656.6702 | 826.367 | 0 | 0 | 0 | 0 | 0 | 0 | 0 | 0
|  |  |  | EBRD debt interest - accried | 0 | USD 000s | 3755.0064 | 0 | 0 | 0 | 0 | 0 | 0 | 0 | 0 | 0 | 0 | 0 | 0 | 0 | 0 | 0 | 0 | 0 | 0 | 0 | 0 | 0 | 0 | 0 | 0 | 30.2246 | 78.0774 | 128.1981 | 145.7912 | 161.5693 | 157.0024 | 162.9019 | 152.6591 | 143.0898 | 153.3627 | 156.1159 | 161.4025 | 156.2173 | 164.6877 | 164.7071 | 159.4127 | 164.7455 | 159.4499 | 164.7839 | 169.6131 | 153.2153 | 169.6484 | 164.1934 | 169.6968 | 164.2403 | 0 | 0 | 0 | 0 | 0 | 0 | 0 | 0
|  |  |  | Senior debt interest payment frequency flag - stub adjustment | 0 | 0 | 0 | 0 | 0 | 0 | 0 | 0 | 0 | 0 | 0 | 0 | 0 | 0 | 0 | 0 | 0 | 0 | 0 | 0 | 0 | 0 | 0 | 0 | 0 | 0 | 0 | 1 | 0 | 0 | 0 | 0 | 0 | 1 | 0 | 0 | 0 | 0 | 0 | 1 | 0 | 0 | 0 | 0 | 0 | 1 | 0 | 0 | 0 | 0 | 0 | 1 | 0 | 0 | 0 | 0 | 0 | 0 | 0 | 0
|  |  |  | Last construction period flag - monthly | 0 | flag | 1 | 0 | 0 | 0 | 0 | 0 | 0 | 0 | 0 | 0 | 0 | 0 | 0 | 0 | 0 | 0 | 0 | 0 | 0 | 0 | 0 | 0 | 0 | 0 | 0 | 0 | 0 | 0 | 0 | 0 | 0 | 0 | 0 | 0 | 0 | 0 | 0 | 0 | 0 | 0 | 0 | 0 | 0 | 0 | 0 | 0 | 0 | 0 | 0 | 1 | 0 | 0 | 0 | 0 | 0 | 0 | 0 | 0
|  |  |  | EBRD Loan debt interest - paid |  | USD 000s | 3755.0064 |  | 0 | 0 | 0 | 0 | 0 | 0 | 0 | 0 | 0 | 0 | 0 | 0 | 0 | 0 | 0 | 0 | 0 | 0 | 0 | 0 | 0 | 0 | 0 | 30.2246 | 0 | 0 | 0 | 0 | 0 | 833.5403 | 0 | 0 | 0 | 0 | 0 | 922.8473 | 0 | 0 | 0 | 0 | 0 | 977.7869 | 0 | 0 | 0 | 0 | 0 | 990.6073 | 0 | 0 | 0 | 0 | 0 | 0 | 0 | 0
|  |  |  | EBRD debt interest payable balance BEG |  | USD 000s |  |  | 0 | 0 | 0 | 0 | 0 | 0 | 0 | 0 | 0 | 0 | 0 | 0 | 0 | 0 | 0 | 0 | 0 | 0 | 0 | 0 | 0 | 0 | 0 | 0 | 0 | 78.0774 | 206.2754 | 352.0666 | 513.6359 | 670.6383 | 0 | 152.6591 | 295.7489 | 449.1116 | 605.2275 | 766.63 | 0 | 164.6877 | 329.3949 | 488.8076 | 653.5531 | 813.003 | 0 | 169.6131 | 322.8284 | 492.4768 | 656.6702 | 826.367 | 0 | 0 | 0 | 0 | 0 | 0 | 0 | 0
|  |  |  | EBRD debt interest - accried | 0 | USD 000s | 3755.0064 | 0 | 0 | 0 | 0 | 0 | 0 | 0 | 0 | 0 | 0 | 0 | 0 | 0 | 0 | 0 | 0 | 0 | 0 | 0 | 0 | 0 | 0 | 0 | 0 | 30.2246 | 78.0774 | 128.1981 | 145.7912 | 161.5693 | 157.0024 | 162.9019 | 152.6591 | 143.0898 | 153.3627 | 156.1159 | 161.4025 | 156.2173 | 164.6877 | 164.7071 | 159.4127 | 164.7455 | 159.4499 | 164.7839 | 169.6131 | 153.2153 | 169.6484 | 164.1934 | 169.6968 | 164.2403 | 0 | 0 | 0 | 0 | 0 | 0 | 0 | 0
|  |  |  | EBRD Loan debt interest - paid | 0 | USD 000s | 3755.0064 | 0 | 0 | 0 | 0 | 0 | 0 | 0 | 0 | 0 | 0 | 0 | 0 | 0 | 0 | 0 | 0 | 0 | 0 | 0 | 0 | 0 | 0 | 0 | 0 | 30.2246 | 0 | 0 | 0 | 0 | 0 | 833.5403 | 0 | 0 | 0 | 0 | 0 | 922.8473 | 0 | 0 | 0 | 0 | 0 | 977.7869 | 0 | 0 | 0 | 0 | 0 | 990.6073 | 0 | 0 | 0 | 0 | 0 | 0 | 0 | 0
|  |  |  | EBRD debt interest payable balance |  | USD 000s |  |  | 0 | 0 | 0 | 0 | 0 | 0 | 0 | 0 | 0 | 0 | 0 | 0 | 0 | 0 | 0 | 0 | 0 | 0 | 0 | 0 | 0 | 0 | 0 | 0 | 78.0774 | 206.2754 | 352.0666 | 513.6359 | 670.6383 | 0 | 152.6591 | 295.7489 | 449.1116 | 605.2275 | 766.63 | 0 | 164.6877 | 329.3949 | 488.8076 | 653.5531 | 813.003 | 0 | 169.6131 | 322.8284 | 492.4768 | 656.6702 | 826.367 | 0 | 0 | 0 | 0 | 0 | 0 | 0 | 0 | 0
EBRD commitment fee
|  |  |  | EBRD drawdown | 34798.3079 | USD 000s
|  |  |  | EBRD availability period balance BEG | 0 | USD 000s | 0 | 0 | 0 | 0 | 0 | 0 | 0 | 0 | 0 | 0 | 0 | 0 | 0 | 0 | 0 | 0 | 0 | 0 | 0 | 0 | 0 | 0 | 0 | 0 | 0 | 4575.5306 | 14020.6008 | 21451.6463 | 24780.5672 | 26399.3697 | 26498.1903 | 26596.9455 | 27577.5496 | 27628.1543 | 27696.6561 | 29043.5224 | 29057.528 | 29061.256 | 30007.4998 | 30011.2278 | 30014.9558 | 30018.6185 | 30022.3465 | 30026.0092 | 31036.0898 | 31039.8178 | 31043.3498 | 31047.0778 | 31053.3262 | 31057.0542 | 0 | 0 | 0 | 0 | 0 | 0 | 0 | 0
|  |  |  | Construction period flag - monthly | 0 | flag | 27 | 0 | 0 | 0 | 0 | 0 | 0 | 0 | 0 | 0 | 0 | 0 | 0 | 0 | 0 | 0 | 0 | 0 | 0 | 0 | 0 | 0 | 0 | 1 | 1 | 1 | 1 | 1 | 1 | 1 | 1 | 1 | 1 | 1 | 1 | 1 | 1 | 1 | 1 | 1 | 1 | 1 | 1 | 1 | 1 | 1 | 1 | 1 | 1 | 1 | 0 | 0 | 0 | 0 | 0 | 0 | 0 | 0
|  |  |  | EBRD undrawn balance |  | USD 000s |  |  | 0 | 0 | 0 | 0 | 0 | 0 | 0 | 0 | 0 | 0 | 0 | 0 | 0 | 0 | 0 | 0 | 0 | 0 | 0 | 0 | 0 | 34798.3079 | 34798.3079 | 30222.7773 | 20777.7071 | 13346.6616 | 10017.7407 | 8398.9382 | 8300.1176 | 8201.3624 | 7220.7583 | 7170.1537 | 7101.6518 | 5754.7855 | 5740.7799 | 5737.0519 | 4790.8081 | 4787.0801 | 4783.3521 | 4779.6894 | 4775.9614 | 4772.2987 | 3762.2181 | 3758.4901 | 3754.9581 | 3751.2301 | 3744.9817 | 3741.2537 | 0 | 0 | 0 | 0 | 0 | 0 | 0 | 0
|  |  |  | EBRD commitment fee | 1% | % p.a.
|  |  |  | Senior debt day count convention | 360 | days
|  |  |  | Days in period - construction | 0 | days | 0 | 0 | 31 | 31 | 30 | 31 | 30 | 31 | 31 | 28 | 31 | 30 | 31 | 30 | 31 | 31 | 30 | 31 | 30 | 31 | 31 | 28 | 31 | 30 | 31 | 30 | 31 | 31 | 30 | 31 | 30 | 31 | 31 | 29 | 31 | 30 | 31 | 30 | 31 | 31 | 30 | 31 | 30 | 31 | 31 | 28 | 31 | 30 | 31 | 30 | 31 | 31 | 30 | 31 | 30 | 31 | 31 | 28
|  |  |  | EBRD undrawn balance | 0 | USD 000s | 0 | 0 | 0 | 0 | 0 | 0 | 0 | 0 | 0 | 0 | 0 | 0 | 0 | 0 | 0 | 0 | 0 | 0 | 0 | 0 | 0 | 0 | 0 | 34798.3079 | 34798.3079 | 30222.7773 | 20777.7071 | 13346.6616 | 10017.7407 | 8398.9382 | 8300.1176 | 8201.3624 | 7220.7583 | 7170.1537 | 7101.6518 | 5754.7855 | 5740.7799 | 5737.0519 | 4790.8081 | 4787.0801 | 4783.3521 | 4779.6894 | 4775.9614 | 4772.2987 | 3762.2181 | 3758.4901 | 3754.9581 | 3751.2301 | 3744.9817 | 3741.2537 | 0 | 0 | 0 | 0 | 0 | 0 | 0 | 0
|  |  |  | Construction period flag - monthly | 0 | flag | 27 | 0 | 0 | 0 | 0 | 0 | 0 | 0 | 0 | 0 | 0 | 0 | 0 | 0 | 0 | 0 | 0 | 0 | 0 | 0 | 0 | 0 | 0 | 1 | 1 | 1 | 1 | 1 | 1 | 1 | 1 | 1 | 1 | 1 | 1 | 1 | 1 | 1 | 1 | 1 | 1 | 1 | 1 | 1 | 1 | 1 | 1 | 1 | 1 | 1 | 0 | 0 | 0 | 0 | 0 | 0 | 0 | 0
|  |  |  | EBRD commitment fee - accrued |  | USD 000s | 219.027 |  | 0 | 0 | 0 | 0 | 0 | 0 | 0 | 0 | 0 | 0 | 0 | 0 | 0 | 0 | 0 | 0 | 0 | 0 | 0 | 0 | 0 | 28.9986 | 29.9652 | 25.1856 | 17.8919 | 11.493 | 8.3481 | 7.2324 | 6.9168 | 7.0623 | 6.2179 | 5.776 | 6.1153 | 4.7957 | 4.9434 | 4.7809 | 4.1254 | 4.1222 | 3.9861 | 4.1158 | 3.98 | 4.1095 | 3.2397 | 2.9233 | 3.2334 | 3.126 | 3.2248 | 3.1177 | 0 | 0 | 0 | 0 | 0 | 0 | 0 | 0
|  |  |  | EBRD debt commitment fee payable balance BEG | 0 | USD 000s | 0 | 0 | 0 | 0 | 0 | 0 | 0 | 0 | 0 | 0 | 0 | 0 | 0 | 0 | 0 | 0 | 0 | 0 | 0 | 0 | 0 | 0 | 0 | 0 | 28.9986 | 58.9638 | 0 | 17.8919 | 29.3849 | 37.733 | 44.9654 | 51.8822 | 0 | 6.2179 | 11.9938 | 18.1091 | 22.9048 | 27.8482 | 0 | 4.1254 | 8.2476 | 12.2338 | 16.3496 | 20.3296 | 0 | 3.2397 | 6.163 | 9.3964 | 12.5224 | 15.7473 | 0 | 0 | 0 | 0 | 0 | 0 | 0 | 0
|  |  |  | EBRD commitment fee - accrued | 0 | USD 000s | 219.027 | 0 | 0 | 0 | 0 | 0 | 0 | 0 | 0 | 0 | 0 | 0 | 0 | 0 | 0 | 0 | 0 | 0 | 0 | 0 | 0 | 0 | 0 | 28.9986 | 29.9652 | 25.1856 | 17.8919 | 11.493 | 8.3481 | 7.2324 | 6.9168 | 7.0623 | 6.2179 | 5.776 | 6.1153 | 4.7957 | 4.9434 | 4.7809 | 4.1254 | 4.1222 | 3.9861 | 4.1158 | 3.98 | 4.1095 | 3.2397 | 2.9233 | 3.2334 | 3.126 | 3.2248 | 3.1177 | 0 | 0 | 0 | 0 | 0 | 0 | 0 | 0
|  |  |  | Senior debt interest payment frequency flag - stub adjustment | 0 | 0 | 0 | 0 | 0 | 0 | 0 | 0 | 0 | 0 | 0 | 0 | 0 | 0 | 0 | 0 | 0 | 0 | 0 | 0 | 0 | 0 | 0 | 0 | 0 | 0 | 0 | 1 | 0 | 0 | 0 | 0 | 0 | 1 | 0 | 0 | 0 | 0 | 0 | 1 | 0 | 0 | 0 | 0 | 0 | 1 | 0 | 0 | 0 | 0 | 0 | 1 | 0 | 0 | 0 | 0 | 0 | 0 | 0 | 0
|  |  |  | Last construction period flag - monthly | 0 | flag | 1 | 0 | 0 | 0 | 0 | 0 | 0 | 0 | 0 | 0 | 0 | 0 | 0 | 0 | 0 | 0 | 0 | 0 | 0 | 0 | 0 | 0 | 0 | 0 | 0 | 0 | 0 | 0 | 0 | 0 | 0 | 0 | 0 | 0 | 0 | 0 | 0 | 0 | 0 | 0 | 0 | 0 | 0 | 0 | 0 | 0 | 0 | 0 | 0 | 1 | 0 | 0 | 0 | 0 | 0 | 0 | 0 | 0
|  |  |  | EBRD Loan commitment fee - paid |  | USD 000s | 219.027 |  | 0 | 0 | 0 | 0 | 0 | 0 | 0 | 0 | 0 | 0 | 0 | 0 | 0 | 0 | 0 | 0 | 0 | 0 | 0 | 0 | 0 | 0 | 0 | 84.1494 | 0 | 0 | 0 | 0 | 0 | 58.9445 | 0 | 0 | 0 | 0 | 0 | 32.6291 | 0 | 0 | 0 | 0 | 0 | 24.439 | 0 | 0 | 0 | 0 | 0 | 18.865 | 0 | 0 | 0 | 0 | 0 | 0 | 0 | 0
|  |  |  | EBRD debt commitment fee payable balance BEG |  | USD 000s |  |  | 0 | 0 | 0 | 0 | 0 | 0 | 0 | 0 | 0 | 0 | 0 | 0 | 0 | 0 | 0 | 0 | 0 | 0 | 0 | 0 | 0 | 0 | 28.9986 | 58.9638 | 0 | 17.8919 | 29.3849 | 37.733 | 44.9654 | 51.8822 | 0 | 6.2179 | 11.9938 | 18.1091 | 22.9048 | 27.8482 | 0 | 4.1254 | 8.2476 | 12.2338 | 16.3496 | 20.3296 | 0 | 3.2397 | 6.163 | 9.3964 | 12.5224 | 15.7473 | 0 | 0 | 0 | 0 | 0 | 0 | 0 | 0
|  |  |  | EBRD commitment fee - accrued | 0 | USD 000s | 219.027 | 0 | 0 | 0 | 0 | 0 | 0 | 0 | 0 | 0 | 0 | 0 | 0 | 0 | 0 | 0 | 0 | 0 | 0 | 0 | 0 | 0 | 0 | 28.9986 | 29.9652 | 25.1856 | 17.8919 | 11.493 | 8.3481 | 7.2324 | 6.9168 | 7.0623 | 6.2179 | 5.776 | 6.1153 | 4.7957 | 4.9434 | 4.7809 | 4.1254 | 4.1222 | 3.9861 | 4.1158 | 3.98 | 4.1095 | 3.2397 | 2.9233 | 3.2334 | 3.126 | 3.2248 | 3.1177 | 0 | 0 | 0 | 0 | 0 | 0 | 0 | 0
|  |  |  | EBRD Loan commitment fee - paid | 0 | USD 000s | 219.027 | 0 | 0 | 0 | 0 | 0 | 0 | 0 | 0 | 0 | 0 | 0 | 0 | 0 | 0 | 0 | 0 | 0 | 0 | 0 | 0 | 0 | 0 | 0 | 0 | 84.1494 | 0 | 0 | 0 | 0 | 0 | 58.9445 | 0 | 0 | 0 | 0 | 0 | 32.6291 | 0 | 0 | 0 | 0 | 0 | 24.439 | 0 | 0 | 0 | 0 | 0 | 18.865 | 0 | 0 | 0 | 0 | 0 | 0 | 0 | 0
|  |  |  | EBRD debt commitment fee payable balance |  | USD 000s |  |  | 0 | 0 | 0 | 0 | 0 | 0 | 0 | 0 | 0 | 0 | 0 | 0 | 0 | 0 | 0 | 0 | 0 | 0 | 0 | 0 | 0 | 28.9986 | 58.9638 | 0 | 17.8919 | 29.3849 | 37.733 | 44.9654 | 51.8822 | 0 | 6.2179 | 11.9938 | 18.1091 | 22.9048 | 27.8482 | 0 | 4.1254 | 8.2476 | 12.2338 | 16.3496 | 20.3296 | 0 | 3.2397 | 6.163 | 9.3964 | 12.5224 | 15.7473 | 0 | 0 | 0 | 0 | 0 | 0 | 0 | 0 | 0
EBRD upfront fees
|  |  |  | EBRD upfront fee | 1% | %
|  |  |  | EBRD debt commitment | 35195.24 | USD 000s
|  |  |  | Financial close date flag - construction | 0 | flag | 1 | 0 | 0 | 0 | 0 | 0 | 0 | 0 | 0 | 0 | 0 | 0 | 0 | 0 | 0 | 0 | 0 | 0 | 0 | 0 | 0 | 0 | 1 | 0 | 0 | 0 | 0 | 0 | 0 | 0 | 0 | 0 | 0 | 0 | 0 | 0 | 0 | 0 | 0 | 0 | 0 | 0 | 0 | 0 | 0 | 0 | 0 | 0 | 0 | 0 | 0 | 0 | 0 | 0 | 0 | 0 | 0 | 0
|  |  |  | EBRD upfront fee |  | USD 000s | 351.9524 |  | 0 | 0 | 0 | 0 | 0 | 0 | 0 | 0 | 0 | 0 | 0 | 0 | 0 | 0 | 0 | 0 | 0 | 0 | 0 | 0 | 351.9524 | 0 | 0 | 0 | 0 | 0 | 0 | 0 | 0 | 0 | 0 | 0 | 0 | 0 | 0 | 0 | 0 | 0 | 0 | 0 | 0 | 0 | 0 | 0 | 0 | 0 | 0 | 0 | 0 | 0 | 0 | 0 | 0 | 0 | 0 | 0
|  |  |  | EBRD upfront fee | 0 | USD 000s | 351.9524 | 0 | 0 | 0 | 0 | 0 | 0 | 0 | 0 | 0 | 0 | 0 | 0 | 0 | 0 | 0 | 0 | 0 | 0 | 0 | 0 | 0 | 351.9524 | 0 | 0 | 0 | 0 | 0 | 0 | 0 | 0 | 0 | 0 | 0 | 0 | 0 | 0 | 0 | 0 | 0 | 0 | 0 | 0 | 0 | 0 | 0 | 0 | 0 | 0 | 0 | 0 | 0 | 0 | 0 | 0 | 0 | 0 | 0
|  |  |  | EBRD upfront fee |  | USD 000s | 351.9524 |  | 0 | 0 | 0 | 0 | 0 | 0 | 0 | 0 | 0 | 0 | 0 | 0 | 0 | 0 | 0 | 0 | 0 | 0 | 0 | 0 | 351.9524 | 0 | 0 | 0 | 0 | 0 | 0 | 0 | 0 | 0 | 0 | 0 | 0 | 0 | 0 | 0 | 0 | 0 | 0 | 0 | 0 | 0 | 0 | 0 | 0 | 0 | 0 | 0 | 0 | 0 | 0 | 0 | 0 | 0 | 0 | 0
|  |  |  | EBRD availability period balance BEG | 0 | USD 000s | 0 | 0 | 0 | 0 | 0 | 0 | 0 | 0 | 0 | 0 | 0 | 0 | 0 | 0 | 0 | 0 | 0 | 0 | 0 | 0 | 0 | 0 | 0 | 0 | 0 | 4575.5306 | 14020.6008 | 21451.6463 | 24780.5672 | 26399.3697 | 26498.1903 | 26596.9455 | 27577.5496 | 27628.1543 | 27696.6561 | 29043.5224 | 29057.528 | 29061.256 | 30007.4998 | 30011.2278 | 30014.9558 | 30018.6185 | 30022.3465 | 30026.0092 | 31036.0898 | 31039.8178 | 31043.3498 | 31047.0778 | 31053.3262 | 31057.0542 | 0 | 0 | 0 | 0 | 0 | 0 | 0 | 0
|  |  |  | EBRD drawdown | 0 | USD 000s | 34798.3079 | 0 | 0 | 0 | 0 | 0 | 0 | 0 | 0 | 0 | 0 | 0 | 0 | 0 | 0 | 0 | 0 | 0 | 0 | 0 | 0 | 0 | 0 | 0 | 4575.5306 | 9445.0702 | 7431.0455 | 3328.921 | 1618.8025 | 98.8205 | 98.7552 | 980.6041 | 50.6047 | 68.5018 | 1346.8664 | 14.0055 | 3.728 | 946.2438 | 3.728 | 3.728 | 3.6627 | 3.728 | 3.6627 | 1010.0805 | 3.728 | 3.532 | 3.728 | 6.2484 | 3.728 | 3741.2537 | 0 | 0 | 0 | 0 | 0 | 0 | 0 | 0
|  |  |  | Last construction period flag - monthly | 0 | flag | 1 | 0 | 0 | 0 | 0 | 0 | 0 | 0 | 0 | 0 | 0 | 0 | 0 | 0 | 0 | 0 | 0 | 0 | 0 | 0 | 0 | 0 | 0 | 0 | 0 | 0 | 0 | 0 | 0 | 0 | 0 | 0 | 0 | 0 | 0 | 0 | 0 | 0 | 0 | 0 | 0 | 0 | 0 | 0 | 0 | 0 | 0 | 0 | 0 | 1 | 0 | 0 | 0 | 0 | 0 | 0 | 0 | 0
|  |  |  | EBRD construction end balance |  | USD 000s | 34798.3079 |  | 0 | 0 | 0 | 0 | 0 | 0 | 0 | 0 | 0 | 0 | 0 | 0 | 0 | 0 | 0 | 0 | 0 | 0 | 0 | 0 | 0 | 0 | 0 | 0 | 0 | 0 | 0 | 0 | 0 | 0 | 0 | 0 | 0 | 0 | 0 | 0 | 0 | 0 | 0 | 0 | 0 | 0 | 0 | 0 | 0 | 0 | 0 | 34798.3079 | 0 | 0 | 0 | 0 | 0 | 0 | 0 | 0
|  |  |  | EBRD construction end amount - calculated | 34798.3079 | USD 000s
|  |  |  | Use calculated or fixed funding amounts? | 2 | 1 = calculated, 2 = fixed
|  |  |  | EBRD construction end amount - calculated | 34798.3079 | USD 000s
|  |  |  | EBRD Loan construction end amount - Base Case - Historic | 34798.3079 | USD 000s
|  |  |  | EBRD construction end amount | 34798.3079 | USD 000s
EBRD debt sizing alert
|  |  |  | EBRD maximum debt size | 150000 | USD 000s
|  |  |  | Total project costs for debt | 196037.9342 | USD 000s
|  |  |  | EBRD maximum % of project costs | 100% | %
|  |  |  | EBRD construction end amount | 34798.3079 | USD 000s
|  |  |  | EBRD debt sizing alert | 0 | alert
EBRD balance
|  |  |  | EBRD availability period balance BEG |  | USD 000s |  |  | 0 | 0 | 0 | 0 | 0 | 0 | 0 | 0 | 0 | 0 | 0 | 0 | 0 | 0 | 0 | 0 | 0 | 0 | 0 | 0 | 0 | 0 | 0 | 4575.5306 | 14020.6008 | 21451.6463 | 24780.5672 | 26399.3697 | 26498.1903 | 26596.9455 | 27577.5496 | 27628.1543 | 27696.6561 | 29043.5224 | 29057.528 | 29061.256 | 30007.4998 | 30011.2278 | 30014.9558 | 30018.6185 | 30022.3465 | 30026.0092 | 31036.0898 | 31039.8178 | 31043.3498 | 31047.0778 | 31053.3262 | 31057.0542 | 0 | 0 | 0 | 0 | 0 | 0 | 0 | 0
|  |  |  | EBRD drawdown | 0 | USD 000s | 34798.3079 | 0 | 0 | 0 | 0 | 0 | 0 | 0 | 0 | 0 | 0 | 0 | 0 | 0 | 0 | 0 | 0 | 0 | 0 | 0 | 0 | 0 | 0 | 0 | 4575.5306 | 9445.0702 | 7431.0455 | 3328.921 | 1618.8025 | 98.8205 | 98.7552 | 980.6041 | 50.6047 | 68.5018 | 1346.8664 | 14.0055 | 3.728 | 946.2438 | 3.728 | 3.728 | 3.6627 | 3.728 | 3.6627 | 1010.0805 | 3.728 | 3.532 | 3.728 | 6.2484 | 3.728 | 3741.2537 | 0 | 0 | 0 | 0 | 0 | 0 | 0 | 0
|  |  |  | EBRD construction end balance | 0 | USD 000s | 34798.3079 | 0 | 0 | 0 | 0 | 0 | 0 | 0 | 0 | 0 | 0 | 0 | 0 | 0 | 0 | 0 | 0 | 0 | 0 | 0 | 0 | 0 | 0 | 0 | 0 | 0 | 0 | 0 | 0 | 0 | 0 | 0 | 0 | 0 | 0 | 0 | 0 | 0 | 0 | 0 | 0 | 0 | 0 | 0 | 0 | 0 | 0 | 0 | 0 | 34798.3079 | 0 | 0 | 0 | 0 | 0 | 0 | 0 | 0
|  |  |  | EBRD availability period balance |  | USD 000s |  |  | 0 | 0 | 0 | 0 | 0 | 0 | 0 | 0 | 0 | 0 | 0 | 0 | 0 | 0 | 0 | 0 | 0 | 0 | 0 | 0 | 0 | 0 | 4575.5306 | 14020.6008 | 21451.6463 | 24780.5672 | 26399.3697 | 26498.1903 | 26596.9455 | 27577.5496 | 27628.1543 | 27696.6561 | 29043.5224 | 29057.528 | 29061.256 | 30007.4998 | 30011.2278 | 30014.9558 | 30018.6185 | 30022.3465 | 30026.0092 | 31036.0898 | 31039.8178 | 31043.3498 | 31047.0778 | 31053.3262 | 31057.0542 | 0 | 0 | 0 | 0 | 0 | 0 | 0 | 0 | 0
EBRD fees
|  |  |  | EBRD upfront fee | 0 | USD 000s | 351.9524 | 0 | 0 | 0 | 0 | 0 | 0 | 0 | 0 | 0 | 0 | 0 | 0 | 0 | 0 | 0 | 0 | 0 | 0 | 0 | 0 | 0 | 351.9524 | 0 | 0 | 0 | 0 | 0 | 0 | 0 | 0 | 0 | 0 | 0 | 0 | 0 | 0 | 0 | 0 | 0 | 0 | 0 | 0 | 0 | 0 | 0 | 0 | 0 | 0 | 0 | 0 | 0 | 0 | 0 | 0 | 0 | 0 | 0
|  |  |  | EBRD Loan commitment fee - paid | 0 | USD 000s | 219.027 | 0 | 0 | 0 | 0 | 0 | 0 | 0 | 0 | 0 | 0 | 0 | 0 | 0 | 0 | 0 | 0 | 0 | 0 | 0 | 0 | 0 | 0 | 0 | 0 | 84.1494 | 0 | 0 | 0 | 0 | 0 | 58.9445 | 0 | 0 | 0 | 0 | 0 | 32.6291 | 0 | 0 | 0 | 0 | 0 | 24.439 | 0 | 0 | 0 | 0 | 0 | 18.865 | 0 | 0 | 0 | 0 | 0 | 0 | 0 | 0
|  |  |  | EBRD fees |  | USD 000s | 570.9794 |  | 0 | 0 | 0 | 0 | 0 | 0 | 0 | 0 | 0 | 0 | 0 | 0 | 0 | 0 | 0 | 0 | 0 | 0 | 0 | 0 | 351.9524 | 0 | 0 | 84.1494 | 0 | 0 | 0 | 0 | 0 | 58.9445 | 0 | 0 | 0 | 0 | 0 | 32.6291 | 0 | 0 | 0 | 0 | 0 | 24.439 | 0 | 0 | 0 | 0 | 0 | 18.865 | 0 | 0 | 0 | 0 | 0 | 0 | 0 | 0
AIIB
AIIB drawdown
|  |  |  | A loan as % of total senior debt - capped % | 25.94% | %
|  |  |  | EBRD as % of total senior debt - Capped % | 34.06% | %
|  |  |  | EIB as % of total senior debt - Capped % | 20% | %
|  |  |  | AIIB as % of total senior debt (upto Project costs % cap) | 20% | %
|  |  |  | AIIB as % of total senior debt (upto Project costs % cap) | 20% | %
|  |  |  | Funding requirement for senior debt | 0 | USD 000s | 102165.7057 | 0 | 0 | 0 | 0 | 0 | 0 | 0 | 0 | 0 | 0 | 0 | 0 | 0 | 0 | 0 | 0 | 0 | 0 | 0 | 0 | 0 | 0 | 0 | 13433.4782 | 27730.1487 | 21817.0954 | 9773.5085 | 4752.7051 | 290.1311 | 289.9393 | 2878.9937 | 148.5722 | 201.1171 | 3954.3173 | 41.1194 | 10.9452 | 2778.1141 | 10.9452 | 10.9452 | 10.7534 | 10.9452 | 10.7534 | 2965.5347 | 10.9452 | 10.3699 | 10.9452 | 18.3449 | 10.9452 | 10984.0928 | 0 | 0 | 0 | 0 | 0 | 0 | 0 | 0
|  |  |  | Funding requirement for AIIB |  | USD 000s | 20431.096 |  | 0 | 0 | 0 | 0 | 0 | 0 | 0 | 0 | 0 | 0 | 0 | 0 | 0 | 0 | 0 | 0 | 0 | 0 | 0 | 0 | 0 | 0 | 2686.4267 | 5545.4746 | 4362.9823 | 1954.5061 | 950.4459 | 58.0204 | 57.9821 | 575.7411 | 29.7115 | 40.2194 | 790.7843 | 8.2231 | 2.1888 | 555.5672 | 2.1888 | 2.1888 | 2.1505 | 2.1888 | 2.1505 | 593.0476 | 2.1888 | 2.0738 | 2.1888 | 3.6686 | 2.1888 | 2196.5987 | 0 | 0 | 0 | 0 | 0 | 0 | 0 | 0
|  |  |  | Total funding requirement for AIIB | 20431.096 | USD 000s
|  |  |  | Senior debt amount | 102165.7051 | USD 000s
|  |  |  | AIIB as % of total senior debt (upto Project costs % cap) - active | 20% | %
|  |  |  | AIIB amount | 20431.0959 | USD 000s
Project costs cap - AIIB
|  |  |  | Total funding requirement | 179800.6979 | USD 000s
|  |  |  | AIIB maximum % of project costs | 100% | %
|  |  |  | AIIB Capped amount | 179800.6979 | USD 000s
|  |  |  | AIIB amount | 20431.0959 | USD 000s
|  |  |  | AIIB Capped amount | 179800.6979 | USD 000s
|  |  |  | Debt size based on tranche split or % of project costs | 0 | 1 = project costs, 0 = tranche split
|  |  |  | AIIB amount final | 20431.0959 | USD 000s
New senior debt split
|  |  |  | Senior debt amount | 102165.7051 | USD 000s
|  |  |  | AIIB amount final | 20431.0959 | USD 000s
|  |  |  | AIIB as % of total senior debt - Capped % | 20% | %
|  |  |  | AIIB amount final | 20431.0959 | USD 000s
|  |  |  | AIIB availability period balance BEG | 0 | USD 000s | 0 | 0 | 0 | 0 | 0 | 0 | 0 | 0 | 0 | 0 | 0 | 0 | 0 | 0 | 0 | 0 | 0 | 0 | 0 | 0 | 0 | 0 | 0 | 0 | 0 | 2686.4267 | 8231.9014 | 12594.8837 | 14549.3898 | 15499.8357 | 15557.8561 | 15615.8381 | 16191.5792 | 16221.2907 | 16261.5101 | 17052.2944 | 17060.5175 | 17062.7063 | 17618.2735 | 17620.4623 | 17622.6511 | 17624.8016 | 17626.9904 | 17629.1409 | 18222.1885 | 18224.3773 | 18226.4511 | 18228.6399 | 18232.3085 | 18234.4973 | 0 | 0 | 0 | 0 | 0 | 0 | 0 | 0
|  |  |  | Financial close date flag - construction | 0 | flag | 1 | 0 | 0 | 0 | 0 | 0 | 0 | 0 | 0 | 0 | 0 | 0 | 0 | 0 | 0 | 0 | 0 | 0 | 0 | 0 | 0 | 0 | 1 | 0 | 0 | 0 | 0 | 0 | 0 | 0 | 0 | 0 | 0 | 0 | 0 | 0 | 0 | 0 | 0 | 0 | 0 | 0 | 0 | 0 | 0 | 0 | 0 | 0 | 0 | 0 | 0 | 0 | 0 | 0 | 0 | 0 | 0 | 0
|  |  |  | Construction period flag - monthly | 0 | flag | 27 | 0 | 0 | 0 | 0 | 0 | 0 | 0 | 0 | 0 | 0 | 0 | 0 | 0 | 0 | 0 | 0 | 0 | 0 | 0 | 0 | 0 | 0 | 1 | 1 | 1 | 1 | 1 | 1 | 1 | 1 | 1 | 1 | 1 | 1 | 1 | 1 | 1 | 1 | 1 | 1 | 1 | 1 | 1 | 1 | 1 | 1 | 1 | 1 | 1 | 0 | 0 | 0 | 0 | 0 | 0 | 0 | 0
|  |  |  | Undrawn AIIB |  | USD 000s |  |  | 0 | 0 | 0 | 0 | 0 | 0 | 0 | 0 | 0 | 0 | 0 | 0 | 0 | 0 | 0 | 0 | 0 | 0 | 0 | 0 | 20431.0959 | 20431.0959 | 20431.0959 | 17744.6691 | 12199.1945 | 7836.2122 | 5881.7061 | 4931.2602 | 4873.2398 | 4815.2578 | 4239.5166 | 4209.8052 | 4169.5858 | 3378.8015 | 3370.5784 | 3368.3896 | 2812.8224 | 2810.6336 | 2808.4447 | 2806.2943 | 2804.1054 | 2801.955 | 2208.9074 | 2206.7186 | 2204.6448 | 2202.456 | 2198.7874 | 2196.5985 | 0 | 0 | 0 | 0 | 0 | 0 | 0 | 0
|  |  |  | Debt size - calculated vs hardcoded - sensitized | 0 | 1 = calculated , 0 = hold debt size unchanged
|  |  |  | VAT facility active | 1 | 1 = yes, 0 = no
|  |  |  | VAT reclaimable | 1 | 1 = yes, 0 = no
|  |  |  | Total funding requirement for AIIB | 20431.096 | USD 000s
|  |  |  | AIIB amount | 20431.0959 | USD 000s
|  |  |  | AIIB balance drawdown | 0 | USD 000s
|  |  |  | AIIB balance drawdown | 0 | USD 000s
|  |  |  | Last construction period flag - monthly | 0 | flag | 1 | 0 | 0 | 0 | 0 | 0 | 0 | 0 | 0 | 0 | 0 | 0 | 0 | 0 | 0 | 0 | 0 | 0 | 0 | 0 | 0 | 0 | 0 | 0 | 0 | 0 | 0 | 0 | 0 | 0 | 0 | 0 | 0 | 0 | 0 | 0 | 0 | 0 | 0 | 0 | 0 | 0 | 0 | 0 | 0 | 0 | 0 | 0 | 0 | 1 | 0 | 0 | 0 | 0 | 0 | 0 | 0 | 0
|  |  |  | AIIB drawdown transferred to waterfall |  | USD 000s | 0 |  | 0 | 0 | 0 | 0 | 0 | 0 | 0 | 0 | 0 | 0 | 0 | 0 | 0 | 0 | 0 | 0 | 0 | 0 | 0 | 0 | 0 | 0 | 0 | 0 | 0 | 0 | 0 | 0 | 0 | 0 | 0 | 0 | 0 | 0 | 0 | 0 | 0 | 0 | 0 | 0 | 0 | 0 | 0 | 0 | 0 | 0 | 0 | 0 | 0 | 0 | 0 | 0 | 0 | 0 | 0 | 0
|  |  |  | Undrawn AIIB | 0 | USD 000s | 0 | 0 | 0 | 0 | 0 | 0 | 0 | 0 | 0 | 0 | 0 | 0 | 0 | 0 | 0 | 0 | 0 | 0 | 0 | 0 | 0 | 0 | 20431.0959 | 20431.0959 | 20431.0959 | 17744.6691 | 12199.1945 | 7836.2122 | 5881.7061 | 4931.2602 | 4873.2398 | 4815.2578 | 4239.5166 | 4209.8052 | 4169.5858 | 3378.8015 | 3370.5784 | 3368.3896 | 2812.8224 | 2810.6336 | 2808.4447 | 2806.2943 | 2804.1054 | 2801.955 | 2208.9074 | 2206.7186 | 2204.6448 | 2202.456 | 2198.7874 | 2196.5985 | 0 | 0 | 0 | 0 | 0 | 0 | 0 | 0
|  |  |  | Funding requirement for AIIB | 0 | USD 000s | 20431.096 | 0 | 0 | 0 | 0 | 0 | 0 | 0 | 0 | 0 | 0 | 0 | 0 | 0 | 0 | 0 | 0 | 0 | 0 | 0 | 0 | 0 | 0 | 0 | 2686.4267 | 5545.4746 | 4362.9823 | 1954.5061 | 950.4459 | 58.0204 | 57.9821 | 575.7411 | 29.7115 | 40.2194 | 790.7843 | 8.2231 | 2.1888 | 555.5672 | 2.1888 | 2.1888 | 2.1505 | 2.1888 | 2.1505 | 593.0476 | 2.1888 | 2.0738 | 2.1888 | 3.6686 | 2.1888 | 2196.5987 | 0 | 0 | 0 | 0 | 0 | 0 | 0 | 0
|  |  |  | AIIB drawdown transferred to waterfall | 0 | USD 000s | 0 | 0 | 0 | 0 | 0 | 0 | 0 | 0 | 0 | 0 | 0 | 0 | 0 | 0 | 0 | 0 | 0 | 0 | 0 | 0 | 0 | 0 | 0 | 0 | 0 | 0 | 0 | 0 | 0 | 0 | 0 | 0 | 0 | 0 | 0 | 0 | 0 | 0 | 0 | 0 | 0 | 0 | 0 | 0 | 0 | 0 | 0 | 0 | 0 | 0 | 0 | 0 | 0 | 0 | 0 | 0 | 0 | 0
|  |  |  | AIIB drawdown |  | USD 000s | 20431.0959 |  | 0 | 0 | 0 | 0 | 0 | 0 | 0 | 0 | 0 | 0 | 0 | 0 | 0 | 0 | 0 | 0 | 0 | 0 | 0 | 0 | 0 | 0 | 2686.4267 | 5545.4746 | 4362.9823 | 1954.5061 | 950.4459 | 58.0204 | 57.9821 | 575.7411 | 29.7115 | 40.2194 | 790.7843 | 8.2231 | 2.1888 | 555.5672 | 2.1888 | 2.1888 | 2.1505 | 2.1888 | 2.1505 | 593.0476 | 2.1888 | 2.0738 | 2.1888 | 3.6686 | 2.1888 | 2196.5985 | 0 | 0 | 0 | 0 | 0 | 0 | 0 | 0
|  |  |  | AIIB drawdown | 20431.0959 | USD 000s
|  |  |  | AIIB drawdown | 20431.0959 | USD 000s
|  |  |  | AIIB drawdown | 20431.0959 | USD 000s
|  |  |  | AIIB drawdown | 0 | USD 000s | 20431.0959 | 0 | 0 | 0 | 0 | 0 | 0 | 0 | 0 | 0 | 0 | 0 | 0 | 0 | 0 | 0 | 0 | 0 | 0 | 0 | 0 | 0 | 0 | 0 | 2686.4267 | 5545.4746 | 4362.9823 | 1954.5061 | 950.4459 | 58.0204 | 57.9821 | 575.7411 | 29.7115 | 40.2194 | 790.7843 | 8.2231 | 2.1888 | 555.5672 | 2.1888 | 2.1888 | 2.1505 | 2.1888 | 2.1505 | 593.0476 | 2.1888 | 2.0738 | 2.1888 | 3.6686 | 2.1888 | 2196.5985 | 0 | 0 | 0 | 0 | 0 | 0 | 0 | 0
|  |  |  | AIIB drawdown - neg for cost of debt |  | USD 000s | -20431.0959 |  | 0 | 0 | 0 | 0 | 0 | 0 | 0 | 0 | 0 | 0 | 0 | 0 | 0 | 0 | 0 | 0 | 0 | 0 | 0 | 0 | 0 | 0 | -2686.4267 | -5545.4746 | -4362.9823 | -1954.5061 | -950.4459 | -58.0204 | -57.9821 | -575.7411 | -29.7115 | -40.2194 | -790.7843 | -8.2231 | -2.1888 | -555.5672 | -2.1888 | -2.1888 | -2.1505 | -2.1888 | -2.1505 | -593.0476 | -2.1888 | -2.0738 | -2.1888 | -3.6686 | -2.1888 | -2196.5985 | 0 | 0 | 0 | 0 | 0 | 0 | 0 | 0
AIIB interest during construction
|  |  |  | Include SOFR on AIIB | 1 | 1 = yes, 0 = no
|  |  |  | 6M SOFR forward curve - construction period | 0% | % p.a. | 0% | 0% | 0% | 0% | 0% | 0% | 0% | 0% | 0% | 0% | 0% | 0% | 0% | 0% | 0% | 0% | 0% | 0% | 0% | 0% | 0% | 0% | 5.027% | 5.027% | 5.027% | 5.027% | 4.933% | 4.933% | 4.933% | 4.933% | 4.933% | 4.933% | 3.961% | 3.961% | 3.961% | 3.961% | 3.961% | 3.961% | 3.133% | 3.133% | 3.133% | 3.133% | 3.133% | 3.133% | 2.742% | 2.742% | 2.742% | 2.742% | 2.742% | 2.742% | 2.742% | 2.742% | 2.742% | 2.742% | 2.742% | 2.742% | 2.742% | 2.742%
|  |  |  | SOFR forward curve - construction period AIIB |  | % p.a. |  |  | 0% | 0% | 0% | 0% | 0% | 0% | 0% | 0% | 0% | 0% | 0% | 0% | 0% | 0% | 0% | 0% | 0% | 0% | 0% | 0% | 5.027% | 5.027% | 5.027% | 5.027% | 4.933% | 4.933% | 4.933% | 4.933% | 4.933% | 4.933% | 3.961% | 3.961% | 3.961% | 3.961% | 3.961% | 3.961% | 3.133% | 3.133% | 3.133% | 3.133% | 3.133% | 3.133% | 2.742% | 2.742% | 2.742% | 2.742% | 2.742% | 2.742% | 2.742% | 2.742% | 2.742% | 2.742% | 2.742% | 2.742% | 2.742% | 2.742%
|  |  |  | Senior debt hedging switch | 0 | 1 = input, 0 = notional based
|  |  |  | Debt size - calculated vs hardcoded - sensitized | 0 | 1 = calculated , 0 = hold debt size unchanged
|  |  |  | % of AIIB hedged during availability period | 92% | %
|  |  |  | Construction period flag - monthly | 0 | flag | 27 | 0 | 0 | 0 | 0 | 0 | 0 | 0 | 0 | 0 | 0 | 0 | 0 | 0 | 0 | 0 | 0 | 0 | 0 | 0 | 0 | 0 | 0 | 1 | 1 | 1 | 1 | 1 | 1 | 1 | 1 | 1 | 1 | 1 | 1 | 1 | 1 | 1 | 1 | 1 | 1 | 1 | 1 | 1 | 1 | 1 | 1 | 1 | 1 | 1 | 0 | 0 | 0 | 0 | 0 | 0 | 0 | 0
|  |  |  | AIIB hedged debt during construction - cashsweep case | 0% | % | 0% | 0% | 0% | 0% | 0% | 0% | 0% | 0% | 0% | 0% | 0% | 0% | 0% | 0% | 0% | 0% | 0% | 0% | 0% | 0% | 0% | 0% | 0% | 0% | 0% | 92% | 92% | 92% | 92% | 92% | 92% | 92% | 92% | 92% | 92% | 92% | 92% | 92% | 92% | 92% | 92% | 92% | 92% | 92% | 92% | 92% | 92% | 92% | 92% | 92% | 0% | 0% | 0% | 0% | 0% | 0% | 0% | 0% | 0% | 0% | 0% | 0% | 0% | 0% | 0% | 0% | 0% | 0% | 0% | 0% | 0% | 0% | 0% | 0% | 0% | 0% | 0% | 0% | 0% | 0% | 0% | 0% | 0% | 0% | 0% | 0% | 0% | 0% | 0% | 0% | 0% | 0% | 0% | 0% | 0% | 0% | 0% | 0% | 0% | 0% | 0%
|  |  |  | AIIB hedged debt during construction | 0% | % | 0% | 0% | 0% | 0% | 0% | 0% | 0% | 0% | 0% | 0% | 0% | 0% | 0% | 0% | 0% | 0% | 0% | 0% | 0% | 0% | 0% | 0% | 0% | 0% | 0% | 0% | 95.19% | 62.22% | 53.86% | 50.56% | 50.37% | 50.18% | 93.41% | 93.24% | 93.01% | 88.7% | 88.66% | 88.64% | 93.27% | 93.26% | 93.24% | 93.23% | 93.22% | 93.21% | 93.19% | 93.18% | 93.17% | 93.16% | 93.14% | 93.13% | 0% | 0% | 0% | 0% | 0% | 0% | 0% | 0%
|  |  |  | AIIB hedging % during construction |  | % |  |  | 0% | 0% | 0% | 0% | 0% | 0% | 0% | 0% | 0% | 0% | 0% | 0% | 0% | 0% | 0% | 0% | 0% | 0% | 0% | 0% | 0% | 0% | 0% | 0% | 95.19% | 62.22% | 53.86% | 50.56% | 50.37% | 50.18% | 93.41% | 93.24% | 93.01% | 88.7% | 88.66% | 88.64% | 93.27% | 93.26% | 93.24% | 93.23% | 93.22% | 93.21% | 93.19% | 93.18% | 93.17% | 93.16% | 93.14% | 93.13% | 0% | 0% | 0% | 0% | 0% | 0% | 0% | 0% | 0% | 0% | 0% | 0% | 0% | 0% | 0% | 0% | 0% | 0% | 0% | 0% | 0% | 0% | 0% | 0% | 0% | 0% | 0% | 0% | 0% | 0% | 0% | 0% | 0% | 0% | 0% | 0% | 0% | 0% | 0% | 0% | 0% | 0% | 0% | 0% | 0% | 0% | 0% | 0% | 0% | 0% | 0%
|  |  |  | AIIB Swap rate - construction period | 3.228% | % p.a.
|  |  |  | EBL + Senior debt swap rate - sensitivity | 0% | % p.a.
|  |  |  | AIIB Swap rate credit margin | 0.27% | % p.a.
|  |  |  | AIIB margin during availability period | 2.9% | % p.a.
|  |  |  | AIIB loan margin - sensitivity | 0% | % p.a.
|  |  |  | AIIB hedging % during construction | 0% | % | 0% | 0% | 0% | 0% | 0% | 0% | 0% | 0% | 0% | 0% | 0% | 0% | 0% | 0% | 0% | 0% | 0% | 0% | 0% | 0% | 0% | 0% | 0% | 0% | 0% | 0% | 95.19% | 62.22% | 53.86% | 50.56% | 50.37% | 50.18% | 93.41% | 93.24% | 93.01% | 88.7% | 88.66% | 88.64% | 93.27% | 93.26% | 93.24% | 93.23% | 93.22% | 93.21% | 93.19% | 93.18% | 93.17% | 93.16% | 93.14% | 93.13% | 0% | 0% | 0% | 0% | 0% | 0% | 0% | 0%
|  |  |  | SOFR forward curve - construction period AIIB | 0% | % p.a. | 0% | 0% | 0% | 0% | 0% | 0% | 0% | 0% | 0% | 0% | 0% | 0% | 0% | 0% | 0% | 0% | 0% | 0% | 0% | 0% | 0% | 0% | 5.027% | 5.027% | 5.027% | 5.027% | 4.933% | 4.933% | 4.933% | 4.933% | 4.933% | 4.933% | 3.961% | 3.961% | 3.961% | 3.961% | 3.961% | 3.961% | 3.133% | 3.133% | 3.133% | 3.133% | 3.133% | 3.133% | 2.742% | 2.742% | 2.742% | 2.742% | 2.742% | 2.742% | 2.742% | 2.742% | 2.742% | 2.742% | 2.742% | 2.742% | 2.742% | 2.742%
|  |  |  | Construction period flag - monthly | 0 | flag | 27 | 0 | 0 | 0 | 0 | 0 | 0 | 0 | 0 | 0 | 0 | 0 | 0 | 0 | 0 | 0 | 0 | 0 | 0 | 0 | 0 | 0 | 0 | 1 | 1 | 1 | 1 | 1 | 1 | 1 | 1 | 1 | 1 | 1 | 1 | 1 | 1 | 1 | 1 | 1 | 1 | 1 | 1 | 1 | 1 | 1 | 1 | 1 | 1 | 1 | 0 | 0 | 0 | 0 | 0 | 0 | 0 | 0
|  |  |  | Annual AIIB interest rate |  | % p.a. |  |  | 0% | 0% | 0% | 0% | 0% | 0% | 0% | 0% | 0% | 0% | 0% | 0% | 0% | 0% | 0% | 0% | 0% | 0% | 0% | 0% | 0% | 7.927% | 7.927% | 7.927% | 6.467% | 6.94% | 7.06% | 7.107% | 7.11% | 7.113% | 6.428% | 6.429% | 6.43% | 6.45% | 6.45% | 6.451% | 6.373% | 6.373% | 6.373% | 6.373% | 6.373% | 6.373% | 6.346% | 6.346% | 6.346% | 6.346% | 6.346% | 6.346% | 0% | 0% | 0% | 0% | 0% | 0% | 0% | 0%
|  |  |  | Senior debt day count convention | 360 | days
|  |  |  | Annual AIIB interest rate | 0 | % p.a. | 0 | 0 | 0% | 0% | 0% | 0% | 0% | 0% | 0% | 0% | 0% | 0% | 0% | 0% | 0% | 0% | 0% | 0% | 0% | 0% | 0% | 0% | 0% | 7.927% | 7.927% | 7.927% | 6.467% | 6.94% | 7.06% | 7.107% | 7.11% | 7.113% | 6.428% | 6.429% | 6.43% | 6.45% | 6.45% | 6.451% | 6.373% | 6.373% | 6.373% | 6.373% | 6.373% | 6.373% | 6.346% | 6.346% | 6.346% | 6.346% | 6.346% | 6.346% | 0% | 0% | 0% | 0% | 0% | 0% | 0% | 0%
|  |  |  | Days in period - construction | 0 | days | 0 | 0 | 31 | 31 | 30 | 31 | 30 | 31 | 31 | 28 | 31 | 30 | 31 | 30 | 31 | 31 | 30 | 31 | 30 | 31 | 31 | 28 | 31 | 30 | 31 | 30 | 31 | 31 | 30 | 31 | 30 | 31 | 31 | 29 | 31 | 30 | 31 | 30 | 31 | 31 | 30 | 31 | 30 | 31 | 31 | 28 | 31 | 30 | 31 | 30 | 31 | 31 | 30 | 31 | 30 | 31 | 31 | 28
|  |  |  | Construction period flag - monthly | 0 | flag | 27 | 0 | 0 | 0 | 0 | 0 | 0 | 0 | 0 | 0 | 0 | 0 | 0 | 0 | 0 | 0 | 0 | 0 | 0 | 0 | 0 | 0 | 0 | 1 | 1 | 1 | 1 | 1 | 1 | 1 | 1 | 1 | 1 | 1 | 1 | 1 | 1 | 1 | 1 | 1 | 1 | 1 | 1 | 1 | 1 | 1 | 1 | 1 | 1 | 1 | 0 | 0 | 0 | 0 | 0 | 0 | 0 | 0
|  |  |  | AIIB availability period interest rate |  | % |  |  | 0% | 0% | 0% | 0% | 0% | 0% | 0% | 0% | 0% | 0% | 0% | 0% | 0% | 0% | 0% | 0% | 0% | 0% | 0% | 0% | 0% | 0.6606% | 0.6826% | 0.6606% | 0.5569% | 0.5976% | 0.5883% | 0.612% | 0.5925% | 0.6125% | 0.5536% | 0.5179% | 0.5537% | 0.5375% | 0.5555% | 0.5375% | 0.5488% | 0.5488% | 0.5311% | 0.5488% | 0.5311% | 0.5488% | 0.5465% | 0.4936% | 0.5465% | 0.5289% | 0.5465% | 0.5288% | 0% | 0% | 0% | 0% | 0% | 0% | 0% | 0%
|  |  |  | AIIB availability period interest rate | 0 | % | 0 | 0 | 0% | 0% | 0% | 0% | 0% | 0% | 0% | 0% | 0% | 0% | 0% | 0% | 0% | 0% | 0% | 0% | 0% | 0% | 0% | 0% | 0% | 0.6606% | 0.6826% | 0.6606% | 0.5569% | 0.5976% | 0.5883% | 0.612% | 0.5925% | 0.6125% | 0.5536% | 0.5179% | 0.5537% | 0.5375% | 0.5555% | 0.5375% | 0.5488% | 0.5488% | 0.5311% | 0.5488% | 0.5311% | 0.5488% | 0.5465% | 0.4936% | 0.5465% | 0.5289% | 0.5465% | 0.5288% | 0% | 0% | 0% | 0% | 0% | 0% | 0% | 0%
|  |  |  | AIIB availability period balance BEG | 0 | USD 000s | 0 | 0 | 0 | 0 | 0 | 0 | 0 | 0 | 0 | 0 | 0 | 0 | 0 | 0 | 0 | 0 | 0 | 0 | 0 | 0 | 0 | 0 | 0 | 0 | 0 | 2686.4267 | 8231.9014 | 12594.8837 | 14549.3898 | 15499.8357 | 15557.8561 | 15615.8381 | 16191.5792 | 16221.2907 | 16261.5101 | 17052.2944 | 17060.5175 | 17062.7063 | 17618.2735 | 17620.4623 | 17622.6511 | 17624.8016 | 17626.9904 | 17629.1409 | 18222.1885 | 18224.3773 | 18226.4511 | 18228.6399 | 18232.3085 | 18234.4973 | 0 | 0 | 0 | 0 | 0 | 0 | 0 | 0
|  |  |  | Construction period flag - monthly | 0 | flag | 27 | 0 | 0 | 0 | 0 | 0 | 0 | 0 | 0 | 0 | 0 | 0 | 0 | 0 | 0 | 0 | 0 | 0 | 0 | 0 | 0 | 0 | 0 | 1 | 1 | 1 | 1 | 1 | 1 | 1 | 1 | 1 | 1 | 1 | 1 | 1 | 1 | 1 | 1 | 1 | 1 | 1 | 1 | 1 | 1 | 1 | 1 | 1 | 1 | 1 | 0 | 0 | 0 | 0 | 0 | 0 | 0 | 0
|  |  |  | AIIB debt interest - accrued |  | USD 000s | 2204.6732 |  | 0 | 0 | 0 | 0 | 0 | 0 | 0 | 0 | 0 | 0 | 0 | 0 | 0 | 0 | 0 | 0 | 0 | 0 | 0 | 0 | 0 | 0 | 0 | 17.7457 | 45.8415 | 75.2688 | 85.5982 | 94.862 | 92.1807 | 95.6444 | 89.6306 | 84.0122 | 90.0437 | 91.6602 | 94.7641 | 91.7197 | 96.693 | 96.7043 | 93.5958 | 96.7269 | 93.6176 | 96.7494 | 99.5848 | 89.9571 | 99.6055 | 96.4027 | 99.6339 | 96.4302 | 0 | 0 | 0 | 0 | 0 | 0 | 0 | 0
|  |  |  | AIIB debt interest payable balance BEG | 0 | USD 000s | 0 | 0 | 0 | 0 | 0 | 0 | 0 | 0 | 0 | 0 | 0 | 0 | 0 | 0 | 0 | 0 | 0 | 0 | 0 | 0 | 0 | 0 | 0 | 0 | 0 | 0 | 0 | 45.8415 | 121.1103 | 206.7085 | 301.5705 | 393.7512 | 0 | 89.6306 | 173.6427 | 263.6865 | 355.3466 | 450.1107 | 0 | 96.693 | 193.3973 | 286.9931 | 383.72 | 477.3376 | 0 | 99.5848 | 189.5419 | 289.1474 | 385.5501 | 485.184 | 0 | 0 | 0 | 0 | 0 | 0 | 0 | 0
|  |  |  | AIIB debt interest - accrued | 0 | USD 000s | 2204.6732 | 0 | 0 | 0 | 0 | 0 | 0 | 0 | 0 | 0 | 0 | 0 | 0 | 0 | 0 | 0 | 0 | 0 | 0 | 0 | 0 | 0 | 0 | 0 | 0 | 17.7457 | 45.8415 | 75.2688 | 85.5982 | 94.862 | 92.1807 | 95.6444 | 89.6306 | 84.0122 | 90.0437 | 91.6602 | 94.7641 | 91.7197 | 96.693 | 96.7043 | 93.5958 | 96.7269 | 93.6176 | 96.7494 | 99.5848 | 89.9571 | 99.6055 | 96.4027 | 99.6339 | 96.4302 | 0 | 0 | 0 | 0 | 0 | 0 | 0 | 0
|  |  |  | Senior debt interest payment frequency flag - stub adjustment | 0 | 0 | 0 | 0 | 0 | 0 | 0 | 0 | 0 | 0 | 0 | 0 | 0 | 0 | 0 | 0 | 0 | 0 | 0 | 0 | 0 | 0 | 0 | 0 | 0 | 0 | 0 | 1 | 0 | 0 | 0 | 0 | 0 | 1 | 0 | 0 | 0 | 0 | 0 | 1 | 0 | 0 | 0 | 0 | 0 | 1 | 0 | 0 | 0 | 0 | 0 | 1 | 0 | 0 | 0 | 0 | 0 | 0 | 0 | 0
|  |  |  | Last construction period flag - monthly | 0 | flag | 1 | 0 | 0 | 0 | 0 | 0 | 0 | 0 | 0 | 0 | 0 | 0 | 0 | 0 | 0 | 0 | 0 | 0 | 0 | 0 | 0 | 0 | 0 | 0 | 0 | 0 | 0 | 0 | 0 | 0 | 0 | 0 | 0 | 0 | 0 | 0 | 0 | 0 | 0 | 0 | 0 | 0 | 0 | 0 | 0 | 0 | 0 | 0 | 0 | 1 | 0 | 0 | 0 | 0 | 0 | 0 | 0 | 0
|  |  |  | AIIB Loan debt interest - paid |  | USD 000s | 2204.6732 |  | 0 | 0 | 0 | 0 | 0 | 0 | 0 | 0 | 0 | 0 | 0 | 0 | 0 | 0 | 0 | 0 | 0 | 0 | 0 | 0 | 0 | 0 | 0 | 17.7457 | 0 | 0 | 0 | 0 | 0 | 489.3957 | 0 | 0 | 0 | 0 | 0 | 541.8304 | 0 | 0 | 0 | 0 | 0 | 574.087 | 0 | 0 | 0 | 0 | 0 | 581.6143 | 0 | 0 | 0 | 0 | 0 | 0 | 0 | 0
|  |  |  | AIIB debt interest payable balance BEG |  | USD 000s |  |  | 0 | 0 | 0 | 0 | 0 | 0 | 0 | 0 | 0 | 0 | 0 | 0 | 0 | 0 | 0 | 0 | 0 | 0 | 0 | 0 | 0 | 0 | 0 | 0 | 0 | 45.8415 | 121.1103 | 206.7085 | 301.5705 | 393.7512 | 0 | 89.6306 | 173.6427 | 263.6865 | 355.3466 | 450.1107 | 0 | 96.693 | 193.3973 | 286.9931 | 383.72 | 477.3376 | 0 | 99.5848 | 189.5419 | 289.1474 | 385.5501 | 485.184 | 0 | 0 | 0 | 0 | 0 | 0 | 0 | 0
|  |  |  | AIIB debt interest - accrued | 0 | USD 000s | 2204.6732 | 0 | 0 | 0 | 0 | 0 | 0 | 0 | 0 | 0 | 0 | 0 | 0 | 0 | 0 | 0 | 0 | 0 | 0 | 0 | 0 | 0 | 0 | 0 | 0 | 17.7457 | 45.8415 | 75.2688 | 85.5982 | 94.862 | 92.1807 | 95.6444 | 89.6306 | 84.0122 | 90.0437 | 91.6602 | 94.7641 | 91.7197 | 96.693 | 96.7043 | 93.5958 | 96.7269 | 93.6176 | 96.7494 | 99.5848 | 89.9571 | 99.6055 | 96.4027 | 99.6339 | 96.4302 | 0 | 0 | 0 | 0 | 0 | 0 | 0 | 0
|  |  |  | AIIB Loan debt interest - paid | 0 | USD 000s | 2204.6732 | 0 | 0 | 0 | 0 | 0 | 0 | 0 | 0 | 0 | 0 | 0 | 0 | 0 | 0 | 0 | 0 | 0 | 0 | 0 | 0 | 0 | 0 | 0 | 0 | 17.7457 | 0 | 0 | 0 | 0 | 0 | 489.3957 | 0 | 0 | 0 | 0 | 0 | 541.8304 | 0 | 0 | 0 | 0 | 0 | 574.087 | 0 | 0 | 0 | 0 | 0 | 581.6143 | 0 | 0 | 0 | 0 | 0 | 0 | 0 | 0
|  |  |  | AIIB debt interest payable balance |  | USD 000s |  |  | 0 | 0 | 0 | 0 | 0 | 0 | 0 | 0 | 0 | 0 | 0 | 0 | 0 | 0 | 0 | 0 | 0 | 0 | 0 | 0 | 0 | 0 | 0 | 0 | 45.8415 | 121.1103 | 206.7085 | 301.5705 | 393.7512 | 0 | 89.6306 | 173.6427 | 263.6865 | 355.3466 | 450.1107 | 0 | 96.693 | 193.3973 | 286.9931 | 383.72 | 477.3376 | 0 | 99.5848 | 189.5419 | 289.1474 | 385.5501 | 485.184 | 0 | 0 | 0 | 0 | 0 | 0 | 0 | 0 | 0
AIIB commitment fee
|  |  |  | AIIB drawdown | 20431.0959 | USD 000s
|  |  |  | AIIB availability period balance BEG | 0 | USD 000s | 0 | 0 | 0 | 0 | 0 | 0 | 0 | 0 | 0 | 0 | 0 | 0 | 0 | 0 | 0 | 0 | 0 | 0 | 0 | 0 | 0 | 0 | 0 | 0 | 0 | 2686.4267 | 8231.9014 | 12594.8837 | 14549.3898 | 15499.8357 | 15557.8561 | 15615.8381 | 16191.5792 | 16221.2907 | 16261.5101 | 17052.2944 | 17060.5175 | 17062.7063 | 17618.2735 | 17620.4623 | 17622.6511 | 17624.8016 | 17626.9904 | 17629.1409 | 18222.1885 | 18224.3773 | 18226.4511 | 18228.6399 | 18232.3085 | 18234.4973 | 0 | 0 | 0 | 0 | 0 | 0 | 0 | 0
|  |  |  | Construction period flag - monthly | 0 | flag | 27 | 0 | 0 | 0 | 0 | 0 | 0 | 0 | 0 | 0 | 0 | 0 | 0 | 0 | 0 | 0 | 0 | 0 | 0 | 0 | 0 | 0 | 0 | 1 | 1 | 1 | 1 | 1 | 1 | 1 | 1 | 1 | 1 | 1 | 1 | 1 | 1 | 1 | 1 | 1 | 1 | 1 | 1 | 1 | 1 | 1 | 1 | 1 | 1 | 1 | 0 | 0 | 0 | 0 | 0 | 0 | 0 | 0
|  |  |  | AIIB undrawn balance |  | USD 000s |  |  | 0 | 0 | 0 | 0 | 0 | 0 | 0 | 0 | 0 | 0 | 0 | 0 | 0 | 0 | 0 | 0 | 0 | 0 | 0 | 0 | 0 | 20431.0959 | 20431.0959 | 17744.6691 | 12199.1945 | 7836.2122 | 5881.7061 | 4931.2602 | 4873.2398 | 4815.2578 | 4239.5166 | 4209.8052 | 4169.5858 | 3378.8015 | 3370.5784 | 3368.3896 | 2812.8224 | 2810.6336 | 2808.4447 | 2806.2943 | 2804.1054 | 2801.955 | 2208.9074 | 2206.7186 | 2204.6448 | 2202.456 | 2198.7874 | 2196.5985 | 0 | 0 | 0 | 0 | 0 | 0 | 0 | 0
|  |  |  | AIIB commitment fee | 1% | % p.a.
|  |  |  | Senior debt day count convention | 360 | days
|  |  |  | Days in period - construction | 0 | days | 0 | 0 | 31 | 31 | 30 | 31 | 30 | 31 | 31 | 28 | 31 | 30 | 31 | 30 | 31 | 31 | 30 | 31 | 30 | 31 | 31 | 28 | 31 | 30 | 31 | 30 | 31 | 31 | 30 | 31 | 30 | 31 | 31 | 29 | 31 | 30 | 31 | 30 | 31 | 31 | 30 | 31 | 30 | 31 | 31 | 28 | 31 | 30 | 31 | 30 | 31 | 31 | 30 | 31 | 30 | 31 | 31 | 28
|  |  |  | AIIB undrawn balance | 0 | USD 000s | 0 | 0 | 0 | 0 | 0 | 0 | 0 | 0 | 0 | 0 | 0 | 0 | 0 | 0 | 0 | 0 | 0 | 0 | 0 | 0 | 0 | 0 | 0 | 20431.0959 | 20431.0959 | 17744.6691 | 12199.1945 | 7836.2122 | 5881.7061 | 4931.2602 | 4873.2398 | 4815.2578 | 4239.5166 | 4209.8052 | 4169.5858 | 3378.8015 | 3370.5784 | 3368.3896 | 2812.8224 | 2810.6336 | 2808.4447 | 2806.2943 | 2804.1054 | 2801.955 | 2208.9074 | 2206.7186 | 2204.6448 | 2202.456 | 2198.7874 | 2196.5985 | 0 | 0 | 0 | 0 | 0 | 0 | 0 | 0
|  |  |  | Construction period flag - monthly | 0 | flag | 27 | 0 | 0 | 0 | 0 | 0 | 0 | 0 | 0 | 0 | 0 | 0 | 0 | 0 | 0 | 0 | 0 | 0 | 0 | 0 | 0 | 0 | 0 | 1 | 1 | 1 | 1 | 1 | 1 | 1 | 1 | 1 | 1 | 1 | 1 | 1 | 1 | 1 | 1 | 1 | 1 | 1 | 1 | 1 | 1 | 1 | 1 | 1 | 1 | 1 | 0 | 0 | 0 | 0 | 0 | 0 | 0 | 0
|  |  |  | AIIB commitment fee - accrued |  | USD 000s | 128.5971 |  | 0 | 0 | 0 | 0 | 0 | 0 | 0 | 0 | 0 | 0 | 0 | 0 | 0 | 0 | 0 | 0 | 0 | 0 | 0 | 0 | 0 | 17.0259 | 17.5934 | 14.7872 | 10.5049 | 6.7478 | 4.9014 | 4.2464 | 4.061 | 4.1465 | 3.6507 | 3.3912 | 3.5905 | 2.8157 | 2.9024 | 2.807 | 2.4222 | 2.4203 | 2.3404 | 2.4165 | 2.3368 | 2.4128 | 1.9021 | 1.7163 | 1.8984 | 1.8354 | 1.8934 | 1.8305 | 0 | 0 | 0 | 0 | 0 | 0 | 0 | 0
|  |  |  | AIIB debt commitment fee payable balance BEG | 0 | USD 000s | 0 | 0 | 0 | 0 | 0 | 0 | 0 | 0 | 0 | 0 | 0 | 0 | 0 | 0 | 0 | 0 | 0 | 0 | 0 | 0 | 0 | 0 | 0 | 0 | 17.0259 | 34.6194 | 0 | 10.5049 | 17.2527 | 22.1541 | 26.4005 | 30.4615 | 0 | 3.6507 | 7.0419 | 10.6324 | 13.4481 | 16.3505 | 0 | 2.4222 | 4.8424 | 7.1828 | 9.5993 | 11.9361 | 0 | 1.9021 | 3.6185 | 5.5169 | 7.3523 | 9.2457 | 0 | 0 | 0 | 0 | 0 | 0 | 0 | 0
|  |  |  | AIIB commitment fee - accrued | 0 | USD 000s | 128.5971 | 0 | 0 | 0 | 0 | 0 | 0 | 0 | 0 | 0 | 0 | 0 | 0 | 0 | 0 | 0 | 0 | 0 | 0 | 0 | 0 | 0 | 0 | 17.0259 | 17.5934 | 14.7872 | 10.5049 | 6.7478 | 4.9014 | 4.2464 | 4.061 | 4.1465 | 3.6507 | 3.3912 | 3.5905 | 2.8157 | 2.9024 | 2.807 | 2.4222 | 2.4203 | 2.3404 | 2.4165 | 2.3368 | 2.4128 | 1.9021 | 1.7163 | 1.8984 | 1.8354 | 1.8934 | 1.8305 | 0 | 0 | 0 | 0 | 0 | 0 | 0 | 0
|  |  |  | Senior debt interest payment frequency flag - stub adjustment | 0 | 0 | 0 | 0 | 0 | 0 | 0 | 0 | 0 | 0 | 0 | 0 | 0 | 0 | 0 | 0 | 0 | 0 | 0 | 0 | 0 | 0 | 0 | 0 | 0 | 0 | 0 | 1 | 0 | 0 | 0 | 0 | 0 | 1 | 0 | 0 | 0 | 0 | 0 | 1 | 0 | 0 | 0 | 0 | 0 | 1 | 0 | 0 | 0 | 0 | 0 | 1 | 0 | 0 | 0 | 0 | 0 | 0 | 0 | 0
|  |  |  | Last construction period flag - monthly | 0 | flag | 1 | 0 | 0 | 0 | 0 | 0 | 0 | 0 | 0 | 0 | 0 | 0 | 0 | 0 | 0 | 0 | 0 | 0 | 0 | 0 | 0 | 0 | 0 | 0 | 0 | 0 | 0 | 0 | 0 | 0 | 0 | 0 | 0 | 0 | 0 | 0 | 0 | 0 | 0 | 0 | 0 | 0 | 0 | 0 | 0 | 0 | 0 | 0 | 0 | 1 | 0 | 0 | 0 | 0 | 0 | 0 | 0 | 0
|  |  |  | AIIB Loan commitment fee - paid |  | USD 000s | 128.5971 |  | 0 | 0 | 0 | 0 | 0 | 0 | 0 | 0 | 0 | 0 | 0 | 0 | 0 | 0 | 0 | 0 | 0 | 0 | 0 | 0 | 0 | 0 | 0 | 49.4066 | 0 | 0 | 0 | 0 | 0 | 34.608 | 0 | 0 | 0 | 0 | 0 | 19.1575 | 0 | 0 | 0 | 0 | 0 | 14.3489 | 0 | 0 | 0 | 0 | 0 | 11.0762 | 0 | 0 | 0 | 0 | 0 | 0 | 0 | 0
|  |  |  | AIIB debt commitment fee payable balance BEG |  | USD 000s |  |  | 0 | 0 | 0 | 0 | 0 | 0 | 0 | 0 | 0 | 0 | 0 | 0 | 0 | 0 | 0 | 0 | 0 | 0 | 0 | 0 | 0 | 0 | 17.0259 | 34.6194 | 0 | 10.5049 | 17.2527 | 22.1541 | 26.4005 | 30.4615 | 0 | 3.6507 | 7.0419 | 10.6324 | 13.4481 | 16.3505 | 0 | 2.4222 | 4.8424 | 7.1828 | 9.5993 | 11.9361 | 0 | 1.9021 | 3.6185 | 5.5169 | 7.3523 | 9.2457 | 0 | 0 | 0 | 0 | 0 | 0 | 0 | 0
|  |  |  | AIIB commitment fee - accrued | 0 | USD 000s | 128.5971 | 0 | 0 | 0 | 0 | 0 | 0 | 0 | 0 | 0 | 0 | 0 | 0 | 0 | 0 | 0 | 0 | 0 | 0 | 0 | 0 | 0 | 0 | 17.0259 | 17.5934 | 14.7872 | 10.5049 | 6.7478 | 4.9014 | 4.2464 | 4.061 | 4.1465 | 3.6507 | 3.3912 | 3.5905 | 2.8157 | 2.9024 | 2.807 | 2.4222 | 2.4203 | 2.3404 | 2.4165 | 2.3368 | 2.4128 | 1.9021 | 1.7163 | 1.8984 | 1.8354 | 1.8934 | 1.8305 | 0 | 0 | 0 | 0 | 0 | 0 | 0 | 0
|  |  |  | AIIB Loan commitment fee - paid | 0 | USD 000s | 128.5971 | 0 | 0 | 0 | 0 | 0 | 0 | 0 | 0 | 0 | 0 | 0 | 0 | 0 | 0 | 0 | 0 | 0 | 0 | 0 | 0 | 0 | 0 | 0 | 0 | 49.4066 | 0 | 0 | 0 | 0 | 0 | 34.608 | 0 | 0 | 0 | 0 | 0 | 19.1575 | 0 | 0 | 0 | 0 | 0 | 14.3489 | 0 | 0 | 0 | 0 | 0 | 11.0762 | 0 | 0 | 0 | 0 | 0 | 0 | 0 | 0
|  |  |  | AIIB debt commitment fee payable balance |  | USD 000s |  |  | 0 | 0 | 0 | 0 | 0 | 0 | 0 | 0 | 0 | 0 | 0 | 0 | 0 | 0 | 0 | 0 | 0 | 0 | 0 | 0 | 0 | 17.0259 | 34.6194 | 0 | 10.5049 | 17.2527 | 22.1541 | 26.4005 | 30.4615 | 0 | 3.6507 | 7.0419 | 10.6324 | 13.4481 | 16.3505 | 0 | 2.4222 | 4.8424 | 7.1828 | 9.5993 | 11.9361 | 0 | 1.9021 | 3.6185 | 5.5169 | 7.3523 | 9.2457 | 0 | 0 | 0 | 0 | 0 | 0 | 0 | 0 | 0
AIIB upfront fees
|  |  |  | AIIB upfront fee | 1% | %
|  |  |  | AIIB debt commitment | 20664.146 | USD 000s
|  |  |  | Financial close date flag - construction | 0 | flag | 1 | 0 | 0 | 0 | 0 | 0 | 0 | 0 | 0 | 0 | 0 | 0 | 0 | 0 | 0 | 0 | 0 | 0 | 0 | 0 | 0 | 0 | 1 | 0 | 0 | 0 | 0 | 0 | 0 | 0 | 0 | 0 | 0 | 0 | 0 | 0 | 0 | 0 | 0 | 0 | 0 | 0 | 0 | 0 | 0 | 0 | 0 | 0 | 0 | 0 | 0 | 0 | 0 | 0 | 0 | 0 | 0 | 0
|  |  |  | AIIB upfront fee |  | USD 000s | 206.6415 |  | 0 | 0 | 0 | 0 | 0 | 0 | 0 | 0 | 0 | 0 | 0 | 0 | 0 | 0 | 0 | 0 | 0 | 0 | 0 | 0 | 206.6415 | 0 | 0 | 0 | 0 | 0 | 0 | 0 | 0 | 0 | 0 | 0 | 0 | 0 | 0 | 0 | 0 | 0 | 0 | 0 | 0 | 0 | 0 | 0 | 0 | 0 | 0 | 0 | 0 | 0 | 0 | 0 | 0 | 0 | 0 | 0
|  |  |  | AIIB upfront fee | 0 | USD 000s | 206.6415 | 0 | 0 | 0 | 0 | 0 | 0 | 0 | 0 | 0 | 0 | 0 | 0 | 0 | 0 | 0 | 0 | 0 | 0 | 0 | 0 | 0 | 206.6415 | 0 | 0 | 0 | 0 | 0 | 0 | 0 | 0 | 0 | 0 | 0 | 0 | 0 | 0 | 0 | 0 | 0 | 0 | 0 | 0 | 0 | 0 | 0 | 0 | 0 | 0 | 0 | 0 | 0 | 0 | 0 | 0 | 0 | 0 | 0
|  |  |  | AIIB upfront fee |  | USD 000s | 206.6415 |  | 0 | 0 | 0 | 0 | 0 | 0 | 0 | 0 | 0 | 0 | 0 | 0 | 0 | 0 | 0 | 0 | 0 | 0 | 0 | 0 | 206.6415 | 0 | 0 | 0 | 0 | 0 | 0 | 0 | 0 | 0 | 0 | 0 | 0 | 0 | 0 | 0 | 0 | 0 | 0 | 0 | 0 | 0 | 0 | 0 | 0 | 0 | 0 | 0 | 0 | 0 | 0 | 0 | 0 | 0 | 0 | 0
|  |  |  | AIIB availability period balance BEG | 0 | USD 000s | 0 | 0 | 0 | 0 | 0 | 0 | 0 | 0 | 0 | 0 | 0 | 0 | 0 | 0 | 0 | 0 | 0 | 0 | 0 | 0 | 0 | 0 | 0 | 0 | 0 | 2686.4267 | 8231.9014 | 12594.8837 | 14549.3898 | 15499.8357 | 15557.8561 | 15615.8381 | 16191.5792 | 16221.2907 | 16261.5101 | 17052.2944 | 17060.5175 | 17062.7063 | 17618.2735 | 17620.4623 | 17622.6511 | 17624.8016 | 17626.9904 | 17629.1409 | 18222.1885 | 18224.3773 | 18226.4511 | 18228.6399 | 18232.3085 | 18234.4973 | 0 | 0 | 0 | 0 | 0 | 0 | 0 | 0
|  |  |  | AIIB drawdown | 0 | USD 000s | 20431.0959 | 0 | 0 | 0 | 0 | 0 | 0 | 0 | 0 | 0 | 0 | 0 | 0 | 0 | 0 | 0 | 0 | 0 | 0 | 0 | 0 | 0 | 0 | 0 | 2686.4267 | 5545.4746 | 4362.9823 | 1954.5061 | 950.4459 | 58.0204 | 57.9821 | 575.7411 | 29.7115 | 40.2194 | 790.7843 | 8.2231 | 2.1888 | 555.5672 | 2.1888 | 2.1888 | 2.1505 | 2.1888 | 2.1505 | 593.0476 | 2.1888 | 2.0738 | 2.1888 | 3.6686 | 2.1888 | 2196.5985 | 0 | 0 | 0 | 0 | 0 | 0 | 0 | 0
|  |  |  | Last construction period flag - monthly | 0 | flag | 1 | 0 | 0 | 0 | 0 | 0 | 0 | 0 | 0 | 0 | 0 | 0 | 0 | 0 | 0 | 0 | 0 | 0 | 0 | 0 | 0 | 0 | 0 | 0 | 0 | 0 | 0 | 0 | 0 | 0 | 0 | 0 | 0 | 0 | 0 | 0 | 0 | 0 | 0 | 0 | 0 | 0 | 0 | 0 | 0 | 0 | 0 | 0 | 0 | 1 | 0 | 0 | 0 | 0 | 0 | 0 | 0 | 0
|  |  |  | AIIB construction end balance |  | USD 000s | 20431.0959 |  | 0 | 0 | 0 | 0 | 0 | 0 | 0 | 0 | 0 | 0 | 0 | 0 | 0 | 0 | 0 | 0 | 0 | 0 | 0 | 0 | 0 | 0 | 0 | 0 | 0 | 0 | 0 | 0 | 0 | 0 | 0 | 0 | 0 | 0 | 0 | 0 | 0 | 0 | 0 | 0 | 0 | 0 | 0 | 0 | 0 | 0 | 0 | 20431.0959 | 0 | 0 | 0 | 0 | 0 | 0 | 0 | 0
|  |  |  | AIIB construction end amount - calculated | 20431.0959 | USD 000s
|  |  |  | Use calculated or fixed funding amounts? | 2 | 1 = calculated, 2 = fixed
|  |  |  | AIIB construction end amount - calculated | 20431.0959 | USD 000s
|  |  |  | AIIB Loan construction end amount - Base Case - Historic | 20431.0959 | USD 000s
|  |  |  | AIIB construction end amount | 20431.0959 | USD 000s
AIIB debt sizing alert
|  |  |  | AIIB maximum debt size | 150000 | USD 000s
|  |  |  | Total project costs for debt | 196037.9342 | USD 000s
|  |  |  | AIIB maximum % of project costs | 100% | %
|  |  |  | AIIB construction end amount | 20431.0959 | USD 000s
|  |  |  | AIIB debt sizing alert | 0 | alert
AIIB balance
|  |  |  | AIIB availability period balance BEG |  | USD 000s |  |  | 0 | 0 | 0 | 0 | 0 | 0 | 0 | 0 | 0 | 0 | 0 | 0 | 0 | 0 | 0 | 0 | 0 | 0 | 0 | 0 | 0 | 0 | 0 | 2686.4267 | 8231.9014 | 12594.8837 | 14549.3898 | 15499.8357 | 15557.8561 | 15615.8381 | 16191.5792 | 16221.2907 | 16261.5101 | 17052.2944 | 17060.5175 | 17062.7063 | 17618.2735 | 17620.4623 | 17622.6511 | 17624.8016 | 17626.9904 | 17629.1409 | 18222.1885 | 18224.3773 | 18226.4511 | 18228.6399 | 18232.3085 | 18234.4973 | 0 | 0 | 0 | 0 | 0 | 0 | 0 | 0
|  |  |  | AIIB drawdown | 0 | USD 000s | 20431.0959 | 0 | 0 | 0 | 0 | 0 | 0 | 0 | 0 | 0 | 0 | 0 | 0 | 0 | 0 | 0 | 0 | 0 | 0 | 0 | 0 | 0 | 0 | 0 | 2686.4267 | 5545.4746 | 4362.9823 | 1954.5061 | 950.4459 | 58.0204 | 57.9821 | 575.7411 | 29.7115 | 40.2194 | 790.7843 | 8.2231 | 2.1888 | 555.5672 | 2.1888 | 2.1888 | 2.1505 | 2.1888 | 2.1505 | 593.0476 | 2.1888 | 2.0738 | 2.1888 | 3.6686 | 2.1888 | 2196.5985 | 0 | 0 | 0 | 0 | 0 | 0 | 0 | 0
|  |  |  | AIIB construction end balance | 0 | USD 000s | 20431.0959 | 0 | 0 | 0 | 0 | 0 | 0 | 0 | 0 | 0 | 0 | 0 | 0 | 0 | 0 | 0 | 0 | 0 | 0 | 0 | 0 | 0 | 0 | 0 | 0 | 0 | 0 | 0 | 0 | 0 | 0 | 0 | 0 | 0 | 0 | 0 | 0 | 0 | 0 | 0 | 0 | 0 | 0 | 0 | 0 | 0 | 0 | 0 | 0 | 20431.0959 | 0 | 0 | 0 | 0 | 0 | 0 | 0 | 0
|  |  |  | AIIB availability period balance |  | USD 000s |  |  | 0 | 0 | 0 | 0 | 0 | 0 | 0 | 0 | 0 | 0 | 0 | 0 | 0 | 0 | 0 | 0 | 0 | 0 | 0 | 0 | 0 | 0 | 2686.4267 | 8231.9014 | 12594.8837 | 14549.3898 | 15499.8357 | 15557.8561 | 15615.8381 | 16191.5792 | 16221.2907 | 16261.5101 | 17052.2944 | 17060.5175 | 17062.7063 | 17618.2735 | 17620.4623 | 17622.6511 | 17624.8016 | 17626.9904 | 17629.1409 | 18222.1885 | 18224.3773 | 18226.4511 | 18228.6399 | 18232.3085 | 18234.4973 | 0 | 0 | 0 | 0 | 0 | 0 | 0 | 0 | 0
AIIB fees
|  |  |  | AIIB upfront fee | 0 | USD 000s | 206.6415 | 0 | 0 | 0 | 0 | 0 | 0 | 0 | 0 | 0 | 0 | 0 | 0 | 0 | 0 | 0 | 0 | 0 | 0 | 0 | 0 | 0 | 206.6415 | 0 | 0 | 0 | 0 | 0 | 0 | 0 | 0 | 0 | 0 | 0 | 0 | 0 | 0 | 0 | 0 | 0 | 0 | 0 | 0 | 0 | 0 | 0 | 0 | 0 | 0 | 0 | 0 | 0 | 0 | 0 | 0 | 0 | 0 | 0
|  |  |  | AIIB Loan commitment fee - paid | 0 | USD 000s | 128.5971 | 0 | 0 | 0 | 0 | 0 | 0 | 0 | 0 | 0 | 0 | 0 | 0 | 0 | 0 | 0 | 0 | 0 | 0 | 0 | 0 | 0 | 0 | 0 | 0 | 49.4066 | 0 | 0 | 0 | 0 | 0 | 34.608 | 0 | 0 | 0 | 0 | 0 | 19.1575 | 0 | 0 | 0 | 0 | 0 | 14.3489 | 0 | 0 | 0 | 0 | 0 | 11.0762 | 0 | 0 | 0 | 0 | 0 | 0 | 0 | 0
|  |  |  | AIIB fees |  | USD 000s | 335.2386 |  | 0 | 0 | 0 | 0 | 0 | 0 | 0 | 0 | 0 | 0 | 0 | 0 | 0 | 0 | 0 | 0 | 0 | 0 | 0 | 0 | 206.6415 | 0 | 0 | 49.4066 | 0 | 0 | 0 | 0 | 0 | 34.608 | 0 | 0 | 0 | 0 | 0 | 19.1575 | 0 | 0 | 0 | 0 | 0 | 14.3489 | 0 | 0 | 0 | 0 | 0 | 11.0762 | 0 | 0 | 0 | 0 | 0 | 0 | 0 | 0
EIB
EIB drawdown
|  |  |  | EIB as % of total senior debt - Capped % | 20% | %
|  |  |  | Funding requirement for senior debt | 0 | USD 000s | 102165.7057 | 0 | 0 | 0 | 0 | 0 | 0 | 0 | 0 | 0 | 0 | 0 | 0 | 0 | 0 | 0 | 0 | 0 | 0 | 0 | 0 | 0 | 0 | 0 | 13433.4782 | 27730.1487 | 21817.0954 | 9773.5085 | 4752.7051 | 290.1311 | 289.9393 | 2878.9937 | 148.5722 | 201.1171 | 3954.3173 | 41.1194 | 10.9452 | 2778.1141 | 10.9452 | 10.9452 | 10.7534 | 10.9452 | 10.7534 | 2965.5347 | 10.9452 | 10.3699 | 10.9452 | 18.3449 | 10.9452 | 10984.0928 | 0 | 0 | 0 | 0 | 0 | 0 | 0 | 0
|  |  |  | Funding requirement for EIB |  | USD 000s | 20431.096 |  | 0 | 0 | 0 | 0 | 0 | 0 | 0 | 0 | 0 | 0 | 0 | 0 | 0 | 0 | 0 | 0 | 0 | 0 | 0 | 0 | 0 | 0 | 2686.4267 | 5545.4746 | 4362.9823 | 1954.5061 | 950.4459 | 58.0204 | 57.9821 | 575.7411 | 29.7115 | 40.2194 | 790.7843 | 8.2231 | 2.1888 | 555.5672 | 2.1888 | 2.1888 | 2.1505 | 2.1888 | 2.1505 | 593.0476 | 2.1888 | 2.0738 | 2.1888 | 3.6686 | 2.1888 | 2196.5987 | 0 | 0 | 0 | 0 | 0 | 0 | 0 | 0
|  |  |  | EIB maximum % of snr debt | 2043110% | USD 000s
|  |  |  | Senior debt amount | 102165.7051 | USD 000s
|  |  |  | EIB as % of total senior debt (upto Project costs % cap) - active | 20% | %
|  |  |  | EIB amount | 20431.0959
Project costs cap - EIB
|  |  |  | Total funding requirement | 179800.6979 | USD 000s
|  |  |  | EIB maximum % of project costs | 100% | %
|  |  |  | EIB Capped amount | 179800.6979 | USD 000s
|  |  |  | EIB amount | 20431.0959 | 0
|  |  |  | EIB Capped amount | 179800.6979 | USD 000s
|  |  |  | Debt size based on tranche split or % of project costs | 0 | 1 = project costs, 0 = tranche split
|  |  |  | AIIB amount final | 20431.0959 | USD 000s
New senior debt split
|  |  |  | Senior debt amount | 102165.7051 | USD 000s
|  |  |  | AIIB amount final | 20431.0959 | USD 000s
|  |  |  | EIB as % of total senior debt - Capped % | 20% | %
|  |  |  | AIIB amount final | 20431.0959 | USD 000s
|  |  |  | EIB availability period balance BEG | 0 | USD 000s | 0 | 0 | 0 | 0 | 0 | 0 | 0 | 0 | 0 | 0 | 0 | 0 | 0 | 0 | 0 | 0 | 0 | 0 | 0 | 0 | 0 | 0 | 0 | 0 | 0 | 2686.4267 | 8231.9014 | 12594.8837 | 14549.3898 | 15499.8357 | 15557.8561 | 15615.8381 | 16191.5792 | 16221.2907 | 16261.5101 | 17052.2944 | 17060.5175 | 17062.7063 | 17618.2735 | 17620.4623 | 17622.6511 | 17624.8016 | 17626.9904 | 17629.1409 | 18222.1885 | 18224.3773 | 18226.4511 | 18228.6399 | 18232.3085 | 18234.4973 | 0 | 0 | 0 | 0 | 0 | 0 | 0 | 0
|  |  |  | Financial close date flag - construction | 0 | flag | 1 | 0 | 0 | 0 | 0 | 0 | 0 | 0 | 0 | 0 | 0 | 0 | 0 | 0 | 0 | 0 | 0 | 0 | 0 | 0 | 0 | 0 | 1 | 0 | 0 | 0 | 0 | 0 | 0 | 0 | 0 | 0 | 0 | 0 | 0 | 0 | 0 | 0 | 0 | 0 | 0 | 0 | 0 | 0 | 0 | 0 | 0 | 0 | 0 | 0 | 0 | 0 | 0 | 0 | 0 | 0 | 0 | 0
|  |  |  | Construction period flag - monthly | 0 | flag | 27 | 0 | 0 | 0 | 0 | 0 | 0 | 0 | 0 | 0 | 0 | 0 | 0 | 0 | 0 | 0 | 0 | 0 | 0 | 0 | 0 | 0 | 0 | 1 | 1 | 1 | 1 | 1 | 1 | 1 | 1 | 1 | 1 | 1 | 1 | 1 | 1 | 1 | 1 | 1 | 1 | 1 | 1 | 1 | 1 | 1 | 1 | 1 | 1 | 1 | 0 | 0 | 0 | 0 | 0 | 0 | 0 | 0
|  |  |  | Undrawn EIB |  | USD 000s |  |  | 0 | 0 | 0 | 0 | 0 | 0 | 0 | 0 | 0 | 0 | 0 | 0 | 0 | 0 | 0 | 0 | 0 | 0 | 0 | 0 | 20431.0959 | 20431.0959 | 20431.0959 | 17744.6691 | 12199.1945 | 7836.2122 | 5881.7061 | 4931.2602 | 4873.2398 | 4815.2578 | 4239.5166 | 4209.8052 | 4169.5858 | 3378.8015 | 3370.5784 | 3368.3896 | 2812.8224 | 2810.6336 | 2808.4447 | 2806.2943 | 2804.1054 | 2801.955 | 2208.9074 | 2206.7186 | 2204.6448 | 2202.456 | 2198.7874 | 2196.5985 | 0 | 0 | 0 | 0 | 0 | 0 | 0 | 0
|  |  |  | Debt size - calculated vs hardcoded - sensitized | 0 | 1 = calculated , 0 = hold debt size unchanged
|  |  |  | VAT facility active | 1 | 1 = yes, 0 = no
|  |  |  | VAT reclaimable | 1 | 1 = yes, 0 = no
|  |  |  | EIB maximum % of snr debt | 20431.096 | USD 000s
|  |  |  | AIIB amount final | 20431.0959 | USD 000s
|  |  |  | EIB balance drawdown | 0 | USD 000s
|  |  |  | EIB balance drawdown | 0 | USD 000s
|  |  |  | Last construction period flag - monthly | 0 | flag | 1 | 0 | 0 | 0 | 0 | 0 | 0 | 0 | 0 | 0 | 0 | 0 | 0 | 0 | 0 | 0 | 0 | 0 | 0 | 0 | 0 | 0 | 0 | 0 | 0 | 0 | 0 | 0 | 0 | 0 | 0 | 0 | 0 | 0 | 0 | 0 | 0 | 0 | 0 | 0 | 0 | 0 | 0 | 0 | 0 | 0 | 0 | 0 | 0 | 1 | 0 | 0 | 0 | 0 | 0 | 0 | 0 | 0
|  |  |  | EIB drawdown transferred to waterfall |  | USD 000s | 0 |  | 0 | 0 | 0 | 0 | 0 | 0 | 0 | 0 | 0 | 0 | 0 | 0 | 0 | 0 | 0 | 0 | 0 | 0 | 0 | 0 | 0 | 0 | 0 | 0 | 0 | 0 | 0 | 0 | 0 | 0 | 0 | 0 | 0 | 0 | 0 | 0 | 0 | 0 | 0 | 0 | 0 | 0 | 0 | 0 | 0 | 0 | 0 | 0 | 0 | 0 | 0 | 0 | 0 | 0 | 0 | 0
|  |  |  | Undrawn EIB | 0 | USD 000s | 0 | 0 | 0 | 0 | 0 | 0 | 0 | 0 | 0 | 0 | 0 | 0 | 0 | 0 | 0 | 0 | 0 | 0 | 0 | 0 | 0 | 0 | 20431.0959 | 20431.0959 | 20431.0959 | 17744.6691 | 12199.1945 | 7836.2122 | 5881.7061 | 4931.2602 | 4873.2398 | 4815.2578 | 4239.5166 | 4209.8052 | 4169.5858 | 3378.8015 | 3370.5784 | 3368.3896 | 2812.8224 | 2810.6336 | 2808.4447 | 2806.2943 | 2804.1054 | 2801.955 | 2208.9074 | 2206.7186 | 2204.6448 | 2202.456 | 2198.7874 | 2196.5985 | 0 | 0 | 0 | 0 | 0 | 0 | 0 | 0
|  |  |  | Funding requirement for EIB | 0 | USD 000s | 20431.096 | 0 | 0 | 0 | 0 | 0 | 0 | 0 | 0 | 0 | 0 | 0 | 0 | 0 | 0 | 0 | 0 | 0 | 0 | 0 | 0 | 0 | 0 | 0 | 2686.4267 | 5545.4746 | 4362.9823 | 1954.5061 | 950.4459 | 58.0204 | 57.9821 | 575.7411 | 29.7115 | 40.2194 | 790.7843 | 8.2231 | 2.1888 | 555.5672 | 2.1888 | 2.1888 | 2.1505 | 2.1888 | 2.1505 | 593.0476 | 2.1888 | 2.0738 | 2.1888 | 3.6686 | 2.1888 | 2196.5987 | 0 | 0 | 0 | 0 | 0 | 0 | 0 | 0
|  |  |  | EIB drawdown transferred to waterfall | 0 | USD 000s | 0 | 0 | 0 | 0 | 0 | 0 | 0 | 0 | 0 | 0 | 0 | 0 | 0 | 0 | 0 | 0 | 0 | 0 | 0 | 0 | 0 | 0 | 0 | 0 | 0 | 0 | 0 | 0 | 0 | 0 | 0 | 0 | 0 | 0 | 0 | 0 | 0 | 0 | 0 | 0 | 0 | 0 | 0 | 0 | 0 | 0 | 0 | 0 | 0 | 0 | 0 | 0 | 0 | 0 | 0 | 0 | 0 | 0
|  |  |  | EIB drawdown |  | USD 000s | 20431.0959 |  | 0 | 0 | 0 | 0 | 0 | 0 | 0 | 0 | 0 | 0 | 0 | 0 | 0 | 0 | 0 | 0 | 0 | 0 | 0 | 0 | 0 | 0 | 2686.4267 | 5545.4746 | 4362.9823 | 1954.5061 | 950.4459 | 58.0204 | 57.9821 | 575.7411 | 29.7115 | 40.2194 | 790.7843 | 8.2231 | 2.1888 | 555.5672 | 2.1888 | 2.1888 | 2.1505 | 2.1888 | 2.1505 | 593.0476 | 2.1888 | 2.0738 | 2.1888 | 3.6686 | 2.1888 | 2196.5985 | 0 | 0 | 0 | 0 | 0 | 0 | 0 | 0
|  |  |  | EIB drawdown | 20431.0959 | USD 000s
|  |  |  | EIB drawdown | 20431.0959 | USD 000s
|  |  |  | EIB drawdown | 20431.0959 | USD 000s
|  |  |  | EIB drawdown | 0 | USD 000s | 20431.0959 | 0 | 0 | 0 | 0 | 0 | 0 | 0 | 0 | 0 | 0 | 0 | 0 | 0 | 0 | 0 | 0 | 0 | 0 | 0 | 0 | 0 | 0 | 0 | 2686.4267 | 5545.4746 | 4362.9823 | 1954.5061 | 950.4459 | 58.0204 | 57.9821 | 575.7411 | 29.7115 | 40.2194 | 790.7843 | 8.2231 | 2.1888 | 555.5672 | 2.1888 | 2.1888 | 2.1505 | 2.1888 | 2.1505 | 593.0476 | 2.1888 | 2.0738 | 2.1888 | 3.6686 | 2.1888 | 2196.5985 | 0 | 0 | 0 | 0 | 0 | 0 | 0 | 0
|  |  |  | EIB drawdown - neg for cost of debt |  | USD 000s | -20431.0959 |  | 0 | 0 | 0 | 0 | 0 | 0 | 0 | 0 | 0 | 0 | 0 | 0 | 0 | 0 | 0 | 0 | 0 | 0 | 0 | 0 | 0 | 0 | -2686.4267 | -5545.4746 | -4362.9823 | -1954.5061 | -950.4459 | -58.0204 | -57.9821 | -575.7411 | -29.7115 | -40.2194 | -790.7843 | -8.2231 | -2.1888 | -555.5672 | -2.1888 | -2.1888 | -2.1505 | -2.1888 | -2.1505 | -593.0476 | -2.1888 | -2.0738 | -2.1888 | -3.6686 | -2.1888 | -2196.5985 | 0 | 0 | 0 | 0 | 0 | 0 | 0 | 0
EIB interest during construction
|  |  |  | Include SOFR on EIB | 1 | 1 = yes, 0 = no
|  |  |  | 6M SOFR forward curve - construction period | 0% | % p.a. | 0% | 0% | 0% | 0% | 0% | 0% | 0% | 0% | 0% | 0% | 0% | 0% | 0% | 0% | 0% | 0% | 0% | 0% | 0% | 0% | 0% | 0% | 5.027% | 5.027% | 5.027% | 5.027% | 4.933% | 4.933% | 4.933% | 4.933% | 4.933% | 4.933% | 3.961% | 3.961% | 3.961% | 3.961% | 3.961% | 3.961% | 3.133% | 3.133% | 3.133% | 3.133% | 3.133% | 3.133% | 2.742% | 2.742% | 2.742% | 2.742% | 2.742% | 2.742% | 2.742% | 2.742% | 2.742% | 2.742% | 2.742% | 2.742% | 2.742% | 2.742%
|  |  |  | SOFR forward curve - construction period EIB |  | % p.a. |  |  | 0% | 0% | 0% | 0% | 0% | 0% | 0% | 0% | 0% | 0% | 0% | 0% | 0% | 0% | 0% | 0% | 0% | 0% | 0% | 0% | 5.027% | 5.027% | 5.027% | 5.027% | 4.933% | 4.933% | 4.933% | 4.933% | 4.933% | 4.933% | 3.961% | 3.961% | 3.961% | 3.961% | 3.961% | 3.961% | 3.133% | 3.133% | 3.133% | 3.133% | 3.133% | 3.133% | 2.742% | 2.742% | 2.742% | 2.742% | 2.742% | 2.742% | 2.742% | 2.742% | 2.742% | 2.742% | 2.742% | 2.742% | 2.742% | 2.742%
|  |  |  | Senior debt hedging switch | 0 | 1 = input, 0 = notional based
|  |  |  | Debt size - calculated vs hardcoded - sensitized | 0 | 1 = calculated , 0 = hold debt size unchanged
|  |  |  | % of EIBhedged during availability period | 92% | %
|  |  |  | Construction period flag - monthly | 0 | flag | 27 | 0 | 0 | 0 | 0 | 0 | 0 | 0 | 0 | 0 | 0 | 0 | 0 | 0 | 0 | 0 | 0 | 0 | 0 | 0 | 0 | 0 | 0 | 1 | 1 | 1 | 1 | 1 | 1 | 1 | 1 | 1 | 1 | 1 | 1 | 1 | 1 | 1 | 1 | 1 | 1 | 1 | 1 | 1 | 1 | 1 | 1 | 1 | 1 | 1 | 0 | 0 | 0 | 0 | 0 | 0 | 0 | 0
|  |  |  | EIB hedged debt during construction - cashsweep case | 0% | % | 0% | 0% | 0% | 0% | 0% | 0% | 0% | 0% | 0% | 0% | 0% | 0% | 0% | 0% | 0% | 0% | 0% | 0% | 0% | 0% | 0% | 0% | 0% | 0% | 0% | 92% | 92% | 92% | 92% | 92% | 92% | 92% | 92% | 92% | 92% | 92% | 92% | 92% | 92% | 92% | 92% | 92% | 92% | 92% | 92% | 92% | 92% | 92% | 92% | 92% | 0% | 0% | 0% | 0% | 0% | 0% | 0% | 0% | 0% | 0% | 0% | 0% | 0% | 0% | 0% | 0% | 0% | 0% | 0% | 0% | 0% | 0% | 0% | 0% | 0% | 0% | 0% | 0% | 0% | 0% | 0% | 0% | 0% | 0% | 0% | 0% | 0% | 0% | 0% | 0% | 0% | 0% | 0% | 0% | 0% | 0% | 0% | 0% | 0% | 0% | 0%
|  |  |  | EIB hedged debt during construction | 0% | % | 0% | 0% | 0% | 0% | 0% | 0% | 0% | 0% | 0% | 0% | 0% | 0% | 0% | 0% | 0% | 0% | 0% | 0% | 0% | 0% | 0% | 0% | 0% | 0% | 0% | 0% | 95.19% | 62.22% | 53.86% | 50.56% | 50.37% | 50.18% | 93.41% | 93.24% | 93.01% | 88.7% | 88.66% | 88.64% | 93.27% | 93.26% | 93.24% | 93.23% | 93.22% | 93.21% | 93.19% | 93.18% | 93.17% | 93.16% | 93.14% | 93.13% | 0% | 0% | 0% | 0% | 0% | 0% | 0% | 0%
|  |  |  | EIB hedging % during construction |  | % |  |  | 0% | 0% | 0% | 0% | 0% | 0% | 0% | 0% | 0% | 0% | 0% | 0% | 0% | 0% | 0% | 0% | 0% | 0% | 0% | 0% | 0% | 0% | 0% | 0% | 95.19% | 62.22% | 53.86% | 50.56% | 50.37% | 50.18% | 93.41% | 93.24% | 93.01% | 88.7% | 88.66% | 88.64% | 93.27% | 93.26% | 93.24% | 93.23% | 93.22% | 93.21% | 93.19% | 93.18% | 93.17% | 93.16% | 93.14% | 93.13% | 0% | 0% | 0% | 0% | 0% | 0% | 0% | 0% | 0% | 0% | 0% | 0% | 0% | 0% | 0% | 0% | 0% | 0% | 0% | 0% | 0% | 0% | 0% | 0% | 0% | 0% | 0% | 0% | 0% | 0% | 0% | 0% | 0% | 0% | 0% | 0% | 0% | 0% | 0% | 0% | 0% | 0% | 0% | 0% | 0% | 0% | 0% | 0% | 0% | 0% | 0%
|  |  |  | EIB Swap rate - construction period | 3.228% | % p.a.
|  |  |  | EBL + Senior debt swap rate - sensitivity | 0% | % p.a.
|  |  |  | EIB Swap rate credit margin | 0.27% | % p.a.
|  |  |  | EIB margin during availability period | 2.45% | % p.a.
|  |  |  | EIB margin - sensitivity | 0% | % p.a.
|  |  |  | EIB hedging % during construction | 0 | % | 0 | 0 | 0 | 0 | 0 | 0 | 0 | 0 | 0 | 0 | 0 | 0 | 0 | 0 | 0 | 0 | 0 | 0 | 0 | 0 | 0 | 0 | 0 | 0 | 0 | 0 | 0.95194 | 0.62218 | 0.5386 | 0.50557 | 0.50369 | 0.50182 | 0.93414 | 0.93243 | 0.93012 | 0.88699 | 0.88656 | 0.88645 | 0.93267 | 0.93256 | 0.93244 | 0.93233 | 0.93221 | 0.9321 | 0.93189 | 0.93178 | 0.93167 | 0.93156 | 0.93137 | 0.93126 | 0 | 0 | 0 | 0 | 0 | 0 | 0 | 0
|  |  |  | SOFR forward curve - construction period EIB | 0% | % p.a. | 0% | 0% | 0% | 0% | 0% | 0% | 0% | 0% | 0% | 0% | 0% | 0% | 0% | 0% | 0% | 0% | 0% | 0% | 0% | 0% | 0% | 0% | 5.027% | 5.027% | 5.027% | 5.027% | 4.933% | 4.933% | 4.933% | 4.933% | 4.933% | 4.933% | 3.961% | 3.961% | 3.961% | 3.961% | 3.961% | 3.961% | 3.133% | 3.133% | 3.133% | 3.133% | 3.133% | 3.133% | 2.742% | 2.742% | 2.742% | 2.742% | 2.742% | 2.742% | 2.742% | 2.742% | 2.742% | 2.742% | 2.742% | 2.742% | 2.742% | 2.742%
|  |  |  | Construction period flag - monthly | 0 | flag | 27 | 0 | 0 | 0 | 0 | 0 | 0 | 0 | 0 | 0 | 0 | 0 | 0 | 0 | 0 | 0 | 0 | 0 | 0 | 0 | 0 | 0 | 0 | 1 | 1 | 1 | 1 | 1 | 1 | 1 | 1 | 1 | 1 | 1 | 1 | 1 | 1 | 1 | 1 | 1 | 1 | 1 | 1 | 1 | 1 | 1 | 1 | 1 | 1 | 1 | 0 | 0 | 0 | 0 | 0 | 0 | 0 | 0
|  |  |  | Annual EIB interest rate |  | % p.a. |  |  | 0% | 0% | 0% | 0% | 0% | 0% | 0% | 0% | 0% | 0% | 0% | 0% | 0% | 0% | 0% | 0% | 0% | 0% | 0% | 0% | 0% | 7.477% | 7.477% | 7.477% | 6.017% | 6.49% | 6.61% | 6.657% | 6.66% | 6.663% | 5.978% | 5.979% | 5.98% | 6% | 6% | 6.001% | 5.923% | 5.923% | 5.923% | 5.923% | 5.923% | 5.923% | 5.896% | 5.896% | 5.896% | 5.896% | 5.896% | 5.896% | 0% | 0% | 0% | 0% | 0% | 0% | 0% | 0%
|  |  |  | Senior debt day count convention | 360 | days
|  |  |  | Annual EIB interest rate | 0 | % p.a. | 0 | 0 | 0% | 0% | 0% | 0% | 0% | 0% | 0% | 0% | 0% | 0% | 0% | 0% | 0% | 0% | 0% | 0% | 0% | 0% | 0% | 0% | 0% | 7.477% | 7.477% | 7.477% | 6.017% | 6.49% | 6.61% | 6.657% | 6.66% | 6.663% | 5.978% | 5.979% | 5.98% | 6% | 6% | 6.001% | 5.923% | 5.923% | 5.923% | 5.923% | 5.923% | 5.923% | 5.896% | 5.896% | 5.896% | 5.896% | 5.896% | 5.896% | 0% | 0% | 0% | 0% | 0% | 0% | 0% | 0%
|  |  |  | Days in period - construction | 0 | days | 0 | 0 | 31 | 31 | 30 | 31 | 30 | 31 | 31 | 28 | 31 | 30 | 31 | 30 | 31 | 31 | 30 | 31 | 30 | 31 | 31 | 28 | 31 | 30 | 31 | 30 | 31 | 31 | 30 | 31 | 30 | 31 | 31 | 29 | 31 | 30 | 31 | 30 | 31 | 31 | 30 | 31 | 30 | 31 | 31 | 28 | 31 | 30 | 31 | 30 | 31 | 31 | 30 | 31 | 30 | 31 | 31 | 28
|  |  |  | Construction period flag - monthly | 0 | flag | 27 | 0 | 0 | 0 | 0 | 0 | 0 | 0 | 0 | 0 | 0 | 0 | 0 | 0 | 0 | 0 | 0 | 0 | 0 | 0 | 0 | 0 | 0 | 1 | 1 | 1 | 1 | 1 | 1 | 1 | 1 | 1 | 1 | 1 | 1 | 1 | 1 | 1 | 1 | 1 | 1 | 1 | 1 | 1 | 1 | 1 | 1 | 1 | 1 | 1 | 0 | 0 | 0 | 0 | 0 | 0 | 0 | 0
|  |  |  | EIB availability period interest rate |  | % |  |  | 0% | 0% | 0% | 0% | 0% | 0% | 0% | 0% | 0% | 0% | 0% | 0% | 0% | 0% | 0% | 0% | 0% | 0% | 0% | 0% | 0% | 0.6231% | 0.6438% | 0.6231% | 0.5181% | 0.5589% | 0.5508% | 0.5733% | 0.555% | 0.5737% | 0.5148% | 0.4817% | 0.515% | 0.5% | 0.5167% | 0.5% | 0.5101% | 0.5101% | 0.4936% | 0.5101% | 0.4936% | 0.5101% | 0.5078% | 0.4586% | 0.5077% | 0.4914% | 0.5077% | 0.4913% | 0% | 0% | 0% | 0% | 0% | 0% | 0% | 0%
|  |  |  | EIB availability period interest rate | 0 | % | 0 | 0 | 0% | 0% | 0% | 0% | 0% | 0% | 0% | 0% | 0% | 0% | 0% | 0% | 0% | 0% | 0% | 0% | 0% | 0% | 0% | 0% | 0% | 0.6231% | 0.6438% | 0.6231% | 0.5181% | 0.5589% | 0.5508% | 0.5733% | 0.555% | 0.5737% | 0.5148% | 0.4817% | 0.515% | 0.5% | 0.5167% | 0.5% | 0.5101% | 0.5101% | 0.4936% | 0.5101% | 0.4936% | 0.5101% | 0.5078% | 0.4586% | 0.5077% | 0.4914% | 0.5077% | 0.4913% | 0% | 0% | 0% | 0% | 0% | 0% | 0% | 0%
|  |  |  | EIB availability period balance BEG | 0 | USD 000s | 0 | 0 | 0 | 0 | 0 | 0 | 0 | 0 | 0 | 0 | 0 | 0 | 0 | 0 | 0 | 0 | 0 | 0 | 0 | 0 | 0 | 0 | 0 | 0 | 0 | 2686.4267 | 8231.9014 | 12594.8837 | 14549.3898 | 15499.8357 | 15557.8561 | 15615.8381 | 16191.5792 | 16221.2907 | 16261.5101 | 17052.2944 | 17060.5175 | 17062.7063 | 17618.2735 | 17620.4623 | 17622.6511 | 17624.8016 | 17626.9904 | 17629.1409 | 18222.1885 | 18224.3773 | 18226.4511 | 18228.6399 | 18232.3085 | 18234.4973 | 0 | 0 | 0 | 0 | 0 | 0 | 0 | 0
|  |  |  | Construction period flag - monthly | 0 | flag | 27 | 0 | 0 | 0 | 0 | 0 | 0 | 0 | 0 | 0 | 0 | 0 | 0 | 0 | 0 | 0 | 0 | 0 | 0 | 0 | 0 | 0 | 0 | 1 | 1 | 1 | 1 | 1 | 1 | 1 | 1 | 1 | 1 | 1 | 1 | 1 | 1 | 1 | 1 | 1 | 1 | 1 | 1 | 1 | 1 | 1 | 1 | 1 | 1 | 1 | 0 | 0 | 0 | 0 | 0 | 0 | 0 | 0
|  |  |  | EIB debt interest - accrued |  | USD 000s | 2052.6124 |  | 0 | 0 | 0 | 0 | 0 | 0 | 0 | 0 | 0 | 0 | 0 | 0 | 0 | 0 | 0 | 0 | 0 | 0 | 0 | 0 | 0 | 0 | 0 | 16.7383 | 42.6516 | 70.3883 | 80.1422 | 88.8558 | 86.3465 | 89.5933 | 83.3563 | 78.1319 | 83.7424 | 85.2656 | 88.1531 | 85.3212 | 89.8659 | 89.8764 | 86.9873 | 89.8973 | 87.0075 | 89.9181 | 92.5237 | 83.5786 | 92.5427 | 89.567 | 92.5689 | 89.5923 | 0 | 0 | 0 | 0 | 0 | 0 | 0 | 0
|  |  |  | EIB debt interest payable balance BEG | 0 | USD 000s | 0 | 0 | 0 | 0 | 0 | 0 | 0 | 0 | 0 | 0 | 0 | 0 | 0 | 0 | 0 | 0 | 0 | 0 | 0 | 0 | 0 | 0 | 0 | 0 | 0 | 0 | 0 | 42.6516 | 113.0399 | 193.1821 | 282.0379 | 368.3844 | 0 | 83.3563 | 161.4883 | 245.2307 | 330.4962 | 418.6494 | 0 | 89.8659 | 179.7423 | 266.7296 | 356.6269 | 443.6344 | 0 | 92.5237 | 176.1023 | 268.645 | 358.212 | 450.7809 | 0 | 0 | 0 | 0 | 0 | 0 | 0 | 0
|  |  |  | EIB debt interest - accrued | 0 | USD 000s | 2052.6124 | 0 | 0 | 0 | 0 | 0 | 0 | 0 | 0 | 0 | 0 | 0 | 0 | 0 | 0 | 0 | 0 | 0 | 0 | 0 | 0 | 0 | 0 | 0 | 0 | 16.7383 | 42.6516 | 70.3883 | 80.1422 | 88.8558 | 86.3465 | 89.5933 | 83.3563 | 78.1319 | 83.7424 | 85.2656 | 88.1531 | 85.3212 | 89.8659 | 89.8764 | 86.9873 | 89.8973 | 87.0075 | 89.9181 | 92.5237 | 83.5786 | 92.5427 | 89.567 | 92.5689 | 89.5923 | 0 | 0 | 0 | 0 | 0 | 0 | 0 | 0
|  |  |  | Senior debt interest payment frequency flag - stub adjustment | 0 | 0 | 0 | 0 | 0 | 0 | 0 | 0 | 0 | 0 | 0 | 0 | 0 | 0 | 0 | 0 | 0 | 0 | 0 | 0 | 0 | 0 | 0 | 0 | 0 | 0 | 0 | 1 | 0 | 0 | 0 | 0 | 0 | 1 | 0 | 0 | 0 | 0 | 0 | 1 | 0 | 0 | 0 | 0 | 0 | 1 | 0 | 0 | 0 | 0 | 0 | 1 | 0 | 0 | 0 | 0 | 0 | 0 | 0 | 0
|  |  |  | Last construction period flag - monthly | 0 | flag | 1 | 0 | 0 | 0 | 0 | 0 | 0 | 0 | 0 | 0 | 0 | 0 | 0 | 0 | 0 | 0 | 0 | 0 | 0 | 0 | 0 | 0 | 0 | 0 | 0 | 0 | 0 | 0 | 0 | 0 | 0 | 0 | 0 | 0 | 0 | 0 | 0 | 0 | 0 | 0 | 0 | 0 | 0 | 0 | 0 | 0 | 0 | 0 | 0 | 1 | 0 | 0 | 0 | 0 | 0 | 0 | 0 | 0
|  |  |  | EIB Loan debt interest - paid |  | USD 000s | 2052.6124 |  | 0 | 0 | 0 | 0 | 0 | 0 | 0 | 0 | 0 | 0 | 0 | 0 | 0 | 0 | 0 | 0 | 0 | 0 | 0 | 0 | 0 | 0 | 0 | 16.7383 | 0 | 0 | 0 | 0 | 0 | 457.9777 | 0 | 0 | 0 | 0 | 0 | 503.9706 | 0 | 0 | 0 | 0 | 0 | 533.5525 | 0 | 0 | 0 | 0 | 0 | 540.3732 | 0 | 0 | 0 | 0 | 0 | 0 | 0 | 0
|  |  |  | EIB debt interest payable balance BEG |  | USD 000s |  |  | 0 | 0 | 0 | 0 | 0 | 0 | 0 | 0 | 0 | 0 | 0 | 0 | 0 | 0 | 0 | 0 | 0 | 0 | 0 | 0 | 0 | 0 | 0 | 0 | 0 | 42.6516 | 113.0399 | 193.1821 | 282.0379 | 368.3844 | 0 | 83.3563 | 161.4883 | 245.2307 | 330.4962 | 418.6494 | 0 | 89.8659 | 179.7423 | 266.7296 | 356.6269 | 443.6344 | 0 | 92.5237 | 176.1023 | 268.645 | 358.212 | 450.7809 | 0 | 0 | 0 | 0 | 0 | 0 | 0 | 0
|  |  |  | EIB debt interest - accrued | 0 | USD 000s | 2052.6124 | 0 | 0 | 0 | 0 | 0 | 0 | 0 | 0 | 0 | 0 | 0 | 0 | 0 | 0 | 0 | 0 | 0 | 0 | 0 | 0 | 0 | 0 | 0 | 0 | 16.7383 | 42.6516 | 70.3883 | 80.1422 | 88.8558 | 86.3465 | 89.5933 | 83.3563 | 78.1319 | 83.7424 | 85.2656 | 88.1531 | 85.3212 | 89.8659 | 89.8764 | 86.9873 | 89.8973 | 87.0075 | 89.9181 | 92.5237 | 83.5786 | 92.5427 | 89.567 | 92.5689 | 89.5923 | 0 | 0 | 0 | 0 | 0 | 0 | 0 | 0
|  |  |  | EIB Loan debt interest - paid | 0 | USD 000s | 2052.6124 | 0 | 0 | 0 | 0 | 0 | 0 | 0 | 0 | 0 | 0 | 0 | 0 | 0 | 0 | 0 | 0 | 0 | 0 | 0 | 0 | 0 | 0 | 0 | 0 | 16.7383 | 0 | 0 | 0 | 0 | 0 | 457.9777 | 0 | 0 | 0 | 0 | 0 | 503.9706 | 0 | 0 | 0 | 0 | 0 | 533.5525 | 0 | 0 | 0 | 0 | 0 | 540.3732 | 0 | 0 | 0 | 0 | 0 | 0 | 0 | 0
|  |  |  | EIB debt interest payable balance |  | USD 000s |  |  | 0 | 0 | 0 | 0 | 0 | 0 | 0 | 0 | 0 | 0 | 0 | 0 | 0 | 0 | 0 | 0 | 0 | 0 | 0 | 0 | 0 | 0 | 0 | 0 | 42.6516 | 113.0399 | 193.1821 | 282.0379 | 368.3844 | 0 | 83.3563 | 161.4883 | 245.2307 | 330.4962 | 418.6494 | 0 | 89.8659 | 179.7423 | 266.7296 | 356.6269 | 443.6344 | 0 | 92.5237 | 176.1023 | 268.645 | 358.212 | 450.7809 | 0 | 0 | 0 | 0 | 0 | 0 | 0 | 0 | 0
EIB commitment fee
|  |  |  | EIB drawdown | 20431.0959 | USD 000s
|  |  |  | EIB availability period balance BEG | 0 | USD 000s | 0 | 0 | 0 | 0 | 0 | 0 | 0 | 0 | 0 | 0 | 0 | 0 | 0 | 0 | 0 | 0 | 0 | 0 | 0 | 0 | 0 | 0 | 0 | 0 | 0 | 2686.4267 | 8231.9014 | 12594.8837 | 14549.3898 | 15499.8357 | 15557.8561 | 15615.8381 | 16191.5792 | 16221.2907 | 16261.5101 | 17052.2944 | 17060.5175 | 17062.7063 | 17618.2735 | 17620.4623 | 17622.6511 | 17624.8016 | 17626.9904 | 17629.1409 | 18222.1885 | 18224.3773 | 18226.4511 | 18228.6399 | 18232.3085 | 18234.4973 | 0 | 0 | 0 | 0 | 0 | 0 | 0 | 0
|  |  |  | Construction period flag - monthly | 0 | flag | 27 | 0 | 0 | 0 | 0 | 0 | 0 | 0 | 0 | 0 | 0 | 0 | 0 | 0 | 0 | 0 | 0 | 0 | 0 | 0 | 0 | 0 | 0 | 1 | 1 | 1 | 1 | 1 | 1 | 1 | 1 | 1 | 1 | 1 | 1 | 1 | 1 | 1 | 1 | 1 | 1 | 1 | 1 | 1 | 1 | 1 | 1 | 1 | 1 | 1 | 0 | 0 | 0 | 0 | 0 | 0 | 0 | 0
|  |  |  | EIB undrawn balance |  | USD 000s |  |  | 0 | 0 | 0 | 0 | 0 | 0 | 0 | 0 | 0 | 0 | 0 | 0 | 0 | 0 | 0 | 0 | 0 | 0 | 0 | 0 | 0 | 20431.0959 | 20431.0959 | 17744.6691 | 12199.1945 | 7836.2122 | 5881.7061 | 4931.2602 | 4873.2398 | 4815.2578 | 4239.5166 | 4209.8052 | 4169.5858 | 3378.8015 | 3370.5784 | 3368.3896 | 2812.8224 | 2810.6336 | 2808.4447 | 2806.2943 | 2804.1054 | 2801.955 | 2208.9074 | 2206.7186 | 2204.6448 | 2202.456 | 2198.7874 | 2196.5985 | 0 | 0 | 0 | 0 | 0 | 0 | 0 | 0
|  |  |  | EIB commitment fee | 1% | % p.a.
|  |  |  | Senior debt day count convention | 360 | days
|  |  |  | Days in period - construction | 0 | days | 0 | 0 | 31 | 31 | 30 | 31 | 30 | 31 | 31 | 28 | 31 | 30 | 31 | 30 | 31 | 31 | 30 | 31 | 30 | 31 | 31 | 28 | 31 | 30 | 31 | 30 | 31 | 31 | 30 | 31 | 30 | 31 | 31 | 29 | 31 | 30 | 31 | 30 | 31 | 31 | 30 | 31 | 30 | 31 | 31 | 28 | 31 | 30 | 31 | 30 | 31 | 31 | 30 | 31 | 30 | 31 | 31 | 28
|  |  |  | EIB undrawn balance | 0 | USD 000s | 0 | 0 | 0 | 0 | 0 | 0 | 0 | 0 | 0 | 0 | 0 | 0 | 0 | 0 | 0 | 0 | 0 | 0 | 0 | 0 | 0 | 0 | 0 | 20431.0959 | 20431.0959 | 17744.6691 | 12199.1945 | 7836.2122 | 5881.7061 | 4931.2602 | 4873.2398 | 4815.2578 | 4239.5166 | 4209.8052 | 4169.5858 | 3378.8015 | 3370.5784 | 3368.3896 | 2812.8224 | 2810.6336 | 2808.4447 | 2806.2943 | 2804.1054 | 2801.955 | 2208.9074 | 2206.7186 | 2204.6448 | 2202.456 | 2198.7874 | 2196.5985 | 0 | 0 | 0 | 0 | 0 | 0 | 0 | 0
|  |  |  | Construction period flag - monthly | 0 | flag | 27 | 0 | 0 | 0 | 0 | 0 | 0 | 0 | 0 | 0 | 0 | 0 | 0 | 0 | 0 | 0 | 0 | 0 | 0 | 0 | 0 | 0 | 0 | 1 | 1 | 1 | 1 | 1 | 1 | 1 | 1 | 1 | 1 | 1 | 1 | 1 | 1 | 1 | 1 | 1 | 1 | 1 | 1 | 1 | 1 | 1 | 1 | 1 | 1 | 1 | 0 | 0 | 0 | 0 | 0 | 0 | 0 | 0
|  |  |  | EIB commitment fee - accrued |  | USD 000s | 128.5971 |  | 0 | 0 | 0 | 0 | 0 | 0 | 0 | 0 | 0 | 0 | 0 | 0 | 0 | 0 | 0 | 0 | 0 | 0 | 0 | 0 | 0 | 17.0259 | 17.5934 | 14.7872 | 10.5049 | 6.7478 | 4.9014 | 4.2464 | 4.061 | 4.1465 | 3.6507 | 3.3912 | 3.5905 | 2.8157 | 2.9024 | 2.807 | 2.4222 | 2.4203 | 2.3404 | 2.4165 | 2.3368 | 2.4128 | 1.9021 | 1.7163 | 1.8984 | 1.8354 | 1.8934 | 1.8305 | 0 | 0 | 0 | 0 | 0 | 0 | 0 | 0
|  |  |  | EIB debt commitment fee payable balance BEG | 0 | USD 000s | 0 | 0 | 0 | 0 | 0 | 0 | 0 | 0 | 0 | 0 | 0 | 0 | 0 | 0 | 0 | 0 | 0 | 0 | 0 | 0 | 0 | 0 | 0 | 0 | 17.0259 | 34.6194 | 0 | 10.5049 | 17.2527 | 22.1541 | 26.4005 | 30.4615 | 0 | 3.6507 | 7.0419 | 10.6324 | 13.4481 | 16.3505 | 0 | 2.4222 | 4.8424 | 7.1828 | 9.5993 | 11.9361 | 0 | 1.9021 | 3.6185 | 5.5169 | 7.3523 | 9.2457 | 0 | 0 | 0 | 0 | 0 | 0 | 0 | 0
|  |  |  | EIB commitment fee - accrued | 0 | USD 000s | 128.5971 | 0 | 0 | 0 | 0 | 0 | 0 | 0 | 0 | 0 | 0 | 0 | 0 | 0 | 0 | 0 | 0 | 0 | 0 | 0 | 0 | 0 | 0 | 17.0259 | 17.5934 | 14.7872 | 10.5049 | 6.7478 | 4.9014 | 4.2464 | 4.061 | 4.1465 | 3.6507 | 3.3912 | 3.5905 | 2.8157 | 2.9024 | 2.807 | 2.4222 | 2.4203 | 2.3404 | 2.4165 | 2.3368 | 2.4128 | 1.9021 | 1.7163 | 1.8984 | 1.8354 | 1.8934 | 1.8305 | 0 | 0 | 0 | 0 | 0 | 0 | 0 | 0
|  |  |  | Senior debt interest payment frequency flag - stub adjustment | 0 | 0 | 0 | 0 | 0 | 0 | 0 | 0 | 0 | 0 | 0 | 0 | 0 | 0 | 0 | 0 | 0 | 0 | 0 | 0 | 0 | 0 | 0 | 0 | 0 | 0 | 0 | 1 | 0 | 0 | 0 | 0 | 0 | 1 | 0 | 0 | 0 | 0 | 0 | 1 | 0 | 0 | 0 | 0 | 0 | 1 | 0 | 0 | 0 | 0 | 0 | 1 | 0 | 0 | 0 | 0 | 0 | 0 | 0 | 0
|  |  |  | Last construction period flag - monthly | 0 | flag | 1 | 0 | 0 | 0 | 0 | 0 | 0 | 0 | 0 | 0 | 0 | 0 | 0 | 0 | 0 | 0 | 0 | 0 | 0 | 0 | 0 | 0 | 0 | 0 | 0 | 0 | 0 | 0 | 0 | 0 | 0 | 0 | 0 | 0 | 0 | 0 | 0 | 0 | 0 | 0 | 0 | 0 | 0 | 0 | 0 | 0 | 0 | 0 | 0 | 1 | 0 | 0 | 0 | 0 | 0 | 0 | 0 | 0
|  |  |  | EIB Loan commitment fee - paid |  | USD 000s | 128.5971 |  | 0 | 0 | 0 | 0 | 0 | 0 | 0 | 0 | 0 | 0 | 0 | 0 | 0 | 0 | 0 | 0 | 0 | 0 | 0 | 0 | 0 | 0 | 0 | 49.4066 | 0 | 0 | 0 | 0 | 0 | 34.608 | 0 | 0 | 0 | 0 | 0 | 19.1575 | 0 | 0 | 0 | 0 | 0 | 14.3489 | 0 | 0 | 0 | 0 | 0 | 11.0762 | 0 | 0 | 0 | 0 | 0 | 0 | 0 | 0
|  |  |  | EIB debt commitment fee payable balance BEG |  | USD 000s |  |  | 0 | 0 | 0 | 0 | 0 | 0 | 0 | 0 | 0 | 0 | 0 | 0 | 0 | 0 | 0 | 0 | 0 | 0 | 0 | 0 | 0 | 0 | 17.0259 | 34.6194 | 0 | 10.5049 | 17.2527 | 22.1541 | 26.4005 | 30.4615 | 0 | 3.6507 | 7.0419 | 10.6324 | 13.4481 | 16.3505 | 0 | 2.4222 | 4.8424 | 7.1828 | 9.5993 | 11.9361 | 0 | 1.9021 | 3.6185 | 5.5169 | 7.3523 | 9.2457 | 0 | 0 | 0 | 0 | 0 | 0 | 0 | 0
|  |  |  | EIB commitment fee - accrued | 0 | USD 000s | 128.5971 | 0 | 0 | 0 | 0 | 0 | 0 | 0 | 0 | 0 | 0 | 0 | 0 | 0 | 0 | 0 | 0 | 0 | 0 | 0 | 0 | 0 | 0 | 17.0259 | 17.5934 | 14.7872 | 10.5049 | 6.7478 | 4.9014 | 4.2464 | 4.061 | 4.1465 | 3.6507 | 3.3912 | 3.5905 | 2.8157 | 2.9024 | 2.807 | 2.4222 | 2.4203 | 2.3404 | 2.4165 | 2.3368 | 2.4128 | 1.9021 | 1.7163 | 1.8984 | 1.8354 | 1.8934 | 1.8305 | 0 | 0 | 0 | 0 | 0 | 0 | 0 | 0
|  |  |  | EIB Loan commitment fee - paid | 0 | USD 000s | 128.5971 | 0 | 0 | 0 | 0 | 0 | 0 | 0 | 0 | 0 | 0 | 0 | 0 | 0 | 0 | 0 | 0 | 0 | 0 | 0 | 0 | 0 | 0 | 0 | 0 | 49.4066 | 0 | 0 | 0 | 0 | 0 | 34.608 | 0 | 0 | 0 | 0 | 0 | 19.1575 | 0 | 0 | 0 | 0 | 0 | 14.3489 | 0 | 0 | 0 | 0 | 0 | 11.0762 | 0 | 0 | 0 | 0 | 0 | 0 | 0 | 0
|  |  |  | EIB debt commitment fee payable balance |  | USD 000s |  |  | 0 | 0 | 0 | 0 | 0 | 0 | 0 | 0 | 0 | 0 | 0 | 0 | 0 | 0 | 0 | 0 | 0 | 0 | 0 | 0 | 0 | 17.0259 | 34.6194 | 0 | 10.5049 | 17.2527 | 22.1541 | 26.4005 | 30.4615 | 0 | 3.6507 | 7.0419 | 10.6324 | 13.4481 | 16.3505 | 0 | 2.4222 | 4.8424 | 7.1828 | 9.5993 | 11.9361 | 0 | 1.9021 | 3.6185 | 5.5169 | 7.3523 | 9.2457 | 0 | 0 | 0 | 0 | 0 | 0 | 0 | 0 | 0
EIB upfront fees
|  |  |  | EIB upfront fee | 1% | %
|  |  |  | EIB debt commitment | 20664.146 | USD 000s
|  |  |  | Financial close date flag - construction | 0 | flag | 1 | 0 | 0 | 0 | 0 | 0 | 0 | 0 | 0 | 0 | 0 | 0 | 0 | 0 | 0 | 0 | 0 | 0 | 0 | 0 | 0 | 0 | 1 | 0 | 0 | 0 | 0 | 0 | 0 | 0 | 0 | 0 | 0 | 0 | 0 | 0 | 0 | 0 | 0 | 0 | 0 | 0 | 0 | 0 | 0 | 0 | 0 | 0 | 0 | 0 | 0 | 0 | 0 | 0 | 0 | 0 | 0 | 0
|  |  |  | EIB upfront fee |  | USD 000s | 206.6415 |  | 0 | 0 | 0 | 0 | 0 | 0 | 0 | 0 | 0 | 0 | 0 | 0 | 0 | 0 | 0 | 0 | 0 | 0 | 0 | 0 | 206.6415 | 0 | 0 | 0 | 0 | 0 | 0 | 0 | 0 | 0 | 0 | 0 | 0 | 0 | 0 | 0 | 0 | 0 | 0 | 0 | 0 | 0 | 0 | 0 | 0 | 0 | 0 | 0 | 0 | 0 | 0 | 0 | 0 | 0 | 0 | 0
|  |  |  | EIB upfront fee | 0 | USD 000s | 206.6415 | 0 | 0 | 0 | 0 | 0 | 0 | 0 | 0 | 0 | 0 | 0 | 0 | 0 | 0 | 0 | 0 | 0 | 0 | 0 | 0 | 0 | 206.6415 | 0 | 0 | 0 | 0 | 0 | 0 | 0 | 0 | 0 | 0 | 0 | 0 | 0 | 0 | 0 | 0 | 0 | 0 | 0 | 0 | 0 | 0 | 0 | 0 | 0 | 0 | 0 | 0 | 0 | 0 | 0 | 0 | 0 | 0 | 0
|  |  |  | EIB upfront fee |  | USD 000s | 206.6415 |  | 0 | 0 | 0 | 0 | 0 | 0 | 0 | 0 | 0 | 0 | 0 | 0 | 0 | 0 | 0 | 0 | 0 | 0 | 0 | 0 | 206.6415 | 0 | 0 | 0 | 0 | 0 | 0 | 0 | 0 | 0 | 0 | 0 | 0 | 0 | 0 | 0 | 0 | 0 | 0 | 0 | 0 | 0 | 0 | 0 | 0 | 0 | 0 | 0 | 0 | 0 | 0 | 0 | 0 | 0 | 0 | 0
|  |  |  | EIB availability period balance BEG | 0 | USD 000s | 0 | 0 | 0 | 0 | 0 | 0 | 0 | 0 | 0 | 0 | 0 | 0 | 0 | 0 | 0 | 0 | 0 | 0 | 0 | 0 | 0 | 0 | 0 | 0 | 0 | 2686.4267 | 8231.9014 | 12594.8837 | 14549.3898 | 15499.8357 | 15557.8561 | 15615.8381 | 16191.5792 | 16221.2907 | 16261.5101 | 17052.2944 | 17060.5175 | 17062.7063 | 17618.2735 | 17620.4623 | 17622.6511 | 17624.8016 | 17626.9904 | 17629.1409 | 18222.1885 | 18224.3773 | 18226.4511 | 18228.6399 | 18232.3085 | 18234.4973 | 0 | 0 | 0 | 0 | 0 | 0 | 0 | 0
|  |  |  | EIB drawdown | 0 | USD 000s | 20431.0959 | 0 | 0 | 0 | 0 | 0 | 0 | 0 | 0 | 0 | 0 | 0 | 0 | 0 | 0 | 0 | 0 | 0 | 0 | 0 | 0 | 0 | 0 | 0 | 2686.4267 | 5545.4746 | 4362.9823 | 1954.5061 | 950.4459 | 58.0204 | 57.9821 | 575.7411 | 29.7115 | 40.2194 | 790.7843 | 8.2231 | 2.1888 | 555.5672 | 2.1888 | 2.1888 | 2.1505 | 2.1888 | 2.1505 | 593.0476 | 2.1888 | 2.0738 | 2.1888 | 3.6686 | 2.1888 | 2196.5985 | 0 | 0 | 0 | 0 | 0 | 0 | 0 | 0
|  |  |  | Last construction period flag - monthly | 0 | flag | 1 | 0 | 0 | 0 | 0 | 0 | 0 | 0 | 0 | 0 | 0 | 0 | 0 | 0 | 0 | 0 | 0 | 0 | 0 | 0 | 0 | 0 | 0 | 0 | 0 | 0 | 0 | 0 | 0 | 0 | 0 | 0 | 0 | 0 | 0 | 0 | 0 | 0 | 0 | 0 | 0 | 0 | 0 | 0 | 0 | 0 | 0 | 0 | 0 | 1 | 0 | 0 | 0 | 0 | 0 | 0 | 0 | 0
|  |  |  | EIB construction end balance |  | USD 000s | 20431.0959 |  | 0 | 0 | 0 | 0 | 0 | 0 | 0 | 0 | 0 | 0 | 0 | 0 | 0 | 0 | 0 | 0 | 0 | 0 | 0 | 0 | 0 | 0 | 0 | 0 | 0 | 0 | 0 | 0 | 0 | 0 | 0 | 0 | 0 | 0 | 0 | 0 | 0 | 0 | 0 | 0 | 0 | 0 | 0 | 0 | 0 | 0 | 0 | 20431.0959 | 0 | 0 | 0 | 0 | 0 | 0 | 0 | 0
|  |  |  | EIB construction end amount - calculated | 20431.0959 | USD 000s
|  |  |  | Use calculated or fixed funding amounts? | 2 | 1 = calculated, 2 = fixed
|  |  |  | EIB construction end amount - calculated | 20431.0959 | USD 000s
|  |  |  | EIB Loan construction end amount - Base Case - Historic | 20431.0959 | USD 000s
|  |  |  | EIB construction end amount | 20431.0959 | USD 000s
EIB debt sizing alert
|  |  |  | EIB maximum debt size | 150000 | USD 000s
|  |  |  | Total project costs for debt | 196037.9342 | USD 000s
|  |  |  | EIB maximum % of project costs | 100% | %
|  |  |  | EIB construction end amount | 20431.0959 | USD 000s
|  |  |  | EIB debt sizing alert | 0 | alert
EIB balance
|  |  |  | EIB availability period balance BEG |  | USD 000s |  |  | 0 | 0 | 0 | 0 | 0 | 0 | 0 | 0 | 0 | 0 | 0 | 0 | 0 | 0 | 0 | 0 | 0 | 0 | 0 | 0 | 0 | 0 | 0 | 2686.4267 | 8231.9014 | 12594.8837 | 14549.3898 | 15499.8357 | 15557.8561 | 15615.8381 | 16191.5792 | 16221.2907 | 16261.5101 | 17052.2944 | 17060.5175 | 17062.7063 | 17618.2735 | 17620.4623 | 17622.6511 | 17624.8016 | 17626.9904 | 17629.1409 | 18222.1885 | 18224.3773 | 18226.4511 | 18228.6399 | 18232.3085 | 18234.4973 | 0 | 0 | 0 | 0 | 0 | 0 | 0 | 0
|  |  |  | EIB drawdown | 0 | USD 000s | 20431.0959 | 0 | 0 | 0 | 0 | 0 | 0 | 0 | 0 | 0 | 0 | 0 | 0 | 0 | 0 | 0 | 0 | 0 | 0 | 0 | 0 | 0 | 0 | 0 | 2686.4267 | 5545.4746 | 4362.9823 | 1954.5061 | 950.4459 | 58.0204 | 57.9821 | 575.7411 | 29.7115 | 40.2194 | 790.7843 | 8.2231 | 2.1888 | 555.5672 | 2.1888 | 2.1888 | 2.1505 | 2.1888 | 2.1505 | 593.0476 | 2.1888 | 2.0738 | 2.1888 | 3.6686 | 2.1888 | 2196.5985 | 0 | 0 | 0 | 0 | 0 | 0 | 0 | 0
|  |  |  | EIB construction end balance | 0 | USD 000s | 20431.0959 | 0 | 0 | 0 | 0 | 0 | 0 | 0 | 0 | 0 | 0 | 0 | 0 | 0 | 0 | 0 | 0 | 0 | 0 | 0 | 0 | 0 | 0 | 0 | 0 | 0 | 0 | 0 | 0 | 0 | 0 | 0 | 0 | 0 | 0 | 0 | 0 | 0 | 0 | 0 | 0 | 0 | 0 | 0 | 0 | 0 | 0 | 0 | 0 | 20431.0959 | 0 | 0 | 0 | 0 | 0 | 0 | 0 | 0
|  |  |  | EIB availability period balance |  | USD 000s |  |  | 0 | 0 | 0 | 0 | 0 | 0 | 0 | 0 | 0 | 0 | 0 | 0 | 0 | 0 | 0 | 0 | 0 | 0 | 0 | 0 | 0 | 0 | 2686.4267 | 8231.9014 | 12594.8837 | 14549.3898 | 15499.8357 | 15557.8561 | 15615.8381 | 16191.5792 | 16221.2907 | 16261.5101 | 17052.2944 | 17060.5175 | 17062.7063 | 17618.2735 | 17620.4623 | 17622.6511 | 17624.8016 | 17626.9904 | 17629.1409 | 18222.1885 | 18224.3773 | 18226.4511 | 18228.6399 | 18232.3085 | 18234.4973 | 0 | 0 | 0 | 0 | 0 | 0 | 0 | 0 | 0
EIB fees
|  |  |  | EIB upfront fee | 0 | USD 000s | 206.6415 | 0 | 0 | 0 | 0 | 0 | 0 | 0 | 0 | 0 | 0 | 0 | 0 | 0 | 0 | 0 | 0 | 0 | 0 | 0 | 0 | 0 | 206.6415 | 0 | 0 | 0 | 0 | 0 | 0 | 0 | 0 | 0 | 0 | 0 | 0 | 0 | 0 | 0 | 0 | 0 | 0 | 0 | 0 | 0 | 0 | 0 | 0 | 0 | 0 | 0 | 0 | 0 | 0 | 0 | 0 | 0 | 0 | 0
|  |  |  | EIB Loan commitment fee - paid | 0 | USD 000s | 128.5971 | 0 | 0 | 0 | 0 | 0 | 0 | 0 | 0 | 0 | 0 | 0 | 0 | 0 | 0 | 0 | 0 | 0 | 0 | 0 | 0 | 0 | 0 | 0 | 0 | 49.4066 | 0 | 0 | 0 | 0 | 0 | 34.608 | 0 | 0 | 0 | 0 | 0 | 19.1575 | 0 | 0 | 0 | 0 | 0 | 14.3489 | 0 | 0 | 0 | 0 | 0 | 11.0762 | 0 | 0 | 0 | 0 | 0 | 0 | 0 | 0
|  |  |  | EIB fees |  | USD 000s | 335.2386 |  | 0 | 0 | 0 | 0 | 0 | 0 | 0 | 0 | 0 | 0 | 0 | 0 | 0 | 0 | 0 | 0 | 0 | 0 | 0 | 0 | 206.6415 | 0 | 0 | 49.4066 | 0 | 0 | 0 | 0 | 0 | 34.608 | 0 | 0 | 0 | 0 | 0 | 19.1575 | 0 | 0 | 0 | 0 | 0 | 14.3489 | 0 | 0 | 0 | 0 | 0 | 11.0762 | 0 | 0 | 0 | 0 | 0 | 0 | 0 | 0
Loan arranger fee
|  |  |  | Include in arranger fee: ADB | 0 | 1 = yes, 0 = no
|  |  |  | Include in arranger fee: EBRD | 0 | 1 = yes, 0 = no
|  |  |  | Include in arranger fee: AIIB | 0 | 1 = yes, 0 = no
|  |  |  | Include in arranger fee: EIB | 0 | 1 = yes, 0 = no
|  |  |  | ADB Loan drawdown | 26505.2054 | USD 000s
|  |  |  | EBRD drawdown | 34798.3079 | USD 000s
|  |  |  | AIIB drawdown | 20431.0959 | USD 000s
|  |  |  | EIB drawdown | 20431.0959 | USD 000s
|  |  |  | Total debt drawdown for arranger fee calculation | 0 | USD 000s
|  |  |  | Total debt drawdown for arranger fee calculation | 0 | USD 000s
|  |  |  | Loan arranger fee | 0% | %
|  |  |  | Financial close date flag - construction | 0 | flag | 1 | 0 | 0 | 0 | 0 | 0 | 0 | 0 | 0 | 0 | 0 | 0 | 0 | 0 | 0 | 0 | 0 | 0 | 0 | 0 | 0 | 0 | 1 | 0 | 0 | 0 | 0 | 0 | 0 | 0 | 0 | 0 | 0 | 0 | 0 | 0 | 0 | 0 | 0 | 0 | 0 | 0 | 0 | 0 | 0 | 0 | 0 | 0 | 0 | 0 | 0 | 0 | 0 | 0 | 0 | 0 | 0 | 0
|  |  |  | Loan arranger fee |  | USD 000s | 0 |  | 0 | 0 | 0 | 0 | 0 | 0 | 0 | 0 | 0 | 0 | 0 | 0 | 0 | 0 | 0 | 0 | 0 | 0 | 0 | 0 | 0 | 0 | 0 | 0 | 0 | 0 | 0 | 0 | 0 | 0 | 0 | 0 | 0 | 0 | 0 | 0 | 0 | 0 | 0 | 0 | 0 | 0 | 0 | 0 | 0 | 0 | 0 | 0 | 0 | 0 | 0 | 0 | 0 | 0 | 0 | 0
First drawdown date
|  |  |  | ADB drawdown | 0 | USD 000s | 26505.2054 | 0 | 0 | 0 | 0 | 0 | 0 | 0 | 0 | 0 | 0 | 0 | 0 | 0 | 0 | 0 | 0 | 0 | 0 | 0 | 0 | 0 | 0 | 0 | 3485.0941 | 7194.1293 | 5660.0852 | 2535.5754 | 1233.0109 | 75.2697 | 75.22 | 746.9074 | 38.5446 | 52.1765 | 1025.8823 | 10.6678 | 2.8396 | 720.7358 | 2.8396 | 2.8396 | 2.7898 | 2.8396 | 2.7898 | 769.359 | 2.8396 | 2.6903 | 2.8396 | 4.7593 | 2.8396 | 2849.6414 | 0 | 0 | 0 | 0 | 0 | 0 | 0 | 0 | 0 | 0 | 0 | 0 | 0 | 0 | 0 | 0 | 0 | 0 | 0 | 0 | 0 | 0 | 0 | 0 | 0 | 0 | 0 | 0 | 0 | 0 | 0 | 0 | 0 | 0 | 0 | 0 | 0 | 0 | 0 | 0 | 0 | 0 | 0 | 0 | 0 | 0 | 0 | 0 | 0 | 0 | 0
|  |  |  | EBRD drawdown | 0 | USD 000s | 34798.3079 | 0 | 0 | 0 | 0 | 0 | 0 | 0 | 0 | 0 | 0 | 0 | 0 | 0 | 0 | 0 | 0 | 0 | 0 | 0 | 0 | 0 | 0 | 0 | 4575.5306 | 9445.0702 | 7431.0455 | 3328.921 | 1618.8025 | 98.8205 | 98.7552 | 980.6041 | 50.6047 | 68.5018 | 1346.8664 | 14.0055 | 3.728 | 946.2438 | 3.728 | 3.728 | 3.6627 | 3.728 | 3.6627 | 1010.0805 | 3.728 | 3.532 | 3.728 | 6.2484 | 3.728 | 3741.2537 | 0 | 0 | 0 | 0 | 0 | 0 | 0 | 0
|  |  |  | AIIB drawdown | 0 | USD 000s | 20431.0959 | 0 | 0 | 0 | 0 | 0 | 0 | 0 | 0 | 0 | 0 | 0 | 0 | 0 | 0 | 0 | 0 | 0 | 0 | 0 | 0 | 0 | 0 | 0 | 2686.4267 | 5545.4746 | 4362.9823 | 1954.5061 | 950.4459 | 58.0204 | 57.9821 | 575.7411 | 29.7115 | 40.2194 | 790.7843 | 8.2231 | 2.1888 | 555.5672 | 2.1888 | 2.1888 | 2.1505 | 2.1888 | 2.1505 | 593.0476 | 2.1888 | 2.0738 | 2.1888 | 3.6686 | 2.1888 | 2196.5985 | 0 | 0 | 0 | 0 | 0 | 0 | 0 | 0
|  |  |  | EIB drawdown | 0 | USD 000s | 20431.0959 | 0 | 0 | 0 | 0 | 0 | 0 | 0 | 0 | 0 | 0 | 0 | 0 | 0 | 0 | 0 | 0 | 0 | 0 | 0 | 0 | 0 | 0 | 0 | 2686.4267 | 5545.4746 | 4362.9823 | 1954.5061 | 950.4459 | 58.0204 | 57.9821 | 575.7411 | 29.7115 | 40.2194 | 790.7843 | 8.2231 | 2.1888 | 555.5672 | 2.1888 | 2.1888 | 2.1505 | 2.1888 | 2.1505 | 593.0476 | 2.1888 | 2.0738 | 2.1888 | 3.6686 | 2.1888 | 2196.5985 | 0 | 0 | 0 | 0 | 0 | 0 | 0 | 0
|  |  |  | Cumulative debt drawdown |  | USD 000s |  |  | 0 | 0 | 0 | 0 | 0 | 0 | 0 | 0 | 0 | 0 | 0 | 0 | 0 | 0 | 0 | 0 | 0 | 0 | 0 | 0 | 0 | 0 | 13433.4782 | 41163.6269 | 62980.7223 | 72754.2308 | 77506.9359 | 77797.067 | 78087.0063 | 80966 | 81114.5722 | 81315.6893 | 85270.0067 | 85311.1261 | 85322.0713 | 88100.1854 | 88111.1306 | 88122.0758 | 88132.8292 | 88143.7744 | 88154.5278 | 91120.0625 | 91131.0078 | 91141.3776 | 91152.3228 | 91170.6677 | 91181.613 | 102165.7051 | 102165.7051 | 102165.7051 | 102165.7051 | 102165.7051 | 102165.7051 | 102165.7051 | 102165.7051 | 102165.7051 | 102165.7051 | 102165.7051 | 102165.7051 | 102165.7051 | 102165.7051 | 102165.7051 | 102165.7051 | 102165.7051 | 102165.7051 | 102165.7051 | 102165.7051 | 102165.7051 | 102165.7051 | 102165.7051 | 102165.7051 | 102165.7051 | 102165.7051 | 102165.7051 | 102165.7051 | 102165.7051 | 102165.7051 | 102165.7051 | 102165.7051 | 102165.7051 | 102165.7051 | 102165.7051 | 102165.7051 | 102165.7051 | 102165.7051 | 102165.7051 | 102165.7051 | 102165.7051 | 102165.7051 | 102165.7051 | 102165.7051 | 102165.7051 | 102165.7051 | 102165.7051 | 102165.7051 | 102165.7051 | 102165.7051 | 102165.7051 | 102165.7051
|  |  |  | Cumulative debt drawdown | 0 | USD 000s | 0 | 0 | 0 | 0 | 0 | 0 | 0 | 0 | 0 | 0 | 0 | 0 | 0 | 0 | 0 | 0 | 0 | 0 | 0 | 0 | 0 | 0 | 0 | 0 | 13433.4782 | 41163.6269 | 62980.7223 | 72754.2308 | 77506.9359 | 77797.067 | 78087.0063 | 80966 | 81114.5722 | 81315.6893 | 85270.0067 | 85311.1261 | 85322.0713 | 88100.1854 | 88111.1306 | 88122.0758 | 88132.8292 | 88143.7744 | 88154.5278 | 91120.0625 | 91131.0078 | 91141.3776 | 91152.3228 | 91170.6677 | 91181.613 | 102165.7051 | 102165.7051 | 102165.7051 | 102165.7051 | 102165.7051 | 102165.7051 | 102165.7051 | 102165.7051 | 102165.7051 | 102165.7051 | 102165.7051 | 102165.7051 | 102165.7051 | 102165.7051 | 102165.7051 | 102165.7051 | 102165.7051 | 102165.7051 | 102165.7051 | 102165.7051 | 102165.7051 | 102165.7051 | 102165.7051 | 102165.7051 | 102165.7051 | 102165.7051 | 102165.7051 | 102165.7051 | 102165.7051 | 102165.7051 | 102165.7051 | 102165.7051 | 102165.7051 | 102165.7051 | 102165.7051 | 102165.7051 | 102165.7051 | 102165.7051 | 102165.7051 | 102165.7051 | 102165.7051 | 102165.7051 | 102165.7051 | 102165.7051 | 102165.7051 | 102165.7051 | 102165.7051 | 102165.7051 | 102165.7051 | 102165.7051 | 102165.7051 | 102165.7051
|  |  |  | First drawdown flag |  | flag | 1 |  | 0 | 0 | 0 | 0 | 0 | 0 | 0 | 0 | 0 | 0 | 0 | 0 | 0 | 0 | 0 | 0 | 0 | 0 | 0 | 0 | 0 | 0 | 1 | 0 | 0 | 0 | 0 | 0 | 0 | 0 | 0 | 0 | 0 | 0 | 0 | 0 | 0 | 0 | 0 | 0 | 0 | 0 | 0 | 0 | 0 | 0 | 0 | 0 | 0 | 0 | 0 | 0 | 0 | 0 | 0 | 0 | 0 | 0 | 0 | 0 | 0 | 0 | 0 | 0 | 0 | 0 | 0 | 0 | 0 | 0 | 0 | 0 | 0 | 0 | 0 | 0 | 0 | 0 | 0 | 0 | 0 | 0 | 0 | 0 | 0 | 0 | 0 | 0 | 0 | 0 | 0 | 0 | 0 | 0 | 0 | 0 | 0 | 0 | 0
|  |  |  | First drawdown flag | 0 | flag | 1 | 0 | 0 | 0 | 0 | 0 | 0 | 0 | 0 | 0 | 0 | 0 | 0 | 0 | 0 | 0 | 0 | 0 | 0 | 0 | 0 | 0 | 0 | 0 | 1 | 0 | 0 | 0 | 0 | 0 | 0 | 0 | 0 | 0 | 0 | 0 | 0 | 0 | 0 | 0 | 0 | 0 | 0 | 0 | 0 | 0 | 0 | 0 | 0 | 0 | 0 | 0 | 0 | 0 | 0 | 0 | 0 | 0 | 0 | 0 | 0 | 0 | 0 | 0 | 0 | 0 | 0 | 0 | 0 | 0 | 0 | 0 | 0 | 0 | 0 | 0 | 0 | 0 | 0 | 0 | 0 | 0 | 0 | 0 | 0 | 0 | 0 | 0 | 0 | 0 | 0 | 0 | 0 | 0 | 0 | 0 | 0 | 0 | 0 | 0 | 0
|  |  |  | Model period end date - monthly | 0 | date | 0 | 0 | 2021-07-31 | 2021-08-31 | 2021-09-30 | 2021-10-31 | 2021-11-30 | 2021-12-31 | 2022-01-31 | 2022-02-28 | 2022-03-31 | 2022-04-30 | 2022-05-31 | 2022-06-30 | 2022-07-31 | 2022-08-31 | 2022-09-30 | 2022-10-31 | 2022-11-30 | 2022-12-31 | 2023-01-31 | 2023-02-28 | 2023-03-31 | 2023-04-30 | 2023-05-31 | 2023-06-30 | 2023-07-31 | 2023-08-31 | 2023-09-30 | 2023-10-31 | 2023-11-30 | 2023-12-31 | 2024-01-31 | 2024-02-29 | 2024-03-31 | 2024-04-30 | 2024-05-31 | 2024-06-30 | 2024-07-31 | 2024-08-31 | 2024-09-30 | 2024-10-31 | 2024-11-30 | 2024-12-31 | 2025-01-31 | 2025-02-28 | 2025-03-31 | 2025-04-30 | 2025-05-31 | 2025-06-30 | 2025-07-31 | 2025-08-31 | 2025-09-30 | 2025-10-31 | 2025-11-30 | 2025-12-31 | 2026-01-31 | 2026-02-28 | 0 | 0 | 0 | 0 | 0 | 0 | 0 | 0 | 0 | 0 | 0 | 0 | 0 | 0 | 0 | 0 | 0 | 0 | 0 | 0 | 0 | 0 | 0 | 0 | 0 | 0 | 0 | 0 | 0 | 0 | 0 | 0 | 0 | 0 | 0 | 0 | 0 | 0 | 0 | 0 | 0 | 0 | 0
|  |  |  | First drawdown date | 2023-05-31 | date
STANDBY DEBT
|  |  |  | Standby debt commitment fee | 0% | % p.a.
|  |  |  | Months in year | 12 | months
|  |  |  | Standby debt commitment amount | 0 | USD 000s
|  |  |  | Construction period flag - monthly | 0 | flag | 27 | 0 | 0 | 0 | 0 | 0 | 0 | 0 | 0 | 0 | 0 | 0 | 0 | 0 | 0 | 0 | 0 | 0 | 0 | 0 | 0 | 0 | 0 | 1 | 1 | 1 | 1 | 1 | 1 | 1 | 1 | 1 | 1 | 1 | 1 | 1 | 1 | 1 | 1 | 1 | 1 | 1 | 1 | 1 | 1 | 1 | 1 | 1 | 1 | 1 | 0 | 0 | 0 | 0 | 0 | 0 | 0 | 0
|  |  |  | Standby debt commitment fee |  | USD 000s | 0 |  | 0 | 0 | 0 | 0 | 0 | 0 | 0 | 0 | 0 | 0 | 0 | 0 | 0 | 0 | 0 | 0 | 0 | 0 | 0 | 0 | 0 | 0 | 0 | 0 | 0 | 0 | 0 | 0 | 0 | 0 | 0 | 0 | 0 | 0 | 0 | 0 | 0 | 0 | 0 | 0 | 0 | 0 | 0 | 0 | 0 | 0 | 0 | 0 | 0 | 0 | 0 | 0 | 0 | 0 | 0 | 0
|  |  |  | Standby debt commitment amount | 0 | USD 000s
|  |  |  | Standby debt upfront fee | 0% | %
|  |  |  | Financial close date flag - construction | 0 | flag | 1 | 0 | 0 | 0 | 0 | 0 | 0 | 0 | 0 | 0 | 0 | 0 | 0 | 0 | 0 | 0 | 0 | 0 | 0 | 0 | 0 | 0 | 1 | 0 | 0 | 0 | 0 | 0 | 0 | 0 | 0 | 0 | 0 | 0 | 0 | 0 | 0 | 0 | 0 | 0 | 0 | 0 | 0 | 0 | 0 | 0 | 0 | 0 | 0 | 0 | 0 | 0 | 0 | 0 | 0 | 0 | 0 | 0
|  |  |  | Standby debt upfront fee |  | USD 000s | 0 |  | 0 | 0 | 0 | 0 | 0 | 0 | 0 | 0 | 0 | 0 | 0 | 0 | 0 | 0 | 0 | 0 | 0 | 0 | 0 | 0 | 0 | 0 | 0 | 0 | 0 | 0 | 0 | 0 | 0 | 0 | 0 | 0 | 0 | 0 | 0 | 0 | 0 | 0 | 0 | 0 | 0 | 0 | 0 | 0 | 0 | 0 | 0 | 0 | 0 | 0 | 0 | 0 | 0 | 0 | 0 | 0
STANDBY EQUITY
|  |  |  | Funding requirement for senior debt | 0 | USD 000s | 102165.7057 | 0 | 0 | 0 | 0 | 0 | 0 | 0 | 0 | 0 | 0 | 0 | 0 | 0 | 0 | 0 | 0 | 0 | 0 | 0 | 0 | 0 | 0 | 0 | 13433.4782 | 27730.1487 | 21817.0954 | 9773.5085 | 4752.7051 | 290.1311 | 289.9393 | 2878.9937 | 148.5722 | 201.1171 | 3954.3173 | 41.1194 | 10.9452 | 2778.1141 | 10.9452 | 10.9452 | 10.7534 | 10.9452 | 10.7534 | 2965.5347 | 10.9452 | 10.3699 | 10.9452 | 18.3449 | 10.9452 | 10984.0928 | 0 | 0 | 0 | 0 | 0 | 0 | 0 | 0
|  |  |  | ADB drawdown | 0 | USD 000s | 26505.2054 | 0 | 0 | 0 | 0 | 0 | 0 | 0 | 0 | 0 | 0 | 0 | 0 | 0 | 0 | 0 | 0 | 0 | 0 | 0 | 0 | 0 | 0 | 0 | 3485.0941 | 7194.1293 | 5660.0852 | 2535.5754 | 1233.0109 | 75.2697 | 75.22 | 746.9074 | 38.5446 | 52.1765 | 1025.8823 | 10.6678 | 2.8396 | 720.7358 | 2.8396 | 2.8396 | 2.7898 | 2.8396 | 2.7898 | 769.359 | 2.8396 | 2.6903 | 2.8396 | 4.7593 | 2.8396 | 2849.6414 | 0 | 0 | 0 | 0 | 0 | 0 | 0 | 0
|  |  |  | EBRD drawdown | 0 | USD 000s | 34798.3079 | 0 | 0 | 0 | 0 | 0 | 0 | 0 | 0 | 0 | 0 | 0 | 0 | 0 | 0 | 0 | 0 | 0 | 0 | 0 | 0 | 0 | 0 | 0 | 4575.5306 | 9445.0702 | 7431.0455 | 3328.921 | 1618.8025 | 98.8205 | 98.7552 | 980.6041 | 50.6047 | 68.5018 | 1346.8664 | 14.0055 | 3.728 | 946.2438 | 3.728 | 3.728 | 3.6627 | 3.728 | 3.6627 | 1010.0805 | 3.728 | 3.532 | 3.728 | 6.2484 | 3.728 | 3741.2537 | 0 | 0 | 0 | 0 | 0 | 0 | 0 | 0
|  |  |  | AIIB drawdown | 0 | USD 000s | 20431.0959 | 0 | 0 | 0 | 0 | 0 | 0 | 0 | 0 | 0 | 0 | 0 | 0 | 0 | 0 | 0 | 0 | 0 | 0 | 0 | 0 | 0 | 0 | 0 | 2686.4267 | 5545.4746 | 4362.9823 | 1954.5061 | 950.4459 | 58.0204 | 57.9821 | 575.7411 | 29.7115 | 40.2194 | 790.7843 | 8.2231 | 2.1888 | 555.5672 | 2.1888 | 2.1888 | 2.1505 | 2.1888 | 2.1505 | 593.0476 | 2.1888 | 2.0738 | 2.1888 | 3.6686 | 2.1888 | 2196.5985 | 0 | 0 | 0 | 0 | 0 | 0 | 0 | 0
|  |  |  | EIB drawdown | 0 | USD 000s | 20431.0959 | 0 | 0 | 0 | 0 | 0 | 0 | 0 | 0 | 0 | 0 | 0 | 0 | 0 | 0 | 0 | 0 | 0 | 0 | 0 | 0 | 0 | 0 | 0 | 2686.4267 | 5545.4746 | 4362.9823 | 1954.5061 | 950.4459 | 58.0204 | 57.9821 | 575.7411 | 29.7115 | 40.2194 | 790.7843 | 8.2231 | 2.1888 | 555.5672 | 2.1888 | 2.1888 | 2.1505 | 2.1888 | 2.1505 | 593.0476 | 2.1888 | 2.0738 | 2.1888 | 3.6686 | 2.1888 | 2196.5985 | 0 | 0 | 0 | 0 | 0 | 0 | 0 | 0
|  |  |  | Funding requirement for standby equity |  | USD 000s | 0.00063303 |  | 0 | 0 | 0 | 0 | 0 | 0 | 0 | 0 | 0 | 0 | 0 | 0 | 0 | 0 | 0 | 0 | 0 | 0 | 0 | 0 | 0 | 0 | 0 | 0 | 9.0949e-13 | 0 | 0 | 0 | 7.1054e-15 | 0 | 0 | 0 | 0 | 0 | 0 | 1.1369e-13 | 0 | 0 | 0 | 0 | 0 | 0 | 0 | 4.4409e-16 | 0 | 0 | 0 | 0.00063303 | 0 | 0 | 0 | 0 | 0 | 0 | 0 | 0
Standby funding amount
|  |  |  | Development fee | 8990.0349 | USD 000s
|  |  |  | Maximum standby equity commitment amount | 8990.0349 | USD 000s
|  |  |  | Total funding requirement | 179800.6979 | USD 000s
|  |  |  | Senior debt amount | 102165.7051 | USD 000s
|  |  |  | Equity funding requirement - calculated | 77634.9922 | USD 000s
|  |  |  | Maximum standby equity commitment amount | 8990.0349 | USD 000s
|  |  |  | Standby equity funding amount | 0 | USD 000s
|  |  |  | Standby equity funding amount | 0 | USD 000s
|  |  |  | Standby equity balance BEG | 0 | USD 000s | 0 | 0 | 0 | 0 | 0 | 0 | 0 | 0 | 0 | 0 | 0 | 0 | 0 | 0 | 0 | 0 | 0 | 0 | 0 | 0 | 0 | 0 | 0 | 0 | 0 | 0 | 0 | 0 | 0 | 0 | 0 | 0 | 0 | 0 | 0 | 0 | 0 | 0 | 0 | 0 | 0 | 0 | 0 | 0 | 0 | 0 | 0 | 0 | 0 | 0 | 0 | 0 | 0 | 0 | 0 | 0 | 0 | 0
|  |  |  | Construction period flag - monthly | 0 | flag | 27 | 0 | 0 | 0 | 0 | 0 | 0 | 0 | 0 | 0 | 0 | 0 | 0 | 0 | 0 | 0 | 0 | 0 | 0 | 0 | 0 | 0 | 0 | 1 | 1 | 1 | 1 | 1 | 1 | 1 | 1 | 1 | 1 | 1 | 1 | 1 | 1 | 1 | 1 | 1 | 1 | 1 | 1 | 1 | 1 | 1 | 1 | 1 | 1 | 1 | 0 | 0 | 0 | 0 | 0 | 0 | 0 | 0
|  |  |  | Undrawn standby equity |  | USD 000s |  |  | 0 | 0 | 0 | 0 | 0 | 0 | 0 | 0 | 0 | 0 | 0 | 0 | 0 | 0 | 0 | 0 | 0 | 0 | 0 | 0 | 0 | 0 | 0 | 0 | 0 | 0 | 0 | 0 | 0 | 0 | 0 | 0 | 0 | 0 | 0 | 0 | 0 | 0 | 0 | 0 | 0 | 0 | 0 | 0 | 0 | 0 | 0 | 0 | 0 | 0 | 0 | 0 | 0 | 0 | 0 | 0
|  |  |  | Undrawn standby equity | 0 | USD 000s | 0 | 0 | 0 | 0 | 0 | 0 | 0 | 0 | 0 | 0 | 0 | 0 | 0 | 0 | 0 | 0 | 0 | 0 | 0 | 0 | 0 | 0 | 0 | 0 | 0 | 0 | 0 | 0 | 0 | 0 | 0 | 0 | 0 | 0 | 0 | 0 | 0 | 0 | 0 | 0 | 0 | 0 | 0 | 0 | 0 | 0 | 0 | 0 | 0 | 0 | 0 | 0 | 0 | 0 | 0 | 0 | 0 | 0
|  |  |  | Funding requirement for standby equity | 0 | USD 000s | 0.00063303 | 0 | 0 | 0 | 0 | 0 | 0 | 0 | 0 | 0 | 0 | 0 | 0 | 0 | 0 | 0 | 0 | 0 | 0 | 0 | 0 | 0 | 0 | 0 | 0 | 0 | 9.0949e-13 | 0 | 0 | 0 | 7.1054e-15 | 0 | 0 | 0 | 0 | 0 | 0 | 1.1369e-13 | 0 | 0 | 0 | 0 | 0 | 0 | 0 | 4.4409e-16 | 0 | 0 | 0 | 0.00063303 | 0 | 0 | 0 | 0 | 0 | 0 | 0 | 0
|  |  |  | Standby equity drawdown |  | USD 000s | 0 |  | 0 | 0 | 0 | 0 | 0 | 0 | 0 | 0 | 0 | 0 | 0 | 0 | 0 | 0 | 0 | 0 | 0 | 0 | 0 | 0 | 0 | 0 | 0 | 0 | 0 | 0 | 0 | 0 | 0 | 0 | 0 | 0 | 0 | 0 | 0 | 0 | 0 | 0 | 0 | 0 | 0 | 0 | 0 | 0 | 0 | 0 | 0 | 0 | 0 | 0 | 0 | 0 | 0 | 0 | 0 | 0
|  |  |  | Standby equity drawdown | 0 | USD 000s
|  |  |  | Standby equity balance BEG |  | USD 000s |  |  | 0 | 0 | 0 | 0 | 0 | 0 | 0 | 0 | 0 | 0 | 0 | 0 | 0 | 0 | 0 | 0 | 0 | 0 | 0 | 0 | 0 | 0 | 0 | 0 | 0 | 0 | 0 | 0 | 0 | 0 | 0 | 0 | 0 | 0 | 0 | 0 | 0 | 0 | 0 | 0 | 0 | 0 | 0 | 0 | 0 | 0 | 0 | 0 | 0 | 0 | 0 | 0 | 0 | 0 | 0 | 0
|  |  | Plus | Standby equity drawdown | 0 | USD 000s | 0 | 0 | 0 | 0 | 0 | 0 | 0 | 0 | 0 | 0 | 0 | 0 | 0 | 0 | 0 | 0 | 0 | 0 | 0 | 0 | 0 | 0 | 0 | 0 | 0 | 0 | 0 | 0 | 0 | 0 | 0 | 0 | 0 | 0 | 0 | 0 | 0 | 0 | 0 | 0 | 0 | 0 | 0 | 0 | 0 | 0 | 0 | 0 | 0 | 0 | 0 | 0 | 0 | 0 | 0 | 0 | 0 | 0
|  |  |  | Standby equity balance |  | USD 000s |  |  | 0 | 0 | 0 | 0 | 0 | 0 | 0 | 0 | 0 | 0 | 0 | 0 | 0 | 0 | 0 | 0 | 0 | 0 | 0 | 0 | 0 | 0 | 0 | 0 | 0 | 0 | 0 | 0 | 0 | 0 | 0 | 0 | 0 | 0 | 0 | 0 | 0 | 0 | 0 | 0 | 0 | 0 | 0 | 0 | 0 | 0 | 0 | 0 | 0 | 0 | 0 | 0 | 0 | 0 | 0 | 0
|  |  |  | Maximum standby equity commitment amount | 8990.0349 | USD 000s
|  |  |  | Construction period flag - monthly | 0 | flag | 27 | 0 | 0 | 0 | 0 | 0 | 0 | 0 | 0 | 0 | 0 | 0 | 0 | 0 | 0 | 0 | 0 | 0 | 0 | 0 | 0 | 0 | 0 | 1 | 1 | 1 | 1 | 1 | 1 | 1 | 1 | 1 | 1 | 1 | 1 | 1 | 1 | 1 | 1 | 1 | 1 | 1 | 1 | 1 | 1 | 1 | 1 | 1 | 1 | 1 | 0 | 0 | 0 | 0 | 0 | 0 | 0 | 0
|  |  |  | Standby equity balance BEG | 0 | USD 000s | 0 | 0 | 0 | 0 | 0 | 0 | 0 | 0 | 0 | 0 | 0 | 0 | 0 | 0 | 0 | 0 | 0 | 0 | 0 | 0 | 0 | 0 | 0 | 0 | 0 | 0 | 0 | 0 | 0 | 0 | 0 | 0 | 0 | 0 | 0 | 0 | 0 | 0 | 0 | 0 | 0 | 0 | 0 | 0 | 0 | 0 | 0 | 0 | 0 | 0 | 0 | 0 | 0 | 0 | 0 | 0 | 0 | 0
|  |  |  | Standby equity - undrawn |  | USD 000s |  |  | 0 | 0 | 0 | 0 | 0 | 0 | 0 | 0 | 0 | 0 | 0 | 0 | 0 | 0 | 0 | 0 | 0 | 0 | 0 | 0 | 0 | 8990.0349 | 8990.0349 | 8990.0349 | 8990.0349 | 8990.0349 | 8990.0349 | 8990.0349 | 8990.0349 | 8990.0349 | 8990.0349 | 8990.0349 | 8990.0349 | 8990.0349 | 8990.0349 | 8990.0349 | 8990.0349 | 8990.0349 | 8990.0349 | 8990.0349 | 8990.0349 | 8990.0349 | 8990.0349 | 8990.0349 | 8990.0349 | 8990.0349 | 8990.0349 | 8990.0349 | 0 | 0 | 0 | 0 | 0 | 0 | 0 | 0
|  |  |  | Standby equity LC fee | 0% | % p.a.
|  |  |  | Months in year | 12 | months
|  |  |  | Standby equity - undrawn | 0 | USD 000s | 0 | 0 | 0 | 0 | 0 | 0 | 0 | 0 | 0 | 0 | 0 | 0 | 0 | 0 | 0 | 0 | 0 | 0 | 0 | 0 | 0 | 0 | 0 | 8990.0349 | 8990.0349 | 8990.0349 | 8990.0349 | 8990.0349 | 8990.0349 | 8990.0349 | 8990.0349 | 8990.0349 | 8990.0349 | 8990.0349 | 8990.0349 | 8990.0349 | 8990.0349 | 8990.0349 | 8990.0349 | 8990.0349 | 8990.0349 | 8990.0349 | 8990.0349 | 8990.0349 | 8990.0349 | 8990.0349 | 8990.0349 | 8990.0349 | 8990.0349 | 8990.0349 | 0 | 0 | 0 | 0 | 0 | 0 | 0 | 0
|  |  |  | Standby equity LC fee |  | USD 000s | 0 |  | 0 | 0 | 0 | 0 | 0 | 0 | 0 | 0 | 0 | 0 | 0 | 0 | 0 | 0 | 0 | 0 | 0 | 0 | 0 | 0 | 0 | 0 | 0 | 0 | 0 | 0 | 0 | 0 | 0 | 0 | 0 | 0 | 0 | 0 | 0 | 0 | 0 | 0 | 0 | 0 | 0 | 0 | 0 | 0 | 0 | 0 | 0 | 0 | 0 | 0 | 0 | 0 | 0 | 0 | 0 | 0
FINANCING COSTS
|  |  |  | Loan arranger fee | 0 | USD 000s | 0 | 0 | 0 | 0 | 0 | 0 | 0 | 0 | 0 | 0 | 0 | 0 | 0 | 0 | 0 | 0 | 0 | 0 | 0 | 0 | 0 | 0 | 0 | 0 | 0 | 0 | 0 | 0 | 0 | 0 | 0 | 0 | 0 | 0 | 0 | 0 | 0 | 0 | 0 | 0 | 0 | 0 | 0 | 0 | 0 | 0 | 0 | 0 | 0 | 0 | 0 | 0 | 0 | 0 | 0 | 0 | 0 | 0
|  |  |  | ADB Loan debt interest - paid | 0 | USD 000s | 2860.1165 | 0 | 0 | 0 | 0 | 0 | 0 | 0 | 0 | 0 | 0 | 0 | 0 | 0 | 0 | 0 | 0 | 0 | 0 | 0 | 0 | 0 | 0 | 0 | 0 | 23.0215 | 0 | 0 | 0 | 0 | 0 | 634.8917 | 0 | 0 | 0 | 0 | 0 | 702.9152 | 0 | 0 | 0 | 0 | 0 | 744.7616 | 0 | 0 | 0 | 0 | 0 | 754.5266 | 0 | 0 | 0 | 0 | 0 | 0 | 0 | 0
|  |  |  | ADB Loan commitment fee - paid | 0 | USD 000s | 166.8287 | 0 | 0 | 0 | 0 | 0 | 0 | 0 | 0 | 0 | 0 | 0 | 0 | 0 | 0 | 0 | 0 | 0 | 0 | 0 | 0 | 0 | 0 | 0 | 0 | 64.095 | 0 | 0 | 0 | 0 | 0 | 44.8969 | 0 | 0 | 0 | 0 | 0 | 24.853 | 0 | 0 | 0 | 0 | 0 | 18.6148 | 0 | 0 | 0 | 0 | 0 | 14.3691 | 0 | 0 | 0 | 0 | 0 | 0 | 0 | 0
|  |  |  | ADB Loan upfront fee | 0 | USD 000s | 268.0754 | 0 | 0 | 0 | 0 | 0 | 0 | 0 | 0 | 0 | 0 | 0 | 0 | 0 | 0 | 0 | 0 | 0 | 0 | 0 | 0 | 0 | 268.0754 | 0 | 0 | 0 | 0 | 0 | 0 | 0 | 0 | 0 | 0 | 0 | 0 | 0 | 0 | 0 | 0 | 0 | 0 | 0 | 0 | 0 | 0 | 0 | 0 | 0 | 0 | 0 | 0 | 0 | 0 | 0 | 0 | 0 | 0 | 0
|  |  |  | EBRD Loan debt interest - paid | 0 | USD 000s | 3755.0064 | 0 | 0 | 0 | 0 | 0 | 0 | 0 | 0 | 0 | 0 | 0 | 0 | 0 | 0 | 0 | 0 | 0 | 0 | 0 | 0 | 0 | 0 | 0 | 0 | 30.2246 | 0 | 0 | 0 | 0 | 0 | 833.5403 | 0 | 0 | 0 | 0 | 0 | 922.8473 | 0 | 0 | 0 | 0 | 0 | 977.7869 | 0 | 0 | 0 | 0 | 0 | 990.6073 | 0 | 0 | 0 | 0 | 0 | 0 | 0 | 0
|  |  |  | EBRD Loan commitment fee - paid | 0 | USD 000s | 219.027 | 0 | 0 | 0 | 0 | 0 | 0 | 0 | 0 | 0 | 0 | 0 | 0 | 0 | 0 | 0 | 0 | 0 | 0 | 0 | 0 | 0 | 0 | 0 | 0 | 84.1494 | 0 | 0 | 0 | 0 | 0 | 58.9445 | 0 | 0 | 0 | 0 | 0 | 32.6291 | 0 | 0 | 0 | 0 | 0 | 24.439 | 0 | 0 | 0 | 0 | 0 | 18.865 | 0 | 0 | 0 | 0 | 0 | 0 | 0 | 0
|  |  |  | EBRD upfront fee | 0 | USD 000s | 351.9524 | 0 | 0 | 0 | 0 | 0 | 0 | 0 | 0 | 0 | 0 | 0 | 0 | 0 | 0 | 0 | 0 | 0 | 0 | 0 | 0 | 0 | 351.9524 | 0 | 0 | 0 | 0 | 0 | 0 | 0 | 0 | 0 | 0 | 0 | 0 | 0 | 0 | 0 | 0 | 0 | 0 | 0 | 0 | 0 | 0 | 0 | 0 | 0 | 0 | 0 | 0 | 0 | 0 | 0 | 0 | 0 | 0 | 0
|  |  |  | AIIB Loan debt interest - paid | 0 | USD 000s | 2204.6732 | 0 | 0 | 0 | 0 | 0 | 0 | 0 | 0 | 0 | 0 | 0 | 0 | 0 | 0 | 0 | 0 | 0 | 0 | 0 | 0 | 0 | 0 | 0 | 0 | 17.7457 | 0 | 0 | 0 | 0 | 0 | 489.3957 | 0 | 0 | 0 | 0 | 0 | 541.8304 | 0 | 0 | 0 | 0 | 0 | 574.087 | 0 | 0 | 0 | 0 | 0 | 581.6143 | 0 | 0 | 0 | 0 | 0 | 0 | 0 | 0
|  |  |  | AIIB Loan commitment fee - paid | 0 | USD 000s | 128.5971 | 0 | 0 | 0 | 0 | 0 | 0 | 0 | 0 | 0 | 0 | 0 | 0 | 0 | 0 | 0 | 0 | 0 | 0 | 0 | 0 | 0 | 0 | 0 | 0 | 49.4066 | 0 | 0 | 0 | 0 | 0 | 34.608 | 0 | 0 | 0 | 0 | 0 | 19.1575 | 0 | 0 | 0 | 0 | 0 | 14.3489 | 0 | 0 | 0 | 0 | 0 | 11.0762 | 0 | 0 | 0 | 0 | 0 | 0 | 0 | 0
|  |  |  | AIIB upfront fee | 0 | USD 000s | 206.6415 | 0 | 0 | 0 | 0 | 0 | 0 | 0 | 0 | 0 | 0 | 0 | 0 | 0 | 0 | 0 | 0 | 0 | 0 | 0 | 0 | 0 | 206.6415 | 0 | 0 | 0 | 0 | 0 | 0 | 0 | 0 | 0 | 0 | 0 | 0 | 0 | 0 | 0 | 0 | 0 | 0 | 0 | 0 | 0 | 0 | 0 | 0 | 0 | 0 | 0 | 0 | 0 | 0 | 0 | 0 | 0 | 0 | 0
|  |  |  | EIB Loan debt interest - paid | 0 | USD 000s | 2052.6124 | 0 | 0 | 0 | 0 | 0 | 0 | 0 | 0 | 0 | 0 | 0 | 0 | 0 | 0 | 0 | 0 | 0 | 0 | 0 | 0 | 0 | 0 | 0 | 0 | 16.7383 | 0 | 0 | 0 | 0 | 0 | 457.9777 | 0 | 0 | 0 | 0 | 0 | 503.9706 | 0 | 0 | 0 | 0 | 0 | 533.5525 | 0 | 0 | 0 | 0 | 0 | 540.3732 | 0 | 0 | 0 | 0 | 0 | 0 | 0 | 0
|  |  |  | EIB Loan commitment fee - paid | 0 | USD 000s | 128.5971 | 0 | 0 | 0 | 0 | 0 | 0 | 0 | 0 | 0 | 0 | 0 | 0 | 0 | 0 | 0 | 0 | 0 | 0 | 0 | 0 | 0 | 0 | 0 | 0 | 49.4066 | 0 | 0 | 0 | 0 | 0 | 34.608 | 0 | 0 | 0 | 0 | 0 | 19.1575 | 0 | 0 | 0 | 0 | 0 | 14.3489 | 0 | 0 | 0 | 0 | 0 | 11.0762 | 0 | 0 | 0 | 0 | 0 | 0 | 0 | 0
|  |  |  | EIB upfront fee | 0 | USD 000s | 206.6415 | 0 | 0 | 0 | 0 | 0 | 0 | 0 | 0 | 0 | 0 | 0 | 0 | 0 | 0 | 0 | 0 | 0 | 0 | 0 | 0 | 0 | 206.6415 | 0 | 0 | 0 | 0 | 0 | 0 | 0 | 0 | 0 | 0 | 0 | 0 | 0 | 0 | 0 | 0 | 0 | 0 | 0 | 0 | 0 | 0 | 0 | 0 | 0 | 0 | 0 | 0 | 0 | 0 | 0 | 0 | 0 | 0 | 0
|  |  |  | Agent bank fee - m | 0 | USD 000s | 157.6438 | 0 | 0 | 0 | 0 | 0 | 0 | 0 | 0 | 0 | 0 | 0 | 0 | 0 | 0 | 0 | 0 | 0 | 0 | 0 | 0 | 0 | 0 | 5.7534 | 5.9452 | 5.7534 | 5.9452 | 5.9452 | 5.7534 | 5.9452 | 5.7534 | 5.9452 | 5.9452 | 5.5616 | 5.9452 | 5.7534 | 5.9452 | 5.7534 | 5.9452 | 5.9452 | 5.7534 | 5.9452 | 5.7534 | 5.9452 | 5.9452 | 5.3699 | 5.9452 | 5.7534 | 5.9452 | 5.7534 | 0 | 0 | 0 | 0 | 0 | 0 | 0 | 0
|  |  |  | VAT facility financing cost paid | 0 | USD 000s | 0 | 0 | 0 | 0 | 0 | 0 | 0 | 0 | 0 | 0 | 0 | 0 | 0 | 0 | 0 | 0 | 0 | 0 | 0 | 0 | 0 | 0 | 0 | 0 | 0 | 0 | 0 | 0 | 0 | 0 | 0 | 0 | 0 | 0 | 0 | 0 | 0 | 0 | 0 | 0 | 0 | 0 | 0 | 0 | 0 | 0 | 0 | 0 | 0 | 0 | 0 | 0 | 0 | 0 | 0 | 0 | 0 | 0
|  |  |  | Standby debt commitment fee | 0 | USD 000s | 0 | 0 | 0 | 0 | 0 | 0 | 0 | 0 | 0 | 0 | 0 | 0 | 0 | 0 | 0 | 0 | 0 | 0 | 0 | 0 | 0 | 0 | 0 | 0 | 0 | 0 | 0 | 0 | 0 | 0 | 0 | 0 | 0 | 0 | 0 | 0 | 0 | 0 | 0 | 0 | 0 | 0 | 0 | 0 | 0 | 0 | 0 | 0 | 0 | 0 | 0 | 0 | 0 | 0 | 0 | 0 | 0 | 0
|  |  |  | Standby debt upfront fee | 0 | USD 000s | 0 | 0 | 0 | 0 | 0 | 0 | 0 | 0 | 0 | 0 | 0 | 0 | 0 | 0 | 0 | 0 | 0 | 0 | 0 | 0 | 0 | 0 | 0 | 0 | 0 | 0 | 0 | 0 | 0 | 0 | 0 | 0 | 0 | 0 | 0 | 0 | 0 | 0 | 0 | 0 | 0 | 0 | 0 | 0 | 0 | 0 | 0 | 0 | 0 | 0 | 0 | 0 | 0 | 0 | 0 | 0 | 0 | 0
|  |  |  | Financial expenses during construction |  | USD 000s | 12706.413 |  | 0 | 0 | 0 | 0 | 0 | 0 | 0 | 0 | 0 | 0 | 0 | 0 | 0 | 0 | 0 | 0 | 0 | 0 | 0 | 0 | 1033.3107 | 5.7534 | 5.9452 | 340.5412 | 5.9452 | 5.9452 | 5.7534 | 5.9452 | 5.7534 | 2594.8078 | 5.9452 | 5.5616 | 5.9452 | 5.7534 | 5.9452 | 2773.1141 | 5.9452 | 5.9452 | 5.7534 | 5.9452 | 5.7534 | 2907.8847 | 5.9452 | 5.3699 | 5.9452 | 5.7534 | 5.9452 | 2928.2612 | 0 | 0 | 0 | 0 | 0 | 0 | 0 | 0
|  |  |  | ADB Loan debt interest - paid | 0 | USD 000s | 2860.1165 | 0 | 0 | 0 | 0 | 0 | 0 | 0 | 0 | 0 | 0 | 0 | 0 | 0 | 0 | 0 | 0 | 0 | 0 | 0 | 0 | 0 | 0 | 0 | 0 | 23.0215 | 0 | 0 | 0 | 0 | 0 | 634.8917 | 0 | 0 | 0 | 0 | 0 | 702.9152 | 0 | 0 | 0 | 0 | 0 | 744.7616 | 0 | 0 | 0 | 0 | 0 | 754.5266 | 0 | 0 | 0 | 0 | 0 | 0 | 0 | 0
|  |  |  | ADB Loan commitment fee - paid | 0 | USD 000s | 166.8287 | 0 | 0 | 0 | 0 | 0 | 0 | 0 | 0 | 0 | 0 | 0 | 0 | 0 | 0 | 0 | 0 | 0 | 0 | 0 | 0 | 0 | 0 | 0 | 0 | 64.095 | 0 | 0 | 0 | 0 | 0 | 44.8969 | 0 | 0 | 0 | 0 | 0 | 24.853 | 0 | 0 | 0 | 0 | 0 | 18.6148 | 0 | 0 | 0 | 0 | 0 | 14.3691 | 0 | 0 | 0 | 0 | 0 | 0 | 0 | 0
|  |  |  | ADB Loan upfront fee | 0 | USD 000s | 268.0754 | 0 | 0 | 0 | 0 | 0 | 0 | 0 | 0 | 0 | 0 | 0 | 0 | 0 | 0 | 0 | 0 | 0 | 0 | 0 | 0 | 0 | 268.0754 | 0 | 0 | 0 | 0 | 0 | 0 | 0 | 0 | 0 | 0 | 0 | 0 | 0 | 0 | 0 | 0 | 0 | 0 | 0 | 0 | 0 | 0 | 0 | 0 | 0 | 0 | 0 | 0 | 0 | 0 | 0 | 0 | 0 | 0 | 0
|  |  |  | Loan arranger fee | 0 | USD 000s | 0 | 0 | 0 | 0 | 0 | 0 | 0 | 0 | 0 | 0 | 0 | 0 | 0 | 0 | 0 | 0 | 0 | 0 | 0 | 0 | 0 | 0 | 0 | 0 | 0 | 0 | 0 | 0 | 0 | 0 | 0 | 0 | 0 | 0 | 0 | 0 | 0 | 0 | 0 | 0 | 0 | 0 | 0 | 0 | 0 | 0 | 0 | 0 | 0 | 0 | 0 | 0 | 0 | 0 | 0 | 0 | 0 | 0
|  |  |  | ADB agent bank fees - m | 0 | USD 000s | 157.6438 | 0 | 0 | 0 | 0 | 0 | 0 | 0 | 0 | 0 | 0 | 0 | 0 | 0 | 0 | 0 | 0 | 0 | 0 | 0 | 0 | 0 | 0 | 5.7534 | 5.9452 | 5.7534 | 5.9452 | 5.9452 | 5.7534 | 5.9452 | 5.7534 | 5.9452 | 5.9452 | 5.5616 | 5.9452 | 5.7534 | 5.9452 | 5.7534 | 5.9452 | 5.9452 | 5.7534 | 5.9452 | 5.7534 | 5.9452 | 5.9452 | 5.3699 | 5.9452 | 5.7534 | 5.9452 | 5.7534 | 0 | 0 | 0 | 0 | 0 | 0 | 0 | 0
|  |  |  | ADB Loan interest and fees during construction |  | USD 000s | 3452.6645 |  | 0 | 0 | 0 | 0 | 0 | 0 | 0 | 0 | 0 | 0 | 0 | 0 | 0 | 0 | 0 | 0 | 0 | 0 | 0 | 0 | 268.0754 | 5.7534 | 5.9452 | 92.8699 | 5.9452 | 5.9452 | 5.7534 | 5.9452 | 5.7534 | 685.7337 | 5.9452 | 5.5616 | 5.9452 | 5.7534 | 5.9452 | 733.5216 | 5.9452 | 5.9452 | 5.7534 | 5.9452 | 5.7534 | 769.3215 | 5.9452 | 5.3699 | 5.9452 | 5.7534 | 5.9452 | 774.6491 | 0 | 0 | 0 | 0 | 0 | 0 | 0 | 0
|  |  |  | EBRD Loan debt interest - paid | 0 | USD 000s | 3755.0064 | 0 | 0 | 0 | 0 | 0 | 0 | 0 | 0 | 0 | 0 | 0 | 0 | 0 | 0 | 0 | 0 | 0 | 0 | 0 | 0 | 0 | 0 | 0 | 0 | 30.2246 | 0 | 0 | 0 | 0 | 0 | 833.5403 | 0 | 0 | 0 | 0 | 0 | 922.8473 | 0 | 0 | 0 | 0 | 0 | 977.7869 | 0 | 0 | 0 | 0 | 0 | 990.6073 | 0 | 0 | 0 | 0 | 0 | 0 | 0 | 0
|  |  |  | EBRD Loan commitment fee - paid | 0 | USD 000s | 219.027 | 0 | 0 | 0 | 0 | 0 | 0 | 0 | 0 | 0 | 0 | 0 | 0 | 0 | 0 | 0 | 0 | 0 | 0 | 0 | 0 | 0 | 0 | 0 | 0 | 84.1494 | 0 | 0 | 0 | 0 | 0 | 58.9445 | 0 | 0 | 0 | 0 | 0 | 32.6291 | 0 | 0 | 0 | 0 | 0 | 24.439 | 0 | 0 | 0 | 0 | 0 | 18.865 | 0 | 0 | 0 | 0 | 0 | 0 | 0 | 0
|  |  |  | EBRD upfront fee | 0 | USD 000s | 351.9524 | 0 | 0 | 0 | 0 | 0 | 0 | 0 | 0 | 0 | 0 | 0 | 0 | 0 | 0 | 0 | 0 | 0 | 0 | 0 | 0 | 0 | 351.9524 | 0 | 0 | 0 | 0 | 0 | 0 | 0 | 0 | 0 | 0 | 0 | 0 | 0 | 0 | 0 | 0 | 0 | 0 | 0 | 0 | 0 | 0 | 0 | 0 | 0 | 0 | 0 | 0 | 0 | 0 | 0 | 0 | 0 | 0 | 0
|  |  |  | EBRD agent bank fees - m | 0 | USD 000s | 0 | 0 | 0 | 0 | 0 | 0 | 0 | 0 | 0 | 0 | 0 | 0 | 0 | 0 | 0 | 0 | 0 | 0 | 0 | 0 | 0 | 0 | 0 | 0 | 0 | 0 | 0 | 0 | 0 | 0 | 0 | 0 | 0 | 0 | 0 | 0 | 0 | 0 | 0 | 0 | 0 | 0 | 0 | 0 | 0 | 0 | 0 | 0 | 0 | 0 | 0 | 0 | 0 | 0 | 0 | 0 | 0 | 0
|  |  |  | EBRD interest and fees during construction |  | USD 000s | 4325.9858 |  | 0 | 0 | 0 | 0 | 0 | 0 | 0 | 0 | 0 | 0 | 0 | 0 | 0 | 0 | 0 | 0 | 0 | 0 | 0 | 0 | 351.9524 | 0 | 0 | 114.374 | 0 | 0 | 0 | 0 | 0 | 892.4847 | 0 | 0 | 0 | 0 | 0 | 955.4765 | 0 | 0 | 0 | 0 | 0 | 1002.2259 | 0 | 0 | 0 | 0 | 0 | 1009.4723 | 0 | 0 | 0 | 0 | 0 | 0 | 0 | 0
|  |  |  | AIIB Loan debt interest - paid | 0 | USD 000s | 2204.6732 | 0 | 0 | 0 | 0 | 0 | 0 | 0 | 0 | 0 | 0 | 0 | 0 | 0 | 0 | 0 | 0 | 0 | 0 | 0 | 0 | 0 | 0 | 0 | 0 | 17.7457 | 0 | 0 | 0 | 0 | 0 | 489.3957 | 0 | 0 | 0 | 0 | 0 | 541.8304 | 0 | 0 | 0 | 0 | 0 | 574.087 | 0 | 0 | 0 | 0 | 0 | 581.6143 | 0 | 0 | 0 | 0 | 0 | 0 | 0 | 0
|  |  |  | AIIB Loan commitment fee - paid | 0 | USD 000s | 128.5971 | 0 | 0 | 0 | 0 | 0 | 0 | 0 | 0 | 0 | 0 | 0 | 0 | 0 | 0 | 0 | 0 | 0 | 0 | 0 | 0 | 0 | 0 | 0 | 0 | 49.4066 | 0 | 0 | 0 | 0 | 0 | 34.608 | 0 | 0 | 0 | 0 | 0 | 19.1575 | 0 | 0 | 0 | 0 | 0 | 14.3489 | 0 | 0 | 0 | 0 | 0 | 11.0762 | 0 | 0 | 0 | 0 | 0 | 0 | 0 | 0
|  |  |  | AIIB upfront fee | 0 | USD 000s | 206.6415 | 0 | 0 | 0 | 0 | 0 | 0 | 0 | 0 | 0 | 0 | 0 | 0 | 0 | 0 | 0 | 0 | 0 | 0 | 0 | 0 | 0 | 206.6415 | 0 | 0 | 0 | 0 | 0 | 0 | 0 | 0 | 0 | 0 | 0 | 0 | 0 | 0 | 0 | 0 | 0 | 0 | 0 | 0 | 0 | 0 | 0 | 0 | 0 | 0 | 0 | 0 | 0 | 0 | 0 | 0 | 0 | 0 | 0
|  |  |  | AIIB agent bank fees - m | 0 | USD 000s | 0 | 0 | 0 | 0 | 0 | 0 | 0 | 0 | 0 | 0 | 0 | 0 | 0 | 0 | 0 | 0 | 0 | 0 | 0 | 0 | 0 | 0 | 0 | 0 | 0 | 0 | 0 | 0 | 0 | 0 | 0 | 0 | 0 | 0 | 0 | 0 | 0 | 0 | 0 | 0 | 0 | 0 | 0 | 0 | 0 | 0 | 0 | 0 | 0 | 0 | 0 | 0 | 0 | 0 | 0 | 0 | 0 | 0
|  |  |  | AIIB interest and fees during construction |  | USD 000s | 2539.9117 |  | 0 | 0 | 0 | 0 | 0 | 0 | 0 | 0 | 0 | 0 | 0 | 0 | 0 | 0 | 0 | 0 | 0 | 0 | 0 | 0 | 206.6415 | 0 | 0 | 67.1523 | 0 | 0 | 0 | 0 | 0 | 524.0037 | 0 | 0 | 0 | 0 | 0 | 560.9879 | 0 | 0 | 0 | 0 | 0 | 588.4359 | 0 | 0 | 0 | 0 | 0 | 592.6904 | 0 | 0 | 0 | 0 | 0 | 0 | 0 | 0
|  |  |  | EIB Loan debt interest - paid | 0 | USD 000s | 2052.6124 | 0 | 0 | 0 | 0 | 0 | 0 | 0 | 0 | 0 | 0 | 0 | 0 | 0 | 0 | 0 | 0 | 0 | 0 | 0 | 0 | 0 | 0 | 0 | 0 | 16.7383 | 0 | 0 | 0 | 0 | 0 | 457.9777 | 0 | 0 | 0 | 0 | 0 | 503.9706 | 0 | 0 | 0 | 0 | 0 | 533.5525 | 0 | 0 | 0 | 0 | 0 | 540.3732 | 0 | 0 | 0 | 0 | 0 | 0 | 0 | 0
|  |  |  | EIB Loan commitment fee - paid | 0 | USD 000s | 128.5971 | 0 | 0 | 0 | 0 | 0 | 0 | 0 | 0 | 0 | 0 | 0 | 0 | 0 | 0 | 0 | 0 | 0 | 0 | 0 | 0 | 0 | 0 | 0 | 0 | 49.4066 | 0 | 0 | 0 | 0 | 0 | 34.608 | 0 | 0 | 0 | 0 | 0 | 19.1575 | 0 | 0 | 0 | 0 | 0 | 14.3489 | 0 | 0 | 0 | 0 | 0 | 11.0762 | 0 | 0 | 0 | 0 | 0 | 0 | 0 | 0
|  |  |  | EIB upfront fee | 0 | USD 000s | 206.6415 | 0 | 0 | 0 | 0 | 0 | 0 | 0 | 0 | 0 | 0 | 0 | 0 | 0 | 0 | 0 | 0 | 0 | 0 | 0 | 0 | 0 | 206.6415 | 0 | 0 | 0 | 0 | 0 | 0 | 0 | 0 | 0 | 0 | 0 | 0 | 0 | 0 | 0 | 0 | 0 | 0 | 0 | 0 | 0 | 0 | 0 | 0 | 0 | 0 | 0 | 0 | 0 | 0 | 0 | 0 | 0 | 0 | 0
|  |  |  | EIB agent bank fees - m | 0 | USD 000s | 0 | 0 | 0 | 0 | 0 | 0 | 0 | 0 | 0 | 0 | 0 | 0 | 0 | 0 | 0 | 0 | 0 | 0 | 0 | 0 | 0 | 0 | 0 | 0 | 0 | 0 | 0 | 0 | 0 | 0 | 0 | 0 | 0 | 0 | 0 | 0 | 0 | 0 | 0 | 0 | 0 | 0 | 0 | 0 | 0 | 0 | 0 | 0 | 0 | 0 | 0 | 0 | 0 | 0 | 0 | 0 | 0 | 0
|  |  |  | EIB interest and fees during construction |  | USD 000s | 2387.8509 |  | 0 | 0 | 0 | 0 | 0 | 0 | 0 | 0 | 0 | 0 | 0 | 0 | 0 | 0 | 0 | 0 | 0 | 0 | 0 | 0 | 206.6415 | 0 | 0 | 66.1449 | 0 | 0 | 0 | 0 | 0 | 492.5857 | 0 | 0 | 0 | 0 | 0 | 523.1281 | 0 | 0 | 0 | 0 | 0 | 547.9014 | 0 | 0 | 0 | 0 | 0 | 551.4494 | 0 | 0 | 0 | 0 | 0 | 0 | 0 | 0
DEVELOPMENT AND OTHER CONSTRUCTION PERIOD COSTS - FOR UZS TAX CALCULATIONS
|  |  |  | [spare 1] | 0 | Som 000s
|  |  |  | [spare 1] Som s-curve | 0% | % | bar: 0 to 56
|  |  |  | USD to Som exchange rate for period (EXRn) - monthly | 0 | Som / USD | 0 | 0 | 11000 | 11000 | 11000 | 11000 | 11000 | 11000 | 11000 | 11000 | 11000 | 11000 | 11000 | 11000 | 11000 | 11000 | 11000 | 11000 | 11000 | 11000 | 11000 | 11000 | 11000 | 11000 | 11000 | 11000 | 11000 | 11000 | 11000 | 11000 | 11000 | 11000 | 11000 | 11000 | 11000 | 11036.5996 | 11073.3209 | 11110.1644 | 11147.1305 | 11184.2196 | 11221.4322 | 11258.7685 | 11296.229 | 11333.8142 | 11371.5245 | 11409.3602 | 11447.3218 | 11476.8448 | 11506.444 | 11536.1195 | 11000 | 11000 | 11000 | 11000 | 11000 | 11000 | 11000 | 11000
|  |  |  | [spare 1] local costs |  | USD 000s | 0 |  | 0 | 0 | 0 | 0 | 0 | 0 | 0 | 0 | 0 | 0 | 0 | 0 | 0 | 0 | 0 | 0 | 0 | 0 | 0 | 0 | 0 | 0 | 0 | 0 | 0 | 0 | 0 | 0 | 0 | 0 | 0 | 0 | 0 | 0 | 0 | 0 | 0 | 0 | 0 | 0 | 0 | 0 | 0 | 0 | 0 | 0 | 0 | 0 | 0 | 0 | 0 | 0 | 0 | 0 | 0 | 0
|  |  |  | [spare 2] | 0 | Som 000s
|  |  |  | [spare 2] Som s-curve | 0% | % | bar: 0 to 56
|  |  |  | USD to Som exchange rate for period (EXRn) - monthly | 0 | Som / USD | 0 | 0 | 11000 | 11000 | 11000 | 11000 | 11000 | 11000 | 11000 | 11000 | 11000 | 11000 | 11000 | 11000 | 11000 | 11000 | 11000 | 11000 | 11000 | 11000 | 11000 | 11000 | 11000 | 11000 | 11000 | 11000 | 11000 | 11000 | 11000 | 11000 | 11000 | 11000 | 11000 | 11000 | 11000 | 11036.5996 | 11073.3209 | 11110.1644 | 11147.1305 | 11184.2196 | 11221.4322 | 11258.7685 | 11296.229 | 11333.8142 | 11371.5245 | 11409.3602 | 11447.3218 | 11476.8448 | 11506.444 | 11536.1195 | 11000 | 11000 | 11000 | 11000 | 11000 | 11000 | 11000 | 11000
|  |  |  | [spare 2] local costs |  | USD 000s | 0 |  | 0 | 0 | 0 | 0 | 0 | 0 | 0 | 0 | 0 | 0 | 0 | 0 | 0 | 0 | 0 | 0 | 0 | 0 | 0 | 0 | 0 | 0 | 0 | 0 | 0 | 0 | 0 | 0 | 0 | 0 | 0 | 0 | 0 | 0 | 0 | 0 | 0 | 0 | 0 | 0 | 0 | 0 | 0 | 0 | 0 | 0 | 0 | 0 | 0 | 0 | 0 | 0 | 0 | 0 | 0 | 0
|  |  |  | [spare 3] | 0 | Som 000s
|  |  |  | [spare 3] Som s-curve | 0% | % | bar: 0 to 56
|  |  |  | USD to Som exchange rate for period (EXRn) - monthly | 0 | Som / USD | 0 | 0 | 11000 | 11000 | 11000 | 11000 | 11000 | 11000 | 11000 | 11000 | 11000 | 11000 | 11000 | 11000 | 11000 | 11000 | 11000 | 11000 | 11000 | 11000 | 11000 | 11000 | 11000 | 11000 | 11000 | 11000 | 11000 | 11000 | 11000 | 11000 | 11000 | 11000 | 11000 | 11000 | 11000 | 11036.5996 | 11073.3209 | 11110.1644 | 11147.1305 | 11184.2196 | 11221.4322 | 11258.7685 | 11296.229 | 11333.8142 | 11371.5245 | 11409.3602 | 11447.3218 | 11476.8448 | 11506.444 | 11536.1195 | 11000 | 11000 | 11000 | 11000 | 11000 | 11000 | 11000 | 11000
|  |  |  | [spare 3] local costs |  | USD 000s | 0 |  | 0 | 0 | 0 | 0 | 0 | 0 | 0 | 0 | 0 | 0 | 0 | 0 | 0 | 0 | 0 | 0 | 0 | 0 | 0 | 0 | 0 | 0 | 0 | 0 | 0 | 0 | 0 | 0 | 0 | 0 | 0 | 0 | 0 | 0 | 0 | 0 | 0 | 0 | 0 | 0 | 0 | 0 | 0 | 0 | 0 | 0 | 0 | 0 | 0 | 0 | 0 | 0 | 0 | 0 | 0 | 0
|  |  |  | [spare 4] | 0 | Som 000s
|  |  |  | [spare 4] Som s-curve | 0% | % | bar: 0 to 56
|  |  |  | USD to Som exchange rate for period (EXRn) - monthly | 0 | Som / USD | 0 | 0 | 11000 | 11000 | 11000 | 11000 | 11000 | 11000 | 11000 | 11000 | 11000 | 11000 | 11000 | 11000 | 11000 | 11000 | 11000 | 11000 | 11000 | 11000 | 11000 | 11000 | 11000 | 11000 | 11000 | 11000 | 11000 | 11000 | 11000 | 11000 | 11000 | 11000 | 11000 | 11000 | 11000 | 11036.5996 | 11073.3209 | 11110.1644 | 11147.1305 | 11184.2196 | 11221.4322 | 11258.7685 | 11296.229 | 11333.8142 | 11371.5245 | 11409.3602 | 11447.3218 | 11476.8448 | 11506.444 | 11536.1195 | 11000 | 11000 | 11000 | 11000 | 11000 | 11000 | 11000 | 11000
|  |  |  | [spare 4] local costs |  | USD 000s | 0 |  | 0 | 0 | 0 | 0 | 0 | 0 | 0 | 0 | 0 | 0 | 0 | 0 | 0 | 0 | 0 | 0 | 0 | 0 | 0 | 0 | 0 | 0 | 0 | 0 | 0 | 0 | 0 | 0 | 0 | 0 | 0 | 0 | 0 | 0 | 0 | 0 | 0 | 0 | 0 | 0 | 0 | 0 | 0 | 0 | 0 | 0 | 0 | 0 | 0 | 0 | 0 | 0 | 0 | 0 | 0 | 0
|  |  |  | [spare 5] | 0 | Som 000s
|  |  |  | [spare 5] Som s-curve | 0% | % | bar: 0 to 56
|  |  |  | USD to Som exchange rate for period (EXRn) - monthly | 0 | Som / USD | 0 | 0 | 11000 | 11000 | 11000 | 11000 | 11000 | 11000 | 11000 | 11000 | 11000 | 11000 | 11000 | 11000 | 11000 | 11000 | 11000 | 11000 | 11000 | 11000 | 11000 | 11000 | 11000 | 11000 | 11000 | 11000 | 11000 | 11000 | 11000 | 11000 | 11000 | 11000 | 11000 | 11000 | 11000 | 11036.5996 | 11073.3209 | 11110.1644 | 11147.1305 | 11184.2196 | 11221.4322 | 11258.7685 | 11296.229 | 11333.8142 | 11371.5245 | 11409.3602 | 11447.3218 | 11476.8448 | 11506.444 | 11536.1195 | 11000 | 11000 | 11000 | 11000 | 11000 | 11000 | 11000 | 11000
|  |  |  | [spare 5] local costs |  | USD 000s | 0 |  | 0 | 0 | 0 | 0 | 0 | 0 | 0 | 0 | 0 | 0 | 0 | 0 | 0 | 0 | 0 | 0 | 0 | 0 | 0 | 0 | 0 | 0 | 0 | 0 | 0 | 0 | 0 | 0 | 0 | 0 | 0 | 0 | 0 | 0 | 0 | 0 | 0 | 0 | 0 | 0 | 0 | 0 | 0 | 0 | 0 | 0 | 0 | 0 | 0 | 0 | 0 | 0 | 0 | 0 | 0 | 0
|  |  |  | [spare 6] | 0 | Som 000s
|  |  |  | [spare 6] Som s-curve | 0% | % | bar: 0 to 56
|  |  |  | USD to Som exchange rate for period (EXRn) - monthly | 0 | Som / USD | 0 | 0 | 11000 | 11000 | 11000 | 11000 | 11000 | 11000 | 11000 | 11000 | 11000 | 11000 | 11000 | 11000 | 11000 | 11000 | 11000 | 11000 | 11000 | 11000 | 11000 | 11000 | 11000 | 11000 | 11000 | 11000 | 11000 | 11000 | 11000 | 11000 | 11000 | 11000 | 11000 | 11000 | 11000 | 11036.5996 | 11073.3209 | 11110.1644 | 11147.1305 | 11184.2196 | 11221.4322 | 11258.7685 | 11296.229 | 11333.8142 | 11371.5245 | 11409.3602 | 11447.3218 | 11476.8448 | 11506.444 | 11536.1195 | 11000 | 11000 | 11000 | 11000 | 11000 | 11000 | 11000 | 11000
|  |  |  | [spare 6] local costs |  | USD 000s | 0 |  | 0 | 0 | 0 | 0 | 0 | 0 | 0 | 0 | 0 | 0 | 0 | 0 | 0 | 0 | 0 | 0 | 0 | 0 | 0 | 0 | 0 | 0 | 0 | 0 | 0 | 0 | 0 | 0 | 0 | 0 | 0 | 0 | 0 | 0 | 0 | 0 | 0 | 0 | 0 | 0 | 0 | 0 | 0 | 0 | 0 | 0 | 0 | 0 | 0 | 0 | 0 | 0 | 0 | 0 | 0 | 0
|  |  |  | [spare 7] | 0 | Som 000s
|  |  |  | [spare 7] Som s-curve | 0% | % | bar: 0 to 56
|  |  |  | USD to Som exchange rate for period (EXRn) - monthly | 0 | Som / USD | 0 | 0 | 11000 | 11000 | 11000 | 11000 | 11000 | 11000 | 11000 | 11000 | 11000 | 11000 | 11000 | 11000 | 11000 | 11000 | 11000 | 11000 | 11000 | 11000 | 11000 | 11000 | 11000 | 11000 | 11000 | 11000 | 11000 | 11000 | 11000 | 11000 | 11000 | 11000 | 11000 | 11000 | 11000 | 11036.5996 | 11073.3209 | 11110.1644 | 11147.1305 | 11184.2196 | 11221.4322 | 11258.7685 | 11296.229 | 11333.8142 | 11371.5245 | 11409.3602 | 11447.3218 | 11476.8448 | 11506.444 | 11536.1195 | 11000 | 11000 | 11000 | 11000 | 11000 | 11000 | 11000 | 11000
|  |  |  | [spare 7] local costs |  | USD 000s | 0 |  | 0 | 0 | 0 | 0 | 0 | 0 | 0 | 0 | 0 | 0 | 0 | 0 | 0 | 0 | 0 | 0 | 0 | 0 | 0 | 0 | 0 | 0 | 0 | 0 | 0 | 0 | 0 | 0 | 0 | 0 | 0 | 0 | 0 | 0 | 0 | 0 | 0 | 0 | 0 | 0 | 0 | 0 | 0 | 0 | 0 | 0 | 0 | 0 | 0 | 0 | 0 | 0 | 0 | 0 | 0 | 0
|  |  |  | Development cost | 3611.6741 | USD 000s
|  |  |  | Development cost USD s-curve | 0% | % | 100% | 0% | 0% | 0% | 0% | 0% | 0% | 0% | 0% | 0% | 0% | 0% | 0% | 0% | 0% | 0% | 0% | 0% | 0% | 0% | 0% | 0% | 0% | 0% | 0% | 0% | 0% | 0% | 0% | 0% | 0% | 0% | 0% | 0% | 100% | 0% | 0% | 0% | 0% | 0% | 0% | 0% | 0% | 0% | 0% | 0% | 0% | 0% | 0% | 0% | 0% | 0% | 0% | 0% | 0% | 0% | 0% | 0%
|  |  |  | Development cost USD |  | USD 000s | 3611.6741 |  | 0 | 0 | 0 | 0 | 0 | 0 | 0 | 0 | 0 | 0 | 0 | 0 | 0 | 0 | 0 | 0 | 0 | 0 | 0 | 0 | 0 | 0 | 0 | 0 | 0 | 0 | 0 | 0 | 0 | 0 | 0 | 0 | 3611.6741 | 0 | 0 | 0 | 0 | 0 | 0 | 0 | 0 | 0 | 0 | 0 | 0 | 0 | 0 | 0 | 0 | 0 | 0 | 0 | 0 | 0 | 0 | 0
|  |  |  | Insurance | 525.351 | USD 000s
|  |  |  | Insurance USD s-curve | 0% | % | 100% | 0% | 0% | 0% | 0% | 0% | 0% | 0% | 0% | 0% | 0% | 0% | 0% | 0% | 0% | 0% | 0% | 0% | 0% | 0% | 0% | 0% | 100% | 0% | 0% | 0% | 0% | 0% | 0% | 0% | 0% | 0% | 0% | 0% | 0% | 0% | 0% | 0% | 0% | 0% | 0% | 0% | 0% | 0% | 0% | 0% | 0% | 0% | 0% | 0% | 0% | 0% | 0% | 0% | 0% | 0% | 0% | 0%
|  |  |  | Insurance USD |  | USD 000s | 525.351 |  | 0 | 0 | 0 | 0 | 0 | 0 | 0 | 0 | 0 | 0 | 0 | 0 | 0 | 0 | 0 | 0 | 0 | 0 | 0 | 0 | 525.351 | 0 | 0 | 0 | 0 | 0 | 0 | 0 | 0 | 0 | 0 | 0 | 0 | 0 | 0 | 0 | 0 | 0 | 0 | 0 | 0 | 0 | 0 | 0 | 0 | 0 | 0 | 0 | 0 | 0 | 0 | 0 | 0 | 0 | 0 | 0
|  |  |  | SPV overhead | 1580.9531 | USD 000s
|  |  |  | SPV overhead USD s-curve | 0% | % | 100% | 0% | 0% | 0% | 0% | 0% | 0% | 0% | 0% | 0% | 0% | 0% | 0% | 0% | 0% | 0% | 0% | 0% | 0% | 0% | 0% | 0% | 0% | 8.333% | 8.333% | 8.333% | 8.333% | 8.333% | 8.333% | 8.333% | 8.333% | 8.333% | 8.333% | 8.333% | 8.333% | 0% | 0% | 0% | 0% | 0% | 0% | 0% | 0% | 0% | 0% | 0% | 0% | 0% | 0% | 0% | 0% | 0% | 0% | 0% | 0% | 0% | 0% | 0%
|  |  |  | SPV overhead USD |  | USD 000s | 1580.9531 |  | 0 | 0 | 0 | 0 | 0 | 0 | 0 | 0 | 0 | 0 | 0 | 0 | 0 | 0 | 0 | 0 | 0 | 0 | 0 | 0 | 0 | 131.7461 | 131.7461 | 131.7461 | 131.7461 | 131.7461 | 131.7461 | 131.7461 | 131.7461 | 131.7461 | 131.7461 | 131.7461 | 131.7461 | 0 | 0 | 0 | 0 | 0 | 0 | 0 | 0 | 0 | 0 | 0 | 0 | 0 | 0 | 0 | 0 | 0 | 0 | 0 | 0 | 0 | 0 | 0
|  |  |  | SPV employees | 294.0469 | USD 000s
|  |  |  | SPV employees USD s-curve | 0% | % | 100% | 0% | 0% | 0% | 0% | 0% | 0% | 0% | 0% | 0% | 0% | 0% | 0% | 0% | 0% | 0% | 0% | 0% | 0% | 0% | 0% | 0% | 0% | 0% | 0% | 0% | 0% | 2% | 2% | 2% | 2% | 2% | 2% | 20% | 68% | 0% | 0% | 0% | 0% | 0% | 0% | 0% | 0% | 0% | 0% | 0% | 0% | 0% | 0% | 0% | 0% | 0% | 0% | 0% | 0% | 0% | 0% | 0%
|  |  |  | SPV employees USD |  | USD 000s | 294.0469 |  | 0 | 0 | 0 | 0 | 0 | 0 | 0 | 0 | 0 | 0 | 0 | 0 | 0 | 0 | 0 | 0 | 0 | 0 | 0 | 0 | 0 | 0 | 0 | 0 | 0 | 5.8809 | 5.8809 | 5.8809 | 5.8809 | 5.8809 | 5.8809 | 58.8094 | 199.9519 | 0 | 0 | 0 | 0 | 0 | 0 | 0 | 0 | 0 | 0 | 0 | 0 | 0 | 0 | 0 | 0 | 0 | 0 | 0 | 0 | 0 | 0 | 0
|  |  |  | Upfront agency role fees | 15 | USD 000s
|  |  |  | Upfront agency role fees USD s-curve | 0% | % | 100% | 0% | 0% | 0% | 0% | 0% | 0% | 0% | 0% | 0% | 0% | 0% | 0% | 0% | 0% | 0% | 0% | 0% | 0% | 0% | 0% | 0% | 100% | 0% | 0% | 0% | 0% | 0% | 0% | 0% | 0% | 0% | 0% | 0% | 0% | 0% | 0% | 0% | 0% | 0% | 0% | 0% | 0% | 0% | 0% | 0% | 0% | 0% | 0% | 0% | 0% | 0% | 0% | 0% | 0% | 0% | 0% | 0%
|  |  |  | Upfront agency role fees USD |  | USD 000s | 15 |  | 0 | 0 | 0 | 0 | 0 | 0 | 0 | 0 | 0 | 0 | 0 | 0 | 0 | 0 | 0 | 0 | 0 | 0 | 0 | 0 | 15 | 0 | 0 | 0 | 0 | 0 | 0 | 0 | 0 | 0 | 0 | 0 | 0 | 0 | 0 | 0 | 0 | 0 | 0 | 0 | 0 | 0 | 0 | 0 | 0 | 0 | 0 | 0 | 0 | 0 | 0 | 0 | 0 | 0 | 0 | 0
|  |  |  | O&M mobilisation fees | 52.65 | USD 000s
|  |  |  | O&M mobilisation fees USD s-curve | 0% | % | 100% | 0% | 0% | 0% | 0% | 0% | 0% | 0% | 0% | 0% | 0% | 0% | 0% | 0% | 0% | 0% | 0% | 0% | 0% | 0% | 0% | 0% | 0% | 0% | 0% | 0% | 0% | 0% | 0% | 0% | 0% | 0% | 0% | 0% | 0% | 0% | 0% | 0% | 0% | 0% | 0% | 0% | 0% | 100% | 0% | 0% | 0% | 0% | 0% | 0% | 0% | 0% | 0% | 0% | 0% | 0% | 0% | 0%
|  |  |  | O&M mobilisation fees USD |  | USD 000s | 52.65 |  | 0 | 0 | 0 | 0 | 0 | 0 | 0 | 0 | 0 | 0 | 0 | 0 | 0 | 0 | 0 | 0 | 0 | 0 | 0 | 0 | 0 | 0 | 0 | 0 | 0 | 0 | 0 | 0 | 0 | 0 | 0 | 0 | 0 | 0 | 0 | 0 | 0 | 0 | 0 | 0 | 0 | 52.65 | 0 | 0 | 0 | 0 | 0 | 0 | 0 | 0 | 0 | 0 | 0 | 0 | 0 | 0
|  |  |  | [spare 7] | 0 | USD 000s
|  |  |  | [spare 7] USD s-curve | 0% | % | bar: 0 to 56
|  |  |  | [spare 7] USD |  | USD 000s | 0 |  | 0 | 0 | 0 | 0 | 0 | 0 | 0 | 0 | 0 | 0 | 0 | 0 | 0 | 0 | 0 | 0 | 0 | 0 | 0 | 0 | 0 | 0 | 0 | 0 | 0 | 0 | 0 | 0 | 0 | 0 | 0 | 0 | 0 | 0 | 0 | 0 | 0 | 0 | 0 | 0 | 0 | 0 | 0 | 0 | 0 | 0 | 0 | 0 | 0 | 0 | 0 | 0 | 0 | 0 | 0 | 0
TIMELINE AGGREGATION
Capex including financing costs
|  |  |  | Uses of funds | 0 | USD 000s | 196037.9342 | 0 | 0 | 0 | 0 | 0 | 0 | 0 | 0 | 0 | 0 | 0 | 0 | 0 | 0 | 0 | 0 | 0 | 0 | 0 | 0 | 0 | 41521.3067 | 23602.0099 | 25945.1538 | 27730.1487 | 21817.0954 | 9773.5085 | 4752.7051 | 290.1311 | 289.9393 | 2878.9937 | 148.5722 | 201.1171 | 4414.4364 | 636.6618 | 894.0296 | 3943.7237 | 1515.9951 | 1720.7542 | 1794.7164 | 1662.0269 | 1381.8118 | 3951.743 | 607.1082 | 435.5621 | 471.0642 | 613.8873 | 894.0296 | 12149.7024 | 0 | 0 | 0 | 0 | 0 | 0 | 0 | 0
|  |  | Less | ADB drawdown transferred to waterfall | 0 | USD 000s | 0 | 0 | 0 | 0 | 0 | 0 | 0 | 0 | 0 | 0 | 0 | 0 | 0 | 0 | 0 | 0 | 0 | 0 | 0 | 0 | 0 | 0 | 0 | 0 | 0 | 0 | 0 | 0 | 0 | 0 | 0 | 0 | 0 | 0 | 0 | 0 | 0 | 0 | 0 | 0 | 0 | 0 | 0 | 0 | 0 | 0 | 0 | 0 | 0 | 0 | 0 | 0 | 0 | 0 | 0 | 0 | 0 | 0
|  |  | Less | EBRD drawdown transferred to waterfall | 0 | USD 000s | 0 | 0 | 0 | 0 | 0 | 0 | 0 | 0 | 0 | 0 | 0 | 0 | 0 | 0 | 0 | 0 | 0 | 0 | 0 | 0 | 0 | 0 | 0 | 0 | 0 | 0 | 0 | 0 | 0 | 0 | 0 | 0 | 0 | 0 | 0 | 0 | 0 | 0 | 0 | 0 | 0 | 0 | 0 | 0 | 0 | 0 | 0 | 0 | 0 | 0 | 0 | 0 | 0 | 0 | 0 | 0 | 0 | 0
|  |  | Less | AIIB drawdown transferred to waterfall | 0 | USD 000s | 0 | 0 | 0 | 0 | 0 | 0 | 0 | 0 | 0 | 0 | 0 | 0 | 0 | 0 | 0 | 0 | 0 | 0 | 0 | 0 | 0 | 0 | 0 | 0 | 0 | 0 | 0 | 0 | 0 | 0 | 0 | 0 | 0 | 0 | 0 | 0 | 0 | 0 | 0 | 0 | 0 | 0 | 0 | 0 | 0 | 0 | 0 | 0 | 0 | 0 | 0 | 0 | 0 | 0 | 0 | 0 | 0 | 0
|  |  | Less | EIB drawdown transferred to waterfall | 0 | USD 000s | 0 | 0 | 0 | 0 | 0 | 0 | 0 | 0 | 0 | 0 | 0 | 0 | 0 | 0 | 0 | 0 | 0 | 0 | 0 | 0 | 0 | 0 | 0 | 0 | 0 | 0 | 0 | 0 | 0 | 0 | 0 | 0 | 0 | 0 | 0 | 0 | 0 | 0 | 0 | 0 | 0 | 0 | 0 | 0 | 0 | 0 | 0 | 0 | 0 | 0 | 0 | 0 | 0 | 0 | 0 | 0 | 0 | 0
|  |  |  | Capex including financing costs |  | USD 000s | 196037.9342 |  | 0 | 0 | 0 | 0 | 0 | 0 | 0 | 0 | 0 | 0 | 0 | 0 | 0 | 0 | 0 | 0 | 0 | 0 | 0 | 0 | 41521.3067 | 23602.0099 | 25945.1538 | 27730.1487 | 21817.0954 | 9773.5085 | 4752.7051 | 290.1311 | 289.9393 | 2878.9937 | 148.5722 | 201.1171 | 4414.4364 | 636.6618 | 894.0296 | 3943.7237 | 1515.9951 | 1720.7542 | 1794.7164 | 1662.0269 | 1381.8118 | 3951.743 | 607.1082 | 435.5621 | 471.0642 | 613.8873 | 894.0296 | 12149.7024 | 0 | 0 | 0 | 0 | 0 | 0 | 0 | 0
|  |  |  | Total capex including financing costs | 196037.9342 | USD 000s
|  |  |  | Model column counter | 0 | counter | 0 | 0 | 1 | 2 | 3 | 4 | 5 | 6 | 7 | 8 | 9 | 10 | 11 | 12 | 13 | 14 | 15 | 16 | 17 | 18 | 19 | 20 | 21 | 22 | 23 | 24 | 25 | 26 | 27 | 28 | 29 | 30 | 31 | 32 | 33 | 34 | 35 | 36 | 37 | 38 | 39 | 40 | 41 | 42 | 43 | 44 | 45 | 46 | 47 | 48 | 49 | 50 | 51 | 52 | 53 | 54 | 55 | 56
|  |  |  | Semi annually period number counter | 0 | counter | 0 | 0 | 1 | 1 | 1 | 1 | 1 | 1 | 2 | 2 | 2 | 2 | 2 | 2 | 3 | 3 | 3 | 3 | 3 | 3 | 4 | 4 | 4 | 4 | 4 | 4 | 5 | 5 | 5 | 5 | 5 | 5 | 6 | 6 | 6 | 6 | 6 | 6 | 7 | 7 | 7 | 7 | 7 | 7 | 8 | 8 | 8 | 8 | 8 | 8 | 9 | 9 | 9 | 9 | 9 | 9 | 10 | 10
|  |  |  | Loan arranger fee | 0 | USD 000s | 0 | 0 | 0 | 0 | 0 | 0 | 0 | 0 | 0 | 0 | 0 | 0 | 0 | 0 | 0 | 0 | 0 | 0 | 0 | 0 | 0 | 0 | 0 | 0 | 0 | 0 | 0 | 0 | 0 | 0 | 0 | 0 | 0 | 0 | 0 | 0 | 0 | 0 | 0 | 0 | 0 | 0 | 0 | 0 | 0 | 0 | 0 | 0 | 0 | 0 | 0 | 0 | 0 | 0 | 0 | 0 | 0 | 0
|  |  |  | Loan arranger fee s.a. |  | USD 000s | 0 |  | 0 | 0 | 0 | 0 | 0 | 0 | 0 | 0 | 0 | 0 | 0 | 0 | 0 | 0 | 0 | 0 | 0 | 0 | 0 | 0 | 0 | 0 | 0 | 0 | 0 | 0 | 0 | 0 | 0 | 0 | 0 | 0 | 0 | 0 | 0 | 0 | 0 | 0 | 0 | 0 | 0 | 0 | 0 | 0 | 0 | 0 | 0 | 0 | 0 | 0 | 0 | 0 | 0 | 0 | 0 | 0
|  |  |  | Model column counter | 0 | counter | 0 | 0 | 1 | 2 | 3 | 4 | 5 | 6 | 7 | 8 | 9 | 10 | 11 | 12 | 13 | 14 | 15 | 16 | 17 | 18 | 19 | 20 | 21 | 22 | 23 | 24 | 25 | 26 | 27 | 28 | 29 | 30 | 31 | 32 | 33 | 34 | 35 | 36 | 37 | 38 | 39 | 40 | 41 | 42 | 43 | 44 | 45 | 46 | 47 | 48 | 49 | 50 | 51 | 52 | 53 | 54 | 55 | 56
|  |  |  | Semi annually period number counter | 0 | counter | 0 | 0 | 1 | 1 | 1 | 1 | 1 | 1 | 2 | 2 | 2 | 2 | 2 | 2 | 3 | 3 | 3 | 3 | 3 | 3 | 4 | 4 | 4 | 4 | 4 | 4 | 5 | 5 | 5 | 5 | 5 | 5 | 6 | 6 | 6 | 6 | 6 | 6 | 7 | 7 | 7 | 7 | 7 | 7 | 8 | 8 | 8 | 8 | 8 | 8 | 9 | 9 | 9 | 9 | 9 | 9 | 10 | 10
|  |  |  | ADB Loan debt interest - paid | 0 | USD 000s | 2860.1165 | 0 | 0 | 0 | 0 | 0 | 0 | 0 | 0 | 0 | 0 | 0 | 0 | 0 | 0 | 0 | 0 | 0 | 0 | 0 | 0 | 0 | 0 | 0 | 0 | 23.0215 | 0 | 0 | 0 | 0 | 0 | 634.8917 | 0 | 0 | 0 | 0 | 0 | 702.9152 | 0 | 0 | 0 | 0 | 0 | 744.7616 | 0 | 0 | 0 | 0 | 0 | 754.5266 | 0 | 0 | 0 | 0 | 0 | 0 | 0 | 0
|  |  |  | ADB Loan debt interest - paid s.a. |  | USD 000s | 2860.1165 |  | 0 | 0 | 0 | 23.0215 | 634.8917 | 702.9152 | 744.7616 | 754.5266 | 0 | 0 | 0 | 0 | 0 | 0 | 0 | 0 | 0 | 0 | 0 | 0 | 0 | 0 | 0 | 0 | 0 | 0 | 0 | 0 | 0 | 0 | 0 | 0 | 0 | 0 | 0 | 0 | 0 | 0 | 0 | 0 | 0 | 0 | 0 | 0 | 0 | 0 | 0 | 0 | 0 | 0 | 0 | 0 | 0 | 0 | 0 | 0
|  |  |  | Model column counter | 0 | counter | 0 | 0 | 1 | 2 | 3 | 4 | 5 | 6 | 7 | 8 | 9 | 10 | 11 | 12 | 13 | 14 | 15 | 16 | 17 | 18 | 19 | 20 | 21 | 22 | 23 | 24 | 25 | 26 | 27 | 28 | 29 | 30 | 31 | 32 | 33 | 34 | 35 | 36 | 37 | 38 | 39 | 40 | 41 | 42 | 43 | 44 | 45 | 46 | 47 | 48 | 49 | 50 | 51 | 52 | 53 | 54 | 55 | 56
|  |  |  | Semi annually period number counter | 0 | counter | 0 | 0 | 1 | 1 | 1 | 1 | 1 | 1 | 2 | 2 | 2 | 2 | 2 | 2 | 3 | 3 | 3 | 3 | 3 | 3 | 4 | 4 | 4 | 4 | 4 | 4 | 5 | 5 | 5 | 5 | 5 | 5 | 6 | 6 | 6 | 6 | 6 | 6 | 7 | 7 | 7 | 7 | 7 | 7 | 8 | 8 | 8 | 8 | 8 | 8 | 9 | 9 | 9 | 9 | 9 | 9 | 10 | 10
|  |  |  | ADB Loan commitment fee - paid | 0 | USD 000s | 166.8287 | 0 | 0 | 0 | 0 | 0 | 0 | 0 | 0 | 0 | 0 | 0 | 0 | 0 | 0 | 0 | 0 | 0 | 0 | 0 | 0 | 0 | 0 | 0 | 0 | 64.095 | 0 | 0 | 0 | 0 | 0 | 44.8969 | 0 | 0 | 0 | 0 | 0 | 24.853 | 0 | 0 | 0 | 0 | 0 | 18.6148 | 0 | 0 | 0 | 0 | 0 | 14.3691 | 0 | 0 | 0 | 0 | 0 | 0 | 0 | 0
|  |  |  | ADB Loan commitment fee - paid s.a. |  | USD 000s | 166.8287 |  | 0 | 0 | 0 | 64.095 | 44.8969 | 24.853 | 18.6148 | 14.3691 | 0 | 0 | 0 | 0 | 0 | 0 | 0 | 0 | 0 | 0 | 0 | 0 | 0 | 0 | 0 | 0 | 0 | 0 | 0 | 0 | 0 | 0 | 0 | 0 | 0 | 0 | 0 | 0 | 0 | 0 | 0 | 0 | 0 | 0 | 0 | 0 | 0 | 0 | 0 | 0 | 0 | 0 | 0 | 0 | 0 | 0 | 0 | 0
|  |  |  | Model column counter | 0 | counter | 0 | 0 | 1 | 2 | 3 | 4 | 5 | 6 | 7 | 8 | 9 | 10 | 11 | 12 | 13 | 14 | 15 | 16 | 17 | 18 | 19 | 20 | 21 | 22 | 23 | 24 | 25 | 26 | 27 | 28 | 29 | 30 | 31 | 32 | 33 | 34 | 35 | 36 | 37 | 38 | 39 | 40 | 41 | 42 | 43 | 44 | 45 | 46 | 47 | 48 | 49 | 50 | 51 | 52 | 53 | 54 | 55 | 56
|  |  |  | Semi annually period number counter | 0 | counter | 0 | 0 | 1 | 1 | 1 | 1 | 1 | 1 | 2 | 2 | 2 | 2 | 2 | 2 | 3 | 3 | 3 | 3 | 3 | 3 | 4 | 4 | 4 | 4 | 4 | 4 | 5 | 5 | 5 | 5 | 5 | 5 | 6 | 6 | 6 | 6 | 6 | 6 | 7 | 7 | 7 | 7 | 7 | 7 | 8 | 8 | 8 | 8 | 8 | 8 | 9 | 9 | 9 | 9 | 9 | 9 | 10 | 10
|  |  |  | ADB Loan upfront fee | 0 | USD 000s | 268.0754 | 0 | 0 | 0 | 0 | 0 | 0 | 0 | 0 | 0 | 0 | 0 | 0 | 0 | 0 | 0 | 0 | 0 | 0 | 0 | 0 | 0 | 268.0754 | 0 | 0 | 0 | 0 | 0 | 0 | 0 | 0 | 0 | 0 | 0 | 0 | 0 | 0 | 0 | 0 | 0 | 0 | 0 | 0 | 0 | 0 | 0 | 0 | 0 | 0 | 0 | 0 | 0 | 0 | 0 | 0 | 0 | 0 | 0
|  |  |  | ADB Loan upfront fee s.a. |  | USD 000s | 268.0754 |  | 0 | 0 | 0 | 268.0754 | 0 | 0 | 0 | 0 | 0 | 0 | 0 | 0 | 0 | 0 | 0 | 0 | 0 | 0 | 0 | 0 | 0 | 0 | 0 | 0 | 0 | 0 | 0 | 0 | 0 | 0 | 0 | 0 | 0 | 0 | 0 | 0 | 0 | 0 | 0 | 0 | 0 | 0 | 0 | 0 | 0 | 0 | 0 | 0 | 0 | 0 | 0 | 0 | 0 | 0 | 0 | 0
|  |  |  | Model column counter | 0 | counter | 0 | 0 | 1 | 2 | 3 | 4 | 5 | 6 | 7 | 8 | 9 | 10 | 11 | 12 | 13 | 14 | 15 | 16 | 17 | 18 | 19 | 20 | 21 | 22 | 23 | 24 | 25 | 26 | 27 | 28 | 29 | 30 | 31 | 32 | 33 | 34 | 35 | 36 | 37 | 38 | 39 | 40 | 41 | 42 | 43 | 44 | 45 | 46 | 47 | 48 | 49 | 50 | 51 | 52 | 53 | 54 | 55 | 56
|  |  |  | Semi annually period number counter | 0 | counter | 0 | 0 | 1 | 1 | 1 | 1 | 1 | 1 | 2 | 2 | 2 | 2 | 2 | 2 | 3 | 3 | 3 | 3 | 3 | 3 | 4 | 4 | 4 | 4 | 4 | 4 | 5 | 5 | 5 | 5 | 5 | 5 | 6 | 6 | 6 | 6 | 6 | 6 | 7 | 7 | 7 | 7 | 7 | 7 | 8 | 8 | 8 | 8 | 8 | 8 | 9 | 9 | 9 | 9 | 9 | 9 | 10 | 10
|  |  |  | EBRD Loan debt interest - paid | 0 | USD 000s | 3755.0064 | 0 | 0 | 0 | 0 | 0 | 0 | 0 | 0 | 0 | 0 | 0 | 0 | 0 | 0 | 0 | 0 | 0 | 0 | 0 | 0 | 0 | 0 | 0 | 0 | 30.2246 | 0 | 0 | 0 | 0 | 0 | 833.5403 | 0 | 0 | 0 | 0 | 0 | 922.8473 | 0 | 0 | 0 | 0 | 0 | 977.7869 | 0 | 0 | 0 | 0 | 0 | 990.6073 | 0 | 0 | 0 | 0 | 0 | 0 | 0 | 0
|  |  |  | EBRD Loan debt interest - paid s.a. |  | USD 000s | 3755.0064 |  | 0 | 0 | 0 | 30.2246 | 833.5403 | 922.8473 | 977.7869 | 990.6073 | 0 | 0 | 0 | 0 | 0 | 0 | 0 | 0 | 0 | 0 | 0 | 0 | 0 | 0 | 0 | 0 | 0 | 0 | 0 | 0 | 0 | 0 | 0 | 0 | 0 | 0 | 0 | 0 | 0 | 0 | 0 | 0 | 0 | 0 | 0 | 0 | 0 | 0 | 0 | 0 | 0 | 0 | 0 | 0 | 0 | 0 | 0 | 0
|  |  |  | Model column counter | 0 | counter | 0 | 0 | 1 | 2 | 3 | 4 | 5 | 6 | 7 | 8 | 9 | 10 | 11 | 12 | 13 | 14 | 15 | 16 | 17 | 18 | 19 | 20 | 21 | 22 | 23 | 24 | 25 | 26 | 27 | 28 | 29 | 30 | 31 | 32 | 33 | 34 | 35 | 36 | 37 | 38 | 39 | 40 | 41 | 42 | 43 | 44 | 45 | 46 | 47 | 48 | 49 | 50 | 51 | 52 | 53 | 54 | 55 | 56
|  |  |  | Semi annually period number counter | 0 | counter | 0 | 0 | 1 | 1 | 1 | 1 | 1 | 1 | 2 | 2 | 2 | 2 | 2 | 2 | 3 | 3 | 3 | 3 | 3 | 3 | 4 | 4 | 4 | 4 | 4 | 4 | 5 | 5 | 5 | 5 | 5 | 5 | 6 | 6 | 6 | 6 | 6 | 6 | 7 | 7 | 7 | 7 | 7 | 7 | 8 | 8 | 8 | 8 | 8 | 8 | 9 | 9 | 9 | 9 | 9 | 9 | 10 | 10
|  |  |  | EBRD Loan commitment fee - paid | 0 | USD 000s | 219.027 | 0 | 0 | 0 | 0 | 0 | 0 | 0 | 0 | 0 | 0 | 0 | 0 | 0 | 0 | 0 | 0 | 0 | 0 | 0 | 0 | 0 | 0 | 0 | 0 | 84.1494 | 0 | 0 | 0 | 0 | 0 | 58.9445 | 0 | 0 | 0 | 0 | 0 | 32.6291 | 0 | 0 | 0 | 0 | 0 | 24.439 | 0 | 0 | 0 | 0 | 0 | 18.865 | 0 | 0 | 0 | 0 | 0 | 0 | 0 | 0
|  |  |  | EBRD Loan commitment fee - paid s.a. |  | USD 000s | 219.027 |  | 0 | 0 | 0 | 84.1494 | 58.9445 | 32.6291 | 24.439 | 18.865 | 0 | 0 | 0 | 0 | 0 | 0 | 0 | 0 | 0 | 0 | 0 | 0 | 0 | 0 | 0 | 0 | 0 | 0 | 0 | 0 | 0 | 0 | 0 | 0 | 0 | 0 | 0 | 0 | 0 | 0 | 0 | 0 | 0 | 0 | 0 | 0 | 0 | 0 | 0 | 0 | 0 | 0 | 0 | 0 | 0 | 0 | 0 | 0
|  |  |  | Model column counter | 0 | counter | 0 | 0 | 1 | 2 | 3 | 4 | 5 | 6 | 7 | 8 | 9 | 10 | 11 | 12 | 13 | 14 | 15 | 16 | 17 | 18 | 19 | 20 | 21 | 22 | 23 | 24 | 25 | 26 | 27 | 28 | 29 | 30 | 31 | 32 | 33 | 34 | 35 | 36 | 37 | 38 | 39 | 40 | 41 | 42 | 43 | 44 | 45 | 46 | 47 | 48 | 49 | 50 | 51 | 52 | 53 | 54 | 55 | 56
|  |  |  | Semi annually period number counter | 0 | counter | 0 | 0 | 1 | 1 | 1 | 1 | 1 | 1 | 2 | 2 | 2 | 2 | 2 | 2 | 3 | 3 | 3 | 3 | 3 | 3 | 4 | 4 | 4 | 4 | 4 | 4 | 5 | 5 | 5 | 5 | 5 | 5 | 6 | 6 | 6 | 6 | 6 | 6 | 7 | 7 | 7 | 7 | 7 | 7 | 8 | 8 | 8 | 8 | 8 | 8 | 9 | 9 | 9 | 9 | 9 | 9 | 10 | 10
|  |  |  | EBRD upfront fee | 0 | USD 000s | 351.9524 | 0 | 0 | 0 | 0 | 0 | 0 | 0 | 0 | 0 | 0 | 0 | 0 | 0 | 0 | 0 | 0 | 0 | 0 | 0 | 0 | 0 | 351.9524 | 0 | 0 | 0 | 0 | 0 | 0 | 0 | 0 | 0 | 0 | 0 | 0 | 0 | 0 | 0 | 0 | 0 | 0 | 0 | 0 | 0 | 0 | 0 | 0 | 0 | 0 | 0 | 0 | 0 | 0 | 0 | 0 | 0 | 0 | 0
|  |  |  | EBRD upfront fee s.a. |  | USD 000s | 351.9524 |  | 0 | 0 | 0 | 351.9524 | 0 | 0 | 0 | 0 | 0 | 0 | 0 | 0 | 0 | 0 | 0 | 0 | 0 | 0 | 0 | 0 | 0 | 0 | 0 | 0 | 0 | 0 | 0 | 0 | 0 | 0 | 0 | 0 | 0 | 0 | 0 | 0 | 0 | 0 | 0 | 0 | 0 | 0 | 0 | 0 | 0 | 0 | 0 | 0 | 0 | 0 | 0 | 0 | 0 | 0 | 0 | 0
|  |  |  | Model column counter | 0 | counter | 0 | 0 | 1 | 2 | 3 | 4 | 5 | 6 | 7 | 8 | 9 | 10 | 11 | 12 | 13 | 14 | 15 | 16 | 17 | 18 | 19 | 20 | 21 | 22 | 23 | 24 | 25 | 26 | 27 | 28 | 29 | 30 | 31 | 32 | 33 | 34 | 35 | 36 | 37 | 38 | 39 | 40 | 41 | 42 | 43 | 44 | 45 | 46 | 47 | 48 | 49 | 50 | 51 | 52 | 53 | 54 | 55 | 56
|  |  |  | Semi annually period number counter | 0 | counter | 0 | 0 | 1 | 1 | 1 | 1 | 1 | 1 | 2 | 2 | 2 | 2 | 2 | 2 | 3 | 3 | 3 | 3 | 3 | 3 | 4 | 4 | 4 | 4 | 4 | 4 | 5 | 5 | 5 | 5 | 5 | 5 | 6 | 6 | 6 | 6 | 6 | 6 | 7 | 7 | 7 | 7 | 7 | 7 | 8 | 8 | 8 | 8 | 8 | 8 | 9 | 9 | 9 | 9 | 9 | 9 | 10 | 10
|  |  |  | AIIB Loan debt interest - paid | 0 | USD 000s | 2204.6732 | 0 | 0 | 0 | 0 | 0 | 0 | 0 | 0 | 0 | 0 | 0 | 0 | 0 | 0 | 0 | 0 | 0 | 0 | 0 | 0 | 0 | 0 | 0 | 0 | 17.7457 | 0 | 0 | 0 | 0 | 0 | 489.3957 | 0 | 0 | 0 | 0 | 0 | 541.8304 | 0 | 0 | 0 | 0 | 0 | 574.087 | 0 | 0 | 0 | 0 | 0 | 581.6143 | 0 | 0 | 0 | 0 | 0 | 0 | 0 | 0
|  |  |  | AIIB Loan debt interest - paid s.a. |  | USD 000s | 2204.6732 |  | 0 | 0 | 0 | 17.7457 | 489.3957 | 541.8304 | 574.087 | 581.6143 | 0 | 0 | 0 | 0 | 0 | 0 | 0 | 0 | 0 | 0 | 0 | 0 | 0 | 0 | 0 | 0 | 0 | 0 | 0 | 0 | 0 | 0 | 0 | 0 | 0 | 0 | 0 | 0 | 0 | 0 | 0 | 0 | 0 | 0 | 0 | 0 | 0 | 0 | 0 | 0 | 0 | 0 | 0 | 0 | 0 | 0 | 0 | 0
|  |  |  | Model column counter | 0 | counter | 0 | 0 | 1 | 2 | 3 | 4 | 5 | 6 | 7 | 8 | 9 | 10 | 11 | 12 | 13 | 14 | 15 | 16 | 17 | 18 | 19 | 20 | 21 | 22 | 23 | 24 | 25 | 26 | 27 | 28 | 29 | 30 | 31 | 32 | 33 | 34 | 35 | 36 | 37 | 38 | 39 | 40 | 41 | 42 | 43 | 44 | 45 | 46 | 47 | 48 | 49 | 50 | 51 | 52 | 53 | 54 | 55 | 56
|  |  |  | Semi annually period number counter | 0 | counter | 0 | 0 | 1 | 1 | 1 | 1 | 1 | 1 | 2 | 2 | 2 | 2 | 2 | 2 | 3 | 3 | 3 | 3 | 3 | 3 | 4 | 4 | 4 | 4 | 4 | 4 | 5 | 5 | 5 | 5 | 5 | 5 | 6 | 6 | 6 | 6 | 6 | 6 | 7 | 7 | 7 | 7 | 7 | 7 | 8 | 8 | 8 | 8 | 8 | 8 | 9 | 9 | 9 | 9 | 9 | 9 | 10 | 10
|  |  |  | AIIB Loan commitment fee - paid | 0 | USD 000s | 128.5971 | 0 | 0 | 0 | 0 | 0 | 0 | 0 | 0 | 0 | 0 | 0 | 0 | 0 | 0 | 0 | 0 | 0 | 0 | 0 | 0 | 0 | 0 | 0 | 0 | 49.4066 | 0 | 0 | 0 | 0 | 0 | 34.608 | 0 | 0 | 0 | 0 | 0 | 19.1575 | 0 | 0 | 0 | 0 | 0 | 14.3489 | 0 | 0 | 0 | 0 | 0 | 11.0762 | 0 | 0 | 0 | 0 | 0 | 0 | 0 | 0
|  |  |  | AIIB Loan commitment fee - paid s.a. |  | USD 000s | 128.5971 |  | 0 | 0 | 0 | 49.4066 | 34.608 | 19.1575 | 14.3489 | 11.0762 | 0 | 0 | 0 | 0 | 0 | 0 | 0 | 0 | 0 | 0 | 0 | 0 | 0 | 0 | 0 | 0 | 0 | 0 | 0 | 0 | 0 | 0 | 0 | 0 | 0 | 0 | 0 | 0 | 0 | 0 | 0 | 0 | 0 | 0 | 0 | 0 | 0 | 0 | 0 | 0 | 0 | 0 | 0 | 0 | 0 | 0 | 0 | 0
|  |  |  | Model column counter | 0 | counter | 0 | 0 | 1 | 2 | 3 | 4 | 5 | 6 | 7 | 8 | 9 | 10 | 11 | 12 | 13 | 14 | 15 | 16 | 17 | 18 | 19 | 20 | 21 | 22 | 23 | 24 | 25 | 26 | 27 | 28 | 29 | 30 | 31 | 32 | 33 | 34 | 35 | 36 | 37 | 38 | 39 | 40 | 41 | 42 | 43 | 44 | 45 | 46 | 47 | 48 | 49 | 50 | 51 | 52 | 53 | 54 | 55 | 56
|  |  |  | Semi annually period number counter | 0 | counter | 0 | 0 | 1 | 1 | 1 | 1 | 1 | 1 | 2 | 2 | 2 | 2 | 2 | 2 | 3 | 3 | 3 | 3 | 3 | 3 | 4 | 4 | 4 | 4 | 4 | 4 | 5 | 5 | 5 | 5 | 5 | 5 | 6 | 6 | 6 | 6 | 6 | 6 | 7 | 7 | 7 | 7 | 7 | 7 | 8 | 8 | 8 | 8 | 8 | 8 | 9 | 9 | 9 | 9 | 9 | 9 | 10 | 10
|  |  |  | AIIB upfront fee | 0 | USD 000s | 206.6415 | 0 | 0 | 0 | 0 | 0 | 0 | 0 | 0 | 0 | 0 | 0 | 0 | 0 | 0 | 0 | 0 | 0 | 0 | 0 | 0 | 0 | 206.6415 | 0 | 0 | 0 | 0 | 0 | 0 | 0 | 0 | 0 | 0 | 0 | 0 | 0 | 0 | 0 | 0 | 0 | 0 | 0 | 0 | 0 | 0 | 0 | 0 | 0 | 0 | 0 | 0 | 0 | 0 | 0 | 0 | 0 | 0 | 0
|  |  |  | AIIB upfront fee s.a. |  | USD 000s | 206.6415 |  | 0 | 0 | 0 | 206.6415 | 0 | 0 | 0 | 0 | 0 | 0 | 0 | 0 | 0 | 0 | 0 | 0 | 0 | 0 | 0 | 0 | 0 | 0 | 0 | 0 | 0 | 0 | 0 | 0 | 0 | 0 | 0 | 0 | 0 | 0 | 0 | 0 | 0 | 0 | 0 | 0 | 0 | 0 | 0 | 0 | 0 | 0 | 0 | 0 | 0 | 0 | 0 | 0 | 0 | 0 | 0 | 0
|  |  |  | Model column counter | 0 | counter | 0 | 0 | 1 | 2 | 3 | 4 | 5 | 6 | 7 | 8 | 9 | 10 | 11 | 12 | 13 | 14 | 15 | 16 | 17 | 18 | 19 | 20 | 21 | 22 | 23 | 24 | 25 | 26 | 27 | 28 | 29 | 30 | 31 | 32 | 33 | 34 | 35 | 36 | 37 | 38 | 39 | 40 | 41 | 42 | 43 | 44 | 45 | 46 | 47 | 48 | 49 | 50 | 51 | 52 | 53 | 54 | 55 | 56
|  |  |  | Semi annually period number counter | 0 | counter | 0 | 0 | 1 | 1 | 1 | 1 | 1 | 1 | 2 | 2 | 2 | 2 | 2 | 2 | 3 | 3 | 3 | 3 | 3 | 3 | 4 | 4 | 4 | 4 | 4 | 4 | 5 | 5 | 5 | 5 | 5 | 5 | 6 | 6 | 6 | 6 | 6 | 6 | 7 | 7 | 7 | 7 | 7 | 7 | 8 | 8 | 8 | 8 | 8 | 8 | 9 | 9 | 9 | 9 | 9 | 9 | 10 | 10
|  |  |  | EIB Loan debt interest - paid | 0 | USD 000s | 2052.6124 | 0 | 0 | 0 | 0 | 0 | 0 | 0 | 0 | 0 | 0 | 0 | 0 | 0 | 0 | 0 | 0 | 0 | 0 | 0 | 0 | 0 | 0 | 0 | 0 | 16.7383 | 0 | 0 | 0 | 0 | 0 | 457.9777 | 0 | 0 | 0 | 0 | 0 | 503.9706 | 0 | 0 | 0 | 0 | 0 | 533.5525 | 0 | 0 | 0 | 0 | 0 | 540.3732 | 0 | 0 | 0 | 0 | 0 | 0 | 0 | 0
|  |  |  | EIB Loan debt interest - paid s.a. |  | USD 000s | 2052.6124 |  | 0 | 0 | 0 | 16.7383 | 457.9777 | 503.9706 | 533.5525 | 540.3732 | 0 | 0 | 0 | 0 | 0 | 0 | 0 | 0 | 0 | 0 | 0 | 0 | 0 | 0 | 0 | 0 | 0 | 0 | 0 | 0 | 0 | 0 | 0 | 0 | 0 | 0 | 0 | 0 | 0 | 0 | 0 | 0 | 0 | 0 | 0 | 0 | 0 | 0 | 0 | 0 | 0 | 0 | 0 | 0 | 0 | 0 | 0 | 0
|  |  |  | Model column counter | 0 | counter | 0 | 0 | 1 | 2 | 3 | 4 | 5 | 6 | 7 | 8 | 9 | 10 | 11 | 12 | 13 | 14 | 15 | 16 | 17 | 18 | 19 | 20 | 21 | 22 | 23 | 24 | 25 | 26 | 27 | 28 | 29 | 30 | 31 | 32 | 33 | 34 | 35 | 36 | 37 | 38 | 39 | 40 | 41 | 42 | 43 | 44 | 45 | 46 | 47 | 48 | 49 | 50 | 51 | 52 | 53 | 54 | 55 | 56
|  |  |  | Semi annually period number counter | 0 | counter | 0 | 0 | 1 | 1 | 1 | 1 | 1 | 1 | 2 | 2 | 2 | 2 | 2 | 2 | 3 | 3 | 3 | 3 | 3 | 3 | 4 | 4 | 4 | 4 | 4 | 4 | 5 | 5 | 5 | 5 | 5 | 5 | 6 | 6 | 6 | 6 | 6 | 6 | 7 | 7 | 7 | 7 | 7 | 7 | 8 | 8 | 8 | 8 | 8 | 8 | 9 | 9 | 9 | 9 | 9 | 9 | 10 | 10
|  |  |  | EIB Loan commitment fee - paid | 0 | USD 000s | 128.5971 | 0 | 0 | 0 | 0 | 0 | 0 | 0 | 0 | 0 | 0 | 0 | 0 | 0 | 0 | 0 | 0 | 0 | 0 | 0 | 0 | 0 | 0 | 0 | 0 | 49.4066 | 0 | 0 | 0 | 0 | 0 | 34.608 | 0 | 0 | 0 | 0 | 0 | 19.1575 | 0 | 0 | 0 | 0 | 0 | 14.3489 | 0 | 0 | 0 | 0 | 0 | 11.0762 | 0 | 0 | 0 | 0 | 0 | 0 | 0 | 0
|  |  |  | EIB Loan commitment fee - paid s.a. |  | USD 000s | 128.5971 |  | 0 | 0 | 0 | 49.4066 | 34.608 | 19.1575 | 14.3489 | 11.0762 | 0 | 0 | 0 | 0 | 0 | 0 | 0 | 0 | 0 | 0 | 0 | 0 | 0 | 0 | 0 | 0 | 0 | 0 | 0 | 0 | 0 | 0 | 0 | 0 | 0 | 0 | 0 | 0 | 0 | 0 | 0 | 0 | 0 | 0 | 0 | 0 | 0 | 0 | 0 | 0 | 0 | 0 | 0 | 0 | 0 | 0 | 0 | 0
|  |  |  | Model column counter | 0 | counter | 0 | 0 | 1 | 2 | 3 | 4 | 5 | 6 | 7 | 8 | 9 | 10 | 11 | 12 | 13 | 14 | 15 | 16 | 17 | 18 | 19 | 20 | 21 | 22 | 23 | 24 | 25 | 26 | 27 | 28 | 29 | 30 | 31 | 32 | 33 | 34 | 35 | 36 | 37 | 38 | 39 | 40 | 41 | 42 | 43 | 44 | 45 | 46 | 47 | 48 | 49 | 50 | 51 | 52 | 53 | 54 | 55 | 56
|  |  |  | Semi annually period number counter | 0 | counter | 0 | 0 | 1 | 1 | 1 | 1 | 1 | 1 | 2 | 2 | 2 | 2 | 2 | 2 | 3 | 3 | 3 | 3 | 3 | 3 | 4 | 4 | 4 | 4 | 4 | 4 | 5 | 5 | 5 | 5 | 5 | 5 | 6 | 6 | 6 | 6 | 6 | 6 | 7 | 7 | 7 | 7 | 7 | 7 | 8 | 8 | 8 | 8 | 8 | 8 | 9 | 9 | 9 | 9 | 9 | 9 | 10 | 10
|  |  |  | EIB upfront fee | 0 | USD 000s | 206.6415 | 0 | 0 | 0 | 0 | 0 | 0 | 0 | 0 | 0 | 0 | 0 | 0 | 0 | 0 | 0 | 0 | 0 | 0 | 0 | 0 | 0 | 206.6415 | 0 | 0 | 0 | 0 | 0 | 0 | 0 | 0 | 0 | 0 | 0 | 0 | 0 | 0 | 0 | 0 | 0 | 0 | 0 | 0 | 0 | 0 | 0 | 0 | 0 | 0 | 0 | 0 | 0 | 0 | 0 | 0 | 0 | 0 | 0
|  |  |  | EIB upfront fee s.a. |  | USD 000s | 206.6415 |  | 0 | 0 | 0 | 206.6415 | 0 | 0 | 0 | 0 | 0 | 0 | 0 | 0 | 0 | 0 | 0 | 0 | 0 | 0 | 0 | 0 | 0 | 0 | 0 | 0 | 0 | 0 | 0 | 0 | 0 | 0 | 0 | 0 | 0 | 0 | 0 | 0 | 0 | 0 | 0 | 0 | 0 | 0 | 0 | 0 | 0 | 0 | 0 | 0 | 0 | 0 | 0 | 0 | 0 | 0 | 0 | 0
|  |  |  | Model column counter | 0 | counter | 0 | 0 | 1 | 2 | 3 | 4 | 5 | 6 | 7 | 8 | 9 | 10 | 11 | 12 | 13 | 14 | 15 | 16 | 17 | 18 | 19 | 20 | 21 | 22 | 23 | 24 | 25 | 26 | 27 | 28 | 29 | 30 | 31 | 32 | 33 | 34 | 35 | 36 | 37 | 38 | 39 | 40 | 41 | 42 | 43 | 44 | 45 | 46 | 47 | 48 | 49 | 50 | 51 | 52 | 53 | 54 | 55 | 56
|  |  |  | Semi annually period number counter | 0 | counter | 0 | 0 | 1 | 1 | 1 | 1 | 1 | 1 | 2 | 2 | 2 | 2 | 2 | 2 | 3 | 3 | 3 | 3 | 3 | 3 | 4 | 4 | 4 | 4 | 4 | 4 | 5 | 5 | 5 | 5 | 5 | 5 | 6 | 6 | 6 | 6 | 6 | 6 | 7 | 7 | 7 | 7 | 7 | 7 | 8 | 8 | 8 | 8 | 8 | 8 | 9 | 9 | 9 | 9 | 9 | 9 | 10 | 10
|  |  |  | Agent bank fee - m | 0 | USD 000s | 157.6438 | 0 | 0 | 0 | 0 | 0 | 0 | 0 | 0 | 0 | 0 | 0 | 0 | 0 | 0 | 0 | 0 | 0 | 0 | 0 | 0 | 0 | 0 | 5.7534 | 5.9452 | 5.7534 | 5.9452 | 5.9452 | 5.7534 | 5.9452 | 5.7534 | 5.9452 | 5.9452 | 5.5616 | 5.9452 | 5.7534 | 5.9452 | 5.7534 | 5.9452 | 5.9452 | 5.7534 | 5.9452 | 5.7534 | 5.9452 | 5.9452 | 5.3699 | 5.9452 | 5.7534 | 5.9452 | 5.7534 | 0 | 0 | 0 | 0 | 0 | 0 | 0 | 0
|  |  |  | Agent bank fee - m s.a. |  | USD 000s | 157.6438 |  | 0 | 0 | 0 | 17.4521 | 35.2877 | 34.9041 | 35.2877 | 34.7123 | 0 | 0 | 0 | 0 | 0 | 0 | 0 | 0 | 0 | 0 | 0 | 0 | 0 | 0 | 0 | 0 | 0 | 0 | 0 | 0 | 0 | 0 | 0 | 0 | 0 | 0 | 0 | 0 | 0 | 0 | 0 | 0 | 0 | 0 | 0 | 0 | 0 | 0 | 0 | 0 | 0 | 0 | 0 | 0 | 0 | 0 | 0 | 0
|  |  |  | Model column counter | 0 | counter | 0 | 0 | 1 | 2 | 3 | 4 | 5 | 6 | 7 | 8 | 9 | 10 | 11 | 12 | 13 | 14 | 15 | 16 | 17 | 18 | 19 | 20 | 21 | 22 | 23 | 24 | 25 | 26 | 27 | 28 | 29 | 30 | 31 | 32 | 33 | 34 | 35 | 36 | 37 | 38 | 39 | 40 | 41 | 42 | 43 | 44 | 45 | 46 | 47 | 48 | 49 | 50 | 51 | 52 | 53 | 54 | 55 | 56
|  |  |  | Semi annually period number counter | 0 | counter | 0 | 0 | 1 | 1 | 1 | 1 | 1 | 1 | 2 | 2 | 2 | 2 | 2 | 2 | 3 | 3 | 3 | 3 | 3 | 3 | 4 | 4 | 4 | 4 | 4 | 4 | 5 | 5 | 5 | 5 | 5 | 5 | 6 | 6 | 6 | 6 | 6 | 6 | 7 | 7 | 7 | 7 | 7 | 7 | 8 | 8 | 8 | 8 | 8 | 8 | 9 | 9 | 9 | 9 | 9 | 9 | 10 | 10
|  |  |  | VAT facility financing cost paid | 0 | USD 000s | 0 | 0 | 0 | 0 | 0 | 0 | 0 | 0 | 0 | 0 | 0 | 0 | 0 | 0 | 0 | 0 | 0 | 0 | 0 | 0 | 0 | 0 | 0 | 0 | 0 | 0 | 0 | 0 | 0 | 0 | 0 | 0 | 0 | 0 | 0 | 0 | 0 | 0 | 0 | 0 | 0 | 0 | 0 | 0 | 0 | 0 | 0 | 0 | 0 | 0 | 0 | 0 | 0 | 0 | 0 | 0 | 0 | 0
|  |  |  | VAT facility financing cost paid s.a. |  | USD 000s | 0 |  | 0 | 0 | 0 | 0 | 0 | 0 | 0 | 0 | 0 | 0 | 0 | 0 | 0 | 0 | 0 | 0 | 0 | 0 | 0 | 0 | 0 | 0 | 0 | 0 | 0 | 0 | 0 | 0 | 0 | 0 | 0 | 0 | 0 | 0 | 0 | 0 | 0 | 0 | 0 | 0 | 0 | 0 | 0 | 0 | 0 | 0 | 0 | 0 | 0 | 0 | 0 | 0 | 0 | 0 | 0 | 0
|  |  |  | Model column counter | 0 | counter | 0 | 0 | 1 | 2 | 3 | 4 | 5 | 6 | 7 | 8 | 9 | 10 | 11 | 12 | 13 | 14 | 15 | 16 | 17 | 18 | 19 | 20 | 21 | 22 | 23 | 24 | 25 | 26 | 27 | 28 | 29 | 30 | 31 | 32 | 33 | 34 | 35 | 36 | 37 | 38 | 39 | 40 | 41 | 42 | 43 | 44 | 45 | 46 | 47 | 48 | 49 | 50 | 51 | 52 | 53 | 54 | 55 | 56
|  |  |  | Semi annually period number counter | 0 | counter | 0 | 0 | 1 | 1 | 1 | 1 | 1 | 1 | 2 | 2 | 2 | 2 | 2 | 2 | 3 | 3 | 3 | 3 | 3 | 3 | 4 | 4 | 4 | 4 | 4 | 4 | 5 | 5 | 5 | 5 | 5 | 5 | 6 | 6 | 6 | 6 | 6 | 6 | 7 | 7 | 7 | 7 | 7 | 7 | 8 | 8 | 8 | 8 | 8 | 8 | 9 | 9 | 9 | 9 | 9 | 9 | 10 | 10
|  |  |  | Standby debt commitment fee | 0 | USD 000s | 0 | 0 | 0 | 0 | 0 | 0 | 0 | 0 | 0 | 0 | 0 | 0 | 0 | 0 | 0 | 0 | 0 | 0 | 0 | 0 | 0 | 0 | 0 | 0 | 0 | 0 | 0 | 0 | 0 | 0 | 0 | 0 | 0 | 0 | 0 | 0 | 0 | 0 | 0 | 0 | 0 | 0 | 0 | 0 | 0 | 0 | 0 | 0 | 0 | 0 | 0 | 0 | 0 | 0 | 0 | 0 | 0 | 0
|  |  |  | Standby debt commitment fee s.a. |  | USD 000s | 0 |  | 0 | 0 | 0 | 0 | 0 | 0 | 0 | 0 | 0 | 0 | 0 | 0 | 0 | 0 | 0 | 0 | 0 | 0 | 0 | 0 | 0 | 0 | 0 | 0 | 0 | 0 | 0 | 0 | 0 | 0 | 0 | 0 | 0 | 0 | 0 | 0 | 0 | 0 | 0 | 0 | 0 | 0 | 0 | 0 | 0 | 0 | 0 | 0 | 0 | 0 | 0 | 0 | 0 | 0 | 0 | 0
|  |  |  | Model column counter | 0 | counter | 0 | 0 | 1 | 2 | 3 | 4 | 5 | 6 | 7 | 8 | 9 | 10 | 11 | 12 | 13 | 14 | 15 | 16 | 17 | 18 | 19 | 20 | 21 | 22 | 23 | 24 | 25 | 26 | 27 | 28 | 29 | 30 | 31 | 32 | 33 | 34 | 35 | 36 | 37 | 38 | 39 | 40 | 41 | 42 | 43 | 44 | 45 | 46 | 47 | 48 | 49 | 50 | 51 | 52 | 53 | 54 | 55 | 56
|  |  |  | Semi annually period number counter | 0 | counter | 0 | 0 | 1 | 1 | 1 | 1 | 1 | 1 | 2 | 2 | 2 | 2 | 2 | 2 | 3 | 3 | 3 | 3 | 3 | 3 | 4 | 4 | 4 | 4 | 4 | 4 | 5 | 5 | 5 | 5 | 5 | 5 | 6 | 6 | 6 | 6 | 6 | 6 | 7 | 7 | 7 | 7 | 7 | 7 | 8 | 8 | 8 | 8 | 8 | 8 | 9 | 9 | 9 | 9 | 9 | 9 | 10 | 10
|  |  |  | Standby debt upfront fee | 0 | USD 000s | 0 | 0 | 0 | 0 | 0 | 0 | 0 | 0 | 0 | 0 | 0 | 0 | 0 | 0 | 0 | 0 | 0 | 0 | 0 | 0 | 0 | 0 | 0 | 0 | 0 | 0 | 0 | 0 | 0 | 0 | 0 | 0 | 0 | 0 | 0 | 0 | 0 | 0 | 0 | 0 | 0 | 0 | 0 | 0 | 0 | 0 | 0 | 0 | 0 | 0 | 0 | 0 | 0 | 0 | 0 | 0 | 0 | 0
|  |  |  | Standby debt upfront fee s.a. |  | USD 000s | 0 |  | 0 | 0 | 0 | 0 | 0 | 0 | 0 | 0 | 0 | 0 | 0 | 0 | 0 | 0 | 0 | 0 | 0 | 0 | 0 | 0 | 0 | 0 | 0 | 0 | 0 | 0 | 0 | 0 | 0 | 0 | 0 | 0 | 0 | 0 | 0 | 0 | 0 | 0 | 0 | 0 | 0 | 0 | 0 | 0 | 0 | 0 | 0 | 0 | 0 | 0 | 0 | 0 | 0 | 0 | 0 | 0
|  |  |  | Model column counter | 0 | counter | 0 | 0 | 1 | 2 | 3 | 4 | 5 | 6 | 7 | 8 | 9 | 10 | 11 | 12 | 13 | 14 | 15 | 16 | 17 | 18 | 19 | 20 | 21 | 22 | 23 | 24 | 25 | 26 | 27 | 28 | 29 | 30 | 31 | 32 | 33 | 34 | 35 | 36 | 37 | 38 | 39 | 40 | 41 | 42 | 43 | 44 | 45 | 46 | 47 | 48 | 49 | 50 | 51 | 52 | 53 | 54 | 55 | 56
|  |  |  | Semi annually period number counter | 0 | counter | 0 | 0 | 1 | 1 | 1 | 1 | 1 | 1 | 2 | 2 | 2 | 2 | 2 | 2 | 3 | 3 | 3 | 3 | 3 | 3 | 4 | 4 | 4 | 4 | 4 | 4 | 5 | 5 | 5 | 5 | 5 | 5 | 6 | 6 | 6 | 6 | 6 | 6 | 7 | 7 | 7 | 7 | 7 | 7 | 8 | 8 | 8 | 8 | 8 | 8 | 9 | 9 | 9 | 9 | 9 | 9 | 10 | 10
|  |  |  | [spare 1] local costs | 0 | USD 000s | 0 | 0 | 0 | 0 | 0 | 0 | 0 | 0 | 0 | 0 | 0 | 0 | 0 | 0 | 0 | 0 | 0 | 0 | 0 | 0 | 0 | 0 | 0 | 0 | 0 | 0 | 0 | 0 | 0 | 0 | 0 | 0 | 0 | 0 | 0 | 0 | 0 | 0 | 0 | 0 | 0 | 0 | 0 | 0 | 0 | 0 | 0 | 0 | 0 | 0 | 0 | 0 | 0 | 0 | 0 | 0 | 0 | 0
|  |  |  | [spare 1] local costs s.a. |  | USD 000s | 0 |  | 0 | 0 | 0 | 0 | 0 | 0 | 0 | 0 | 0 | 0 | 0 | 0 | 0 | 0 | 0 | 0 | 0 | 0 | 0 | 0 | 0 | 0 | 0 | 0 | 0 | 0 | 0 | 0 | 0 | 0 | 0 | 0 | 0 | 0 | 0 | 0 | 0 | 0 | 0 | 0 | 0 | 0 | 0 | 0 | 0 | 0 | 0 | 0 | 0 | 0 | 0 | 0 | 0 | 0 | 0 | 0
|  |  |  | Model column counter | 0 | counter | 0 | 0 | 1 | 2 | 3 | 4 | 5 | 6 | 7 | 8 | 9 | 10 | 11 | 12 | 13 | 14 | 15 | 16 | 17 | 18 | 19 | 20 | 21 | 22 | 23 | 24 | 25 | 26 | 27 | 28 | 29 | 30 | 31 | 32 | 33 | 34 | 35 | 36 | 37 | 38 | 39 | 40 | 41 | 42 | 43 | 44 | 45 | 46 | 47 | 48 | 49 | 50 | 51 | 52 | 53 | 54 | 55 | 56
|  |  |  | Semi annually period number counter | 0 | counter | 0 | 0 | 1 | 1 | 1 | 1 | 1 | 1 | 2 | 2 | 2 | 2 | 2 | 2 | 3 | 3 | 3 | 3 | 3 | 3 | 4 | 4 | 4 | 4 | 4 | 4 | 5 | 5 | 5 | 5 | 5 | 5 | 6 | 6 | 6 | 6 | 6 | 6 | 7 | 7 | 7 | 7 | 7 | 7 | 8 | 8 | 8 | 8 | 8 | 8 | 9 | 9 | 9 | 9 | 9 | 9 | 10 | 10
|  |  |  | [spare 2] local costs | 0 | USD 000s | 0 | 0 | 0 | 0 | 0 | 0 | 0 | 0 | 0 | 0 | 0 | 0 | 0 | 0 | 0 | 0 | 0 | 0 | 0 | 0 | 0 | 0 | 0 | 0 | 0 | 0 | 0 | 0 | 0 | 0 | 0 | 0 | 0 | 0 | 0 | 0 | 0 | 0 | 0 | 0 | 0 | 0 | 0 | 0 | 0 | 0 | 0 | 0 | 0 | 0 | 0 | 0 | 0 | 0 | 0 | 0 | 0 | 0
|  |  |  | [spare 2] local costs s.a. |  | USD 000s | 0 |  | 0 | 0 | 0 | 0 | 0 | 0 | 0 | 0 | 0 | 0 | 0 | 0 | 0 | 0 | 0 | 0 | 0 | 0 | 0 | 0 | 0 | 0 | 0 | 0 | 0 | 0 | 0 | 0 | 0 | 0 | 0 | 0 | 0 | 0 | 0 | 0 | 0 | 0 | 0 | 0 | 0 | 0 | 0 | 0 | 0 | 0 | 0 | 0 | 0 | 0 | 0 | 0 | 0 | 0 | 0 | 0
|  |  |  | Model column counter | 0 | counter | 0 | 0 | 1 | 2 | 3 | 4 | 5 | 6 | 7 | 8 | 9 | 10 | 11 | 12 | 13 | 14 | 15 | 16 | 17 | 18 | 19 | 20 | 21 | 22 | 23 | 24 | 25 | 26 | 27 | 28 | 29 | 30 | 31 | 32 | 33 | 34 | 35 | 36 | 37 | 38 | 39 | 40 | 41 | 42 | 43 | 44 | 45 | 46 | 47 | 48 | 49 | 50 | 51 | 52 | 53 | 54 | 55 | 56
|  |  |  | Semi annually period number counter | 0 | counter | 0 | 0 | 1 | 1 | 1 | 1 | 1 | 1 | 2 | 2 | 2 | 2 | 2 | 2 | 3 | 3 | 3 | 3 | 3 | 3 | 4 | 4 | 4 | 4 | 4 | 4 | 5 | 5 | 5 | 5 | 5 | 5 | 6 | 6 | 6 | 6 | 6 | 6 | 7 | 7 | 7 | 7 | 7 | 7 | 8 | 8 | 8 | 8 | 8 | 8 | 9 | 9 | 9 | 9 | 9 | 9 | 10 | 10
|  |  |  | [spare 3] local costs | 0 | USD 000s | 0 | 0 | 0 | 0 | 0 | 0 | 0 | 0 | 0 | 0 | 0 | 0 | 0 | 0 | 0 | 0 | 0 | 0 | 0 | 0 | 0 | 0 | 0 | 0 | 0 | 0 | 0 | 0 | 0 | 0 | 0 | 0 | 0 | 0 | 0 | 0 | 0 | 0 | 0 | 0 | 0 | 0 | 0 | 0 | 0 | 0 | 0 | 0 | 0 | 0 | 0 | 0 | 0 | 0 | 0 | 0 | 0 | 0
|  |  |  | [spare 3] local costs s.a. |  | USD 000s | 0 |  | 0 | 0 | 0 | 0 | 0 | 0 | 0 | 0 | 0 | 0 | 0 | 0 | 0 | 0 | 0 | 0 | 0 | 0 | 0 | 0 | 0 | 0 | 0 | 0 | 0 | 0 | 0 | 0 | 0 | 0 | 0 | 0 | 0 | 0 | 0 | 0 | 0 | 0 | 0 | 0 | 0 | 0 | 0 | 0 | 0 | 0 | 0 | 0 | 0 | 0 | 0 | 0 | 0 | 0 | 0 | 0
|  |  |  | Model column counter | 0 | counter | 0 | 0 | 1 | 2 | 3 | 4 | 5 | 6 | 7 | 8 | 9 | 10 | 11 | 12 | 13 | 14 | 15 | 16 | 17 | 18 | 19 | 20 | 21 | 22 | 23 | 24 | 25 | 26 | 27 | 28 | 29 | 30 | 31 | 32 | 33 | 34 | 35 | 36 | 37 | 38 | 39 | 40 | 41 | 42 | 43 | 44 | 45 | 46 | 47 | 48 | 49 | 50 | 51 | 52 | 53 | 54 | 55 | 56
|  |  |  | Semi annually period number counter | 0 | counter | 0 | 0 | 1 | 1 | 1 | 1 | 1 | 1 | 2 | 2 | 2 | 2 | 2 | 2 | 3 | 3 | 3 | 3 | 3 | 3 | 4 | 4 | 4 | 4 | 4 | 4 | 5 | 5 | 5 | 5 | 5 | 5 | 6 | 6 | 6 | 6 | 6 | 6 | 7 | 7 | 7 | 7 | 7 | 7 | 8 | 8 | 8 | 8 | 8 | 8 | 9 | 9 | 9 | 9 | 9 | 9 | 10 | 10
|  |  |  | [spare 4] local costs | 0 | USD 000s | 0 | 0 | 0 | 0 | 0 | 0 | 0 | 0 | 0 | 0 | 0 | 0 | 0 | 0 | 0 | 0 | 0 | 0 | 0 | 0 | 0 | 0 | 0 | 0 | 0 | 0 | 0 | 0 | 0 | 0 | 0 | 0 | 0 | 0 | 0 | 0 | 0 | 0 | 0 | 0 | 0 | 0 | 0 | 0 | 0 | 0 | 0 | 0 | 0 | 0 | 0 | 0 | 0 | 0 | 0 | 0 | 0 | 0
|  |  |  | [spare 4] local costs s.a. |  | USD 000s | 0 |  | 0 | 0 | 0 | 0 | 0 | 0 | 0 | 0 | 0 | 0 | 0 | 0 | 0 | 0 | 0 | 0 | 0 | 0 | 0 | 0 | 0 | 0 | 0 | 0 | 0 | 0 | 0 | 0 | 0 | 0 | 0 | 0 | 0 | 0 | 0 | 0 | 0 | 0 | 0 | 0 | 0 | 0 | 0 | 0 | 0 | 0 | 0 | 0 | 0 | 0 | 0 | 0 | 0 | 0 | 0 | 0
|  |  |  | Model column counter | 0 | counter | 0 | 0 | 1 | 2 | 3 | 4 | 5 | 6 | 7 | 8 | 9 | 10 | 11 | 12 | 13 | 14 | 15 | 16 | 17 | 18 | 19 | 20 | 21 | 22 | 23 | 24 | 25 | 26 | 27 | 28 | 29 | 30 | 31 | 32 | 33 | 34 | 35 | 36 | 37 | 38 | 39 | 40 | 41 | 42 | 43 | 44 | 45 | 46 | 47 | 48 | 49 | 50 | 51 | 52 | 53 | 54 | 55 | 56
|  |  |  | Semi annually period number counter | 0 | counter | 0 | 0 | 1 | 1 | 1 | 1 | 1 | 1 | 2 | 2 | 2 | 2 | 2 | 2 | 3 | 3 | 3 | 3 | 3 | 3 | 4 | 4 | 4 | 4 | 4 | 4 | 5 | 5 | 5 | 5 | 5 | 5 | 6 | 6 | 6 | 6 | 6 | 6 | 7 | 7 | 7 | 7 | 7 | 7 | 8 | 8 | 8 | 8 | 8 | 8 | 9 | 9 | 9 | 9 | 9 | 9 | 10 | 10
|  |  |  | [spare 5] local costs | 0 | USD 000s | 0 | 0 | 0 | 0 | 0 | 0 | 0 | 0 | 0 | 0 | 0 | 0 | 0 | 0 | 0 | 0 | 0 | 0 | 0 | 0 | 0 | 0 | 0 | 0 | 0 | 0 | 0 | 0 | 0 | 0 | 0 | 0 | 0 | 0 | 0 | 0 | 0 | 0 | 0 | 0 | 0 | 0 | 0 | 0 | 0 | 0 | 0 | 0 | 0 | 0 | 0 | 0 | 0 | 0 | 0 | 0 | 0 | 0
|  |  |  | [spare 5] local costs s.a. |  | USD 000s | 0 |  | 0 | 0 | 0 | 0 | 0 | 0 | 0 | 0 | 0 | 0 | 0 | 0 | 0 | 0 | 0 | 0 | 0 | 0 | 0 | 0 | 0 | 0 | 0 | 0 | 0 | 0 | 0 | 0 | 0 | 0 | 0 | 0 | 0 | 0 | 0 | 0 | 0 | 0 | 0 | 0 | 0 | 0 | 0 | 0 | 0 | 0 | 0 | 0 | 0 | 0 | 0 | 0 | 0 | 0 | 0 | 0
|  |  |  | Model column counter | 0 | counter | 0 | 0 | 1 | 2 | 3 | 4 | 5 | 6 | 7 | 8 | 9 | 10 | 11 | 12 | 13 | 14 | 15 | 16 | 17 | 18 | 19 | 20 | 21 | 22 | 23 | 24 | 25 | 26 | 27 | 28 | 29 | 30 | 31 | 32 | 33 | 34 | 35 | 36 | 37 | 38 | 39 | 40 | 41 | 42 | 43 | 44 | 45 | 46 | 47 | 48 | 49 | 50 | 51 | 52 | 53 | 54 | 55 | 56
|  |  |  | Semi annually period number counter | 0 | counter | 0 | 0 | 1 | 1 | 1 | 1 | 1 | 1 | 2 | 2 | 2 | 2 | 2 | 2 | 3 | 3 | 3 | 3 | 3 | 3 | 4 | 4 | 4 | 4 | 4 | 4 | 5 | 5 | 5 | 5 | 5 | 5 | 6 | 6 | 6 | 6 | 6 | 6 | 7 | 7 | 7 | 7 | 7 | 7 | 8 | 8 | 8 | 8 | 8 | 8 | 9 | 9 | 9 | 9 | 9 | 9 | 10 | 10
|  |  |  | [spare 6] local costs | 0 | USD 000s | 0 | 0 | 0 | 0 | 0 | 0 | 0 | 0 | 0 | 0 | 0 | 0 | 0 | 0 | 0 | 0 | 0 | 0 | 0 | 0 | 0 | 0 | 0 | 0 | 0 | 0 | 0 | 0 | 0 | 0 | 0 | 0 | 0 | 0 | 0 | 0 | 0 | 0 | 0 | 0 | 0 | 0 | 0 | 0 | 0 | 0 | 0 | 0 | 0 | 0 | 0 | 0 | 0 | 0 | 0 | 0 | 0 | 0
|  |  |  | [spare 6] local costs s.a. |  | USD 000s | 0 |  | 0 | 0 | 0 | 0 | 0 | 0 | 0 | 0 | 0 | 0 | 0 | 0 | 0 | 0 | 0 | 0 | 0 | 0 | 0 | 0 | 0 | 0 | 0 | 0 | 0 | 0 | 0 | 0 | 0 | 0 | 0 | 0 | 0 | 0 | 0 | 0 | 0 | 0 | 0 | 0 | 0 | 0 | 0 | 0 | 0 | 0 | 0 | 0 | 0 | 0 | 0 | 0 | 0 | 0 | 0 | 0
|  |  |  | Model column counter | 0 | counter | 0 | 0 | 1 | 2 | 3 | 4 | 5 | 6 | 7 | 8 | 9 | 10 | 11 | 12 | 13 | 14 | 15 | 16 | 17 | 18 | 19 | 20 | 21 | 22 | 23 | 24 | 25 | 26 | 27 | 28 | 29 | 30 | 31 | 32 | 33 | 34 | 35 | 36 | 37 | 38 | 39 | 40 | 41 | 42 | 43 | 44 | 45 | 46 | 47 | 48 | 49 | 50 | 51 | 52 | 53 | 54 | 55 | 56
|  |  |  | Semi annually period number counter | 0 | counter | 0 | 0 | 1 | 1 | 1 | 1 | 1 | 1 | 2 | 2 | 2 | 2 | 2 | 2 | 3 | 3 | 3 | 3 | 3 | 3 | 4 | 4 | 4 | 4 | 4 | 4 | 5 | 5 | 5 | 5 | 5 | 5 | 6 | 6 | 6 | 6 | 6 | 6 | 7 | 7 | 7 | 7 | 7 | 7 | 8 | 8 | 8 | 8 | 8 | 8 | 9 | 9 | 9 | 9 | 9 | 9 | 10 | 10
|  |  |  | [spare 7] local costs | 0 | USD 000s | 0 | 0 | 0 | 0 | 0 | 0 | 0 | 0 | 0 | 0 | 0 | 0 | 0 | 0 | 0 | 0 | 0 | 0 | 0 | 0 | 0 | 0 | 0 | 0 | 0 | 0 | 0 | 0 | 0 | 0 | 0 | 0 | 0 | 0 | 0 | 0 | 0 | 0 | 0 | 0 | 0 | 0 | 0 | 0 | 0 | 0 | 0 | 0 | 0 | 0 | 0 | 0 | 0 | 0 | 0 | 0 | 0 | 0
|  |  |  | [spare 7] local costs s.a. |  | USD 000s | 0 |  | 0 | 0 | 0 | 0 | 0 | 0 | 0 | 0 | 0 | 0 | 0 | 0 | 0 | 0 | 0 | 0 | 0 | 0 | 0 | 0 | 0 | 0 | 0 | 0 | 0 | 0 | 0 | 0 | 0 | 0 | 0 | 0 | 0 | 0 | 0 | 0 | 0 | 0 | 0 | 0 | 0 | 0 | 0 | 0 | 0 | 0 | 0 | 0 | 0 | 0 | 0 | 0 | 0 | 0 | 0 | 0
|  |  |  | Model column counter | 0 | counter | 0 | 0 | 1 | 2 | 3 | 4 | 5 | 6 | 7 | 8 | 9 | 10 | 11 | 12 | 13 | 14 | 15 | 16 | 17 | 18 | 19 | 20 | 21 | 22 | 23 | 24 | 25 | 26 | 27 | 28 | 29 | 30 | 31 | 32 | 33 | 34 | 35 | 36 | 37 | 38 | 39 | 40 | 41 | 42 | 43 | 44 | 45 | 46 | 47 | 48 | 49 | 50 | 51 | 52 | 53 | 54 | 55 | 56
|  |  |  | Semi annually period number counter | 0 | counter | 0 | 0 | 1 | 1 | 1 | 1 | 1 | 1 | 2 | 2 | 2 | 2 | 2 | 2 | 3 | 3 | 3 | 3 | 3 | 3 | 4 | 4 | 4 | 4 | 4 | 4 | 5 | 5 | 5 | 5 | 5 | 5 | 6 | 6 | 6 | 6 | 6 | 6 | 7 | 7 | 7 | 7 | 7 | 7 | 8 | 8 | 8 | 8 | 8 | 8 | 9 | 9 | 9 | 9 | 9 | 9 | 10 | 10
|  |  |  | Development cost USD | 0 | USD 000s | 3611.6741 | 0 | 0 | 0 | 0 | 0 | 0 | 0 | 0 | 0 | 0 | 0 | 0 | 0 | 0 | 0 | 0 | 0 | 0 | 0 | 0 | 0 | 0 | 0 | 0 | 0 | 0 | 0 | 0 | 0 | 0 | 0 | 0 | 0 | 3611.6741 | 0 | 0 | 0 | 0 | 0 | 0 | 0 | 0 | 0 | 0 | 0 | 0 | 0 | 0 | 0 | 0 | 0 | 0 | 0 | 0 | 0 | 0 | 0
|  |  |  | Development cost USD s.a. |  | USD 000s | 3611.6741 |  | 0 | 0 | 0 | 0 | 0 | 3611.6741 | 0 | 0 | 0 | 0 | 0 | 0 | 0 | 0 | 0 | 0 | 0 | 0 | 0 | 0 | 0 | 0 | 0 | 0 | 0 | 0 | 0 | 0 | 0 | 0 | 0 | 0 | 0 | 0 | 0 | 0 | 0 | 0 | 0 | 0 | 0 | 0 | 0 | 0 | 0 | 0 | 0 | 0 | 0 | 0 | 0 | 0 | 0 | 0 | 0 | 0
|  |  |  | Model column counter | 0 | counter | 0 | 0 | 1 | 2 | 3 | 4 | 5 | 6 | 7 | 8 | 9 | 10 | 11 | 12 | 13 | 14 | 15 | 16 | 17 | 18 | 19 | 20 | 21 | 22 | 23 | 24 | 25 | 26 | 27 | 28 | 29 | 30 | 31 | 32 | 33 | 34 | 35 | 36 | 37 | 38 | 39 | 40 | 41 | 42 | 43 | 44 | 45 | 46 | 47 | 48 | 49 | 50 | 51 | 52 | 53 | 54 | 55 | 56
|  |  |  | Semi annually period number counter | 0 | counter | 0 | 0 | 1 | 1 | 1 | 1 | 1 | 1 | 2 | 2 | 2 | 2 | 2 | 2 | 3 | 3 | 3 | 3 | 3 | 3 | 4 | 4 | 4 | 4 | 4 | 4 | 5 | 5 | 5 | 5 | 5 | 5 | 6 | 6 | 6 | 6 | 6 | 6 | 7 | 7 | 7 | 7 | 7 | 7 | 8 | 8 | 8 | 8 | 8 | 8 | 9 | 9 | 9 | 9 | 9 | 9 | 10 | 10
|  |  |  | Insurance USD | 0 | USD 000s | 525.351 | 0 | 0 | 0 | 0 | 0 | 0 | 0 | 0 | 0 | 0 | 0 | 0 | 0 | 0 | 0 | 0 | 0 | 0 | 0 | 0 | 0 | 525.351 | 0 | 0 | 0 | 0 | 0 | 0 | 0 | 0 | 0 | 0 | 0 | 0 | 0 | 0 | 0 | 0 | 0 | 0 | 0 | 0 | 0 | 0 | 0 | 0 | 0 | 0 | 0 | 0 | 0 | 0 | 0 | 0 | 0 | 0 | 0
|  |  |  | Insurance USD s.a. |  | USD 000s | 525.351 |  | 0 | 0 | 0 | 525.351 | 0 | 0 | 0 | 0 | 0 | 0 | 0 | 0 | 0 | 0 | 0 | 0 | 0 | 0 | 0 | 0 | 0 | 0 | 0 | 0 | 0 | 0 | 0 | 0 | 0 | 0 | 0 | 0 | 0 | 0 | 0 | 0 | 0 | 0 | 0 | 0 | 0 | 0 | 0 | 0 | 0 | 0 | 0 | 0 | 0 | 0 | 0 | 0 | 0 | 0 | 0 | 0
|  |  |  | Model column counter | 0 | counter | 0 | 0 | 1 | 2 | 3 | 4 | 5 | 6 | 7 | 8 | 9 | 10 | 11 | 12 | 13 | 14 | 15 | 16 | 17 | 18 | 19 | 20 | 21 | 22 | 23 | 24 | 25 | 26 | 27 | 28 | 29 | 30 | 31 | 32 | 33 | 34 | 35 | 36 | 37 | 38 | 39 | 40 | 41 | 42 | 43 | 44 | 45 | 46 | 47 | 48 | 49 | 50 | 51 | 52 | 53 | 54 | 55 | 56
|  |  |  | Semi annually period number counter | 0 | counter | 0 | 0 | 1 | 1 | 1 | 1 | 1 | 1 | 2 | 2 | 2 | 2 | 2 | 2 | 3 | 3 | 3 | 3 | 3 | 3 | 4 | 4 | 4 | 4 | 4 | 4 | 5 | 5 | 5 | 5 | 5 | 5 | 6 | 6 | 6 | 6 | 6 | 6 | 7 | 7 | 7 | 7 | 7 | 7 | 8 | 8 | 8 | 8 | 8 | 8 | 9 | 9 | 9 | 9 | 9 | 9 | 10 | 10
|  |  |  | SPV overhead USD | 0 | USD 000s | 1580.9531 | 0 | 0 | 0 | 0 | 0 | 0 | 0 | 0 | 0 | 0 | 0 | 0 | 0 | 0 | 0 | 0 | 0 | 0 | 0 | 0 | 0 | 0 | 131.7461 | 131.7461 | 131.7461 | 131.7461 | 131.7461 | 131.7461 | 131.7461 | 131.7461 | 131.7461 | 131.7461 | 131.7461 | 131.7461 | 0 | 0 | 0 | 0 | 0 | 0 | 0 | 0 | 0 | 0 | 0 | 0 | 0 | 0 | 0 | 0 | 0 | 0 | 0 | 0 | 0 | 0 | 0
|  |  |  | SPV overhead USD s.a. |  | USD 000s | 1580.9531 |  | 0 | 0 | 0 | 395.2383 | 790.4765 | 395.2383 | 0 | 0 | 0 | 0 | 0 | 0 | 0 | 0 | 0 | 0 | 0 | 0 | 0 | 0 | 0 | 0 | 0 | 0 | 0 | 0 | 0 | 0 | 0 | 0 | 0 | 0 | 0 | 0 | 0 | 0 | 0 | 0 | 0 | 0 | 0 | 0 | 0 | 0 | 0 | 0 | 0 | 0 | 0 | 0 | 0 | 0 | 0 | 0 | 0 | 0
|  |  |  | Model column counter | 0 | counter | 0 | 0 | 1 | 2 | 3 | 4 | 5 | 6 | 7 | 8 | 9 | 10 | 11 | 12 | 13 | 14 | 15 | 16 | 17 | 18 | 19 | 20 | 21 | 22 | 23 | 24 | 25 | 26 | 27 | 28 | 29 | 30 | 31 | 32 | 33 | 34 | 35 | 36 | 37 | 38 | 39 | 40 | 41 | 42 | 43 | 44 | 45 | 46 | 47 | 48 | 49 | 50 | 51 | 52 | 53 | 54 | 55 | 56
|  |  |  | Semi annually period number counter | 0 | counter | 0 | 0 | 1 | 1 | 1 | 1 | 1 | 1 | 2 | 2 | 2 | 2 | 2 | 2 | 3 | 3 | 3 | 3 | 3 | 3 | 4 | 4 | 4 | 4 | 4 | 4 | 5 | 5 | 5 | 5 | 5 | 5 | 6 | 6 | 6 | 6 | 6 | 6 | 7 | 7 | 7 | 7 | 7 | 7 | 8 | 8 | 8 | 8 | 8 | 8 | 9 | 9 | 9 | 9 | 9 | 9 | 10 | 10
|  |  |  | SPV employees USD | 0 | USD 000s | 294.0469 | 0 | 0 | 0 | 0 | 0 | 0 | 0 | 0 | 0 | 0 | 0 | 0 | 0 | 0 | 0 | 0 | 0 | 0 | 0 | 0 | 0 | 0 | 0 | 0 | 0 | 0 | 5.8809 | 5.8809 | 5.8809 | 5.8809 | 5.8809 | 5.8809 | 58.8094 | 199.9519 | 0 | 0 | 0 | 0 | 0 | 0 | 0 | 0 | 0 | 0 | 0 | 0 | 0 | 0 | 0 | 0 | 0 | 0 | 0 | 0 | 0 | 0 | 0
|  |  |  | SPV employees USD s.a. |  | USD 000s | 294.0469 |  | 0 | 0 | 0 | 0 | 29.4047 | 264.6422 | 0 | 0 | 0 | 0 | 0 | 0 | 0 | 0 | 0 | 0 | 0 | 0 | 0 | 0 | 0 | 0 | 0 | 0 | 0 | 0 | 0 | 0 | 0 | 0 | 0 | 0 | 0 | 0 | 0 | 0 | 0 | 0 | 0 | 0 | 0 | 0 | 0 | 0 | 0 | 0 | 0 | 0 | 0 | 0 | 0 | 0 | 0 | 0 | 0 | 0
|  |  |  | Model column counter | 0 | counter | 0 | 0 | 1 | 2 | 3 | 4 | 5 | 6 | 7 | 8 | 9 | 10 | 11 | 12 | 13 | 14 | 15 | 16 | 17 | 18 | 19 | 20 | 21 | 22 | 23 | 24 | 25 | 26 | 27 | 28 | 29 | 30 | 31 | 32 | 33 | 34 | 35 | 36 | 37 | 38 | 39 | 40 | 41 | 42 | 43 | 44 | 45 | 46 | 47 | 48 | 49 | 50 | 51 | 52 | 53 | 54 | 55 | 56
|  |  |  | Semi annually period number counter | 0 | counter | 0 | 0 | 1 | 1 | 1 | 1 | 1 | 1 | 2 | 2 | 2 | 2 | 2 | 2 | 3 | 3 | 3 | 3 | 3 | 3 | 4 | 4 | 4 | 4 | 4 | 4 | 5 | 5 | 5 | 5 | 5 | 5 | 6 | 6 | 6 | 6 | 6 | 6 | 7 | 7 | 7 | 7 | 7 | 7 | 8 | 8 | 8 | 8 | 8 | 8 | 9 | 9 | 9 | 9 | 9 | 9 | 10 | 10
|  |  |  | Upfront agency role fees USD | 0 | USD 000s | 15 | 0 | 0 | 0 | 0 | 0 | 0 | 0 | 0 | 0 | 0 | 0 | 0 | 0 | 0 | 0 | 0 | 0 | 0 | 0 | 0 | 0 | 15 | 0 | 0 | 0 | 0 | 0 | 0 | 0 | 0 | 0 | 0 | 0 | 0 | 0 | 0 | 0 | 0 | 0 | 0 | 0 | 0 | 0 | 0 | 0 | 0 | 0 | 0 | 0 | 0 | 0 | 0 | 0 | 0 | 0 | 0 | 0
|  |  |  | Upfront agency role fees USD s.a. |  | USD 000s | 15 |  | 0 | 0 | 0 | 15 | 0 | 0 | 0 | 0 | 0 | 0 | 0 | 0 | 0 | 0 | 0 | 0 | 0 | 0 | 0 | 0 | 0 | 0 | 0 | 0 | 0 | 0 | 0 | 0 | 0 | 0 | 0 | 0 | 0 | 0 | 0 | 0 | 0 | 0 | 0 | 0 | 0 | 0 | 0 | 0 | 0 | 0 | 0 | 0 | 0 | 0 | 0 | 0 | 0 | 0 | 0 | 0
|  |  |  | Model column counter | 0 | counter | 0 | 0 | 1 | 2 | 3 | 4 | 5 | 6 | 7 | 8 | 9 | 10 | 11 | 12 | 13 | 14 | 15 | 16 | 17 | 18 | 19 | 20 | 21 | 22 | 23 | 24 | 25 | 26 | 27 | 28 | 29 | 30 | 31 | 32 | 33 | 34 | 35 | 36 | 37 | 38 | 39 | 40 | 41 | 42 | 43 | 44 | 45 | 46 | 47 | 48 | 49 | 50 | 51 | 52 | 53 | 54 | 55 | 56
|  |  |  | Semi annually period number counter | 0 | counter | 0 | 0 | 1 | 1 | 1 | 1 | 1 | 1 | 2 | 2 | 2 | 2 | 2 | 2 | 3 | 3 | 3 | 3 | 3 | 3 | 4 | 4 | 4 | 4 | 4 | 4 | 5 | 5 | 5 | 5 | 5 | 5 | 6 | 6 | 6 | 6 | 6 | 6 | 7 | 7 | 7 | 7 | 7 | 7 | 8 | 8 | 8 | 8 | 8 | 8 | 9 | 9 | 9 | 9 | 9 | 9 | 10 | 10
|  |  |  | O&M mobilisation fees USD | 0 | USD 000s | 52.65 | 0 | 0 | 0 | 0 | 0 | 0 | 0 | 0 | 0 | 0 | 0 | 0 | 0 | 0 | 0 | 0 | 0 | 0 | 0 | 0 | 0 | 0 | 0 | 0 | 0 | 0 | 0 | 0 | 0 | 0 | 0 | 0 | 0 | 0 | 0 | 0 | 0 | 0 | 0 | 0 | 0 | 0 | 52.65 | 0 | 0 | 0 | 0 | 0 | 0 | 0 | 0 | 0 | 0 | 0 | 0 | 0 | 0
|  |  |  | O&M mobilisation fees USD s.a. |  | USD 000s | 52.65 |  | 0 | 0 | 0 | 0 | 0 | 0 | 52.65 | 0 | 0 | 0 | 0 | 0 | 0 | 0 | 0 | 0 | 0 | 0 | 0 | 0 | 0 | 0 | 0 | 0 | 0 | 0 | 0 | 0 | 0 | 0 | 0 | 0 | 0 | 0 | 0 | 0 | 0 | 0 | 0 | 0 | 0 | 0 | 0 | 0 | 0 | 0 | 0 | 0 | 0 | 0 | 0 | 0 | 0 | 0 | 0 | 0
|  |  |  | Model column counter | 0 | counter | 0 | 0 | 1 | 2 | 3 | 4 | 5 | 6 | 7 | 8 | 9 | 10 | 11 | 12 | 13 | 14 | 15 | 16 | 17 | 18 | 19 | 20 | 21 | 22 | 23 | 24 | 25 | 26 | 27 | 28 | 29 | 30 | 31 | 32 | 33 | 34 | 35 | 36 | 37 | 38 | 39 | 40 | 41 | 42 | 43 | 44 | 45 | 46 | 47 | 48 | 49 | 50 | 51 | 52 | 53 | 54 | 55 | 56
|  |  |  | Semi annually period number counter | 0 | counter | 0 | 0 | 1 | 1 | 1 | 1 | 1 | 1 | 2 | 2 | 2 | 2 | 2 | 2 | 3 | 3 | 3 | 3 | 3 | 3 | 4 | 4 | 4 | 4 | 4 | 4 | 5 | 5 | 5 | 5 | 5 | 5 | 6 | 6 | 6 | 6 | 6 | 6 | 7 | 7 | 7 | 7 | 7 | 7 | 8 | 8 | 8 | 8 | 8 | 8 | 9 | 9 | 9 | 9 | 9 | 9 | 10 | 10
|  |  |  | [spare 7] USD | 0 | USD 000s | 0 | 0 | 0 | 0 | 0 | 0 | 0 | 0 | 0 | 0 | 0 | 0 | 0 | 0 | 0 | 0 | 0 | 0 | 0 | 0 | 0 | 0 | 0 | 0 | 0 | 0 | 0 | 0 | 0 | 0 | 0 | 0 | 0 | 0 | 0 | 0 | 0 | 0 | 0 | 0 | 0 | 0 | 0 | 0 | 0 | 0 | 0 | 0 | 0 | 0 | 0 | 0 | 0 | 0 | 0 | 0 | 0 | 0
|  |  |  | [spare 7] USD s.a. |  | USD 000s | 0 |  | 0 | 0 | 0 | 0 | 0 | 0 | 0 | 0 | 0 | 0 | 0 | 0 | 0 | 0 | 0 | 0 | 0 | 0 | 0 | 0 | 0 | 0 | 0 | 0 | 0 | 0 | 0 | 0 | 0 | 0 | 0 | 0 | 0 | 0 | 0 | 0 | 0 | 0 | 0 | 0 | 0 | 0 | 0 | 0 | 0 | 0 | 0 | 0 | 0 | 0 | 0 | 0 | 0 | 0 | 0 | 0
|  |  |  | Model column counter | 0 | counter | 0 | 0 | 1 | 2 | 3 | 4 | 5 | 6 | 7 | 8 | 9 | 10 | 11 | 12 | 13 | 14 | 15 | 16 | 17 | 18 | 19 | 20 | 21 | 22 | 23 | 24 | 25 | 26 | 27 | 28 | 29 | 30 | 31 | 32 | 33 | 34 | 35 | 36 | 37 | 38 | 39 | 40 | 41 | 42 | 43 | 44 | 45 | 46 | 47 | 48 | 49 | 50 | 51 | 52 | 53 | 54 | 55 | 56
|  |  |  | Semi annually period number counter | 0 | counter | 0 | 0 | 1 | 1 | 1 | 1 | 1 | 1 | 2 | 2 | 2 | 2 | 2 | 2 | 3 | 3 | 3 | 3 | 3 | 3 | 4 | 4 | 4 | 4 | 4 | 4 | 5 | 5 | 5 | 5 | 5 | 5 | 6 | 6 | 6 | 6 | 6 | 6 | 7 | 7 | 7 | 7 | 7 | 7 | 8 | 8 | 8 | 8 | 8 | 8 | 9 | 9 | 9 | 9 | 9 | 9 | 10 | 10
|  |  |  | Development fee | 0 | USD 000s | 8990.0349 | 0 | 0 | 0 | 0 | 0 | 0 | 0 | 0 | 0 | 0 | 0 | 0 | 0 | 0 | 0 | 0 | 0 | 0 | 0 | 0 | 0 | 8990.0349 | 0 | 0 | 0 | 0 | 0 | 0 | 0 | 0 | 0 | 0 | 0 | 0 | 0 | 0 | 0 | 0 | 0 | 0 | 0 | 0 | 0 | 0 | 0 | 0 | 0 | 0 | 0 | 0 | 0 | 0 | 0 | 0 | 0 | 0 | 0
|  |  |  | Development fee paid s.a. POS |  | USD 000s | 8990.0349 |  | 0 | 0 | 0 | 8990.0349 | 0 | 0 | 0 | 0 | 0 | 0 | 0 | 0 | 0 | 0 | 0 | 0 | 0 | 0 | 0 | 0 | 0 | 0 | 0 | 0 | 0 | 0 | 0 | 0 | 0 | 0 | 0 | 0 | 0 | 0 | 0 | 0 | 0 | 0 | 0 | 0 | 0 | 0 | 0 | 0 | 0 | 0 | 0 | 0 | 0 | 0 | 0 | 0 | 0 | 0 | 0 | 0
|  |  |  | Model column counter | 0 | counter | 0 | 0 | 1 | 2 | 3 | 4 | 5 | 6 | 7 | 8 | 9 | 10 | 11 | 12 | 13 | 14 | 15 | 16 | 17 | 18 | 19 | 20 | 21 | 22 | 23 | 24 | 25 | 26 | 27 | 28 | 29 | 30 | 31 | 32 | 33 | 34 | 35 | 36 | 37 | 38 | 39 | 40 | 41 | 42 | 43 | 44 | 45 | 46 | 47 | 48 | 49 | 50 | 51 | 52 | 53 | 54 | 55 | 56
|  |  |  | Semi annually period number counter | 0 | counter | 0 | 0 | 1 | 1 | 1 | 1 | 1 | 1 | 2 | 2 | 2 | 2 | 2 | 2 | 3 | 3 | 3 | 3 | 3 | 3 | 4 | 4 | 4 | 4 | 4 | 4 | 5 | 5 | 5 | 5 | 5 | 5 | 6 | 6 | 6 | 6 | 6 | 6 | 7 | 7 | 7 | 7 | 7 | 7 | 8 | 8 | 8 | 8 | 8 | 8 | 9 | 9 | 9 | 9 | 9 | 9 | 10 | 10
|  |  |  | Project costs excluding VAT | 0 | USD 000s | 159043.4534 | 0 | 0 | 0 | 0 | 0 | 0 | 0 | 0 | 0 | 0 | 0 | 0 | 0 | 0 | 0 | 0 | 0 | 0 | 0 | 0 | 0 | 40487.996 | 23596.2565 | 25939.2086 | 27389.6075 | 21811.1502 | 9767.5633 | 4746.9517 | 284.1859 | 284.1859 | 284.1859 | 142.627 | 195.5555 | 3948.3721 | 35.366 | 5 | 5 | 5 | 5 | 5 | 5 | 5 | 57.65 | 5 | 5 | 5 | 12.5915 | 5 | 5 | 0 | 0 | 0 | 0 | 0 | 0 | 0 | 0
|  |  |  | Project costs excluding VAT s.a. POS |  | USD 000s | 159043.4534 |  | 0 | 0 | 0 | 117413.0686 | 37178.2227 | 4331.9206 | 82.65 | 37.5915 | 0 | 0 | 0 | 0 | 0 | 0 | 0 | 0 | 0 | 0 | 0 | 0 | 0 | 0 | 0 | 0 | 0 | 0 | 0 | 0 | 0 | 0 | 0 | 0 | 0 | 0 | 0 | 0 | 0 | 0 | 0 | 0 | 0 | 0 | 0 | 0 | 0 | 0 | 0 | 0 | 0 | 0 | 0 | 0 | 0 | 0 | 0 | 0
|  |  |  | Project costs excluding VAT s.a. |  | USD 000s | -159043.4534 |  | 0 | 0 | 0 | -117413.0686 | -37178.2227 | -4331.9206 | -82.65 | -37.5915 | 0 | 0 | 0 | 0 | 0 | 0 | 0 | 0 | 0 | 0 | 0 | 0 | 0 | 0 | 0 | 0 | 0 | 0 | 0 | 0 | 0 | 0 | 0 | 0 | 0 | 0 | 0 | 0 | 0 | 0 | 0 | 0 | 0 | 0 | 0 | 0 | 0 | 0 | 0 | 0 | 0 | 0 | 0 | 0 | 0 | 0 | 0 | 0
|  |  |  | Model column counter | 0 | counter | 0 | 0 | 1 | 2 | 3 | 4 | 5 | 6 | 7 | 8 | 9 | 10 | 11 | 12 | 13 | 14 | 15 | 16 | 17 | 18 | 19 | 20 | 21 | 22 | 23 | 24 | 25 | 26 | 27 | 28 | 29 | 30 | 31 | 32 | 33 | 34 | 35 | 36 | 37 | 38 | 39 | 40 | 41 | 42 | 43 | 44 | 45 | 46 | 47 | 48 | 49 | 50 | 51 | 52 | 53 | 54 | 55 | 56
|  |  |  | Semi annually period number counter | 0 | counter | 0 | 0 | 1 | 1 | 1 | 1 | 1 | 1 | 2 | 2 | 2 | 2 | 2 | 2 | 3 | 3 | 3 | 3 | 3 | 3 | 4 | 4 | 4 | 4 | 4 | 4 | 5 | 5 | 5 | 5 | 5 | 5 | 6 | 6 | 6 | 6 | 6 | 6 | 7 | 7 | 7 | 7 | 7 | 7 | 8 | 8 | 8 | 8 | 8 | 8 | 9 | 9 | 9 | 9 | 9 | 9 | 10 | 10
|  |  |  | Project costs excluding EPC costs and VAT | 0 | USD 000s | 31275.8584 | 0 | 0 | 0 | 0 | 0 | 0 | 0 | 0 | 0 | 0 | 0 | 0 | 0 | 0 | 0 | 0 | 0 | 0 | 0 | 0 | 0 | 14934.477 | 2233.5146 | 2429.9711 | 2551.587 | 2083.8335 | 1079.3668 | 658.3887 | 284.1859 | 284.1859 | 284.1859 | 142.627 | 195.5555 | 3948.3721 | 35.366 | 5 | 5 | 5 | 5 | 5 | 5 | 5 | 57.65 | 5 | 5 | 5 | 12.5915 | 5 | 5 | 0 | 0 | 0 | 0 | 0 | 0 | 0 | 0
|  |  |  | Project costs excluding EPC costs and VAT s.a. POS |  | USD 000s | 31275.8584 |  | 0 | 0 | 0 | 22149.5497 | 4674.1466 | 4331.9206 | 82.65 | 37.5915 | 0 | 0 | 0 | 0 | 0 | 0 | 0 | 0 | 0 | 0 | 0 | 0 | 0 | 0 | 0 | 0 | 0 | 0 | 0 | 0 | 0 | 0 | 0 | 0 | 0 | 0 | 0 | 0 | 0 | 0 | 0 | 0 | 0 | 0 | 0 | 0 | 0 | 0 | 0 | 0 | 0 | 0 | 0 | 0 | 0 | 0 | 0 | 0
|  |  |  | Project costs excluding EPC costs and VAT s.a. |  | USD 000s | -31275.8584 |  | 0 | 0 | 0 | -22149.5497 | -4674.1466 | -4331.9206 | -82.65 | -37.5915 | 0 | 0 | 0 | 0 | 0 | 0 | 0 | 0 | 0 | 0 | 0 | 0 | 0 | 0 | 0 | 0 | 0 | 0 | 0 | 0 | 0 | 0 | 0 | 0 | 0 | 0 | 0 | 0 | 0 | 0 | 0 | 0 | 0 | 0 | 0 | 0 | 0 | 0 | 0 | 0 | 0 | 0 | 0 | 0 | 0 | 0 | 0 | 0
|  |  |  | Model column counter | 0 | counter | 0 | 0 | 1 | 2 | 3 | 4 | 5 | 6 | 7 | 8 | 9 | 10 | 11 | 12 | 13 | 14 | 15 | 16 | 17 | 18 | 19 | 20 | 21 | 22 | 23 | 24 | 25 | 26 | 27 | 28 | 29 | 30 | 31 | 32 | 33 | 34 | 35 | 36 | 37 | 38 | 39 | 40 | 41 | 42 | 43 | 44 | 45 | 46 | 47 | 48 | 49 | 50 | 51 | 52 | 53 | 54 | 55 | 56
|  |  |  | Semi annually period number counter | 0 | counter | 0 | 0 | 1 | 1 | 1 | 1 | 1 | 1 | 2 | 2 | 2 | 2 | 2 | 2 | 3 | 3 | 3 | 3 | 3 | 3 | 4 | 4 | 4 | 4 | 4 | 4 | 5 | 5 | 5 | 5 | 5 | 5 | 6 | 6 | 6 | 6 | 6 | 6 | 7 | 7 | 7 | 7 | 7 | 7 | 8 | 8 | 8 | 8 | 8 | 8 | 9 | 9 | 9 | 9 | 9 | 9 | 10 | 10
|  |  |  | EPC costs exc VAT | 0 | USD 000s | 127767.595 | 0 | 0 | 0 | 0 | 0 | 0 | 0 | 0 | 0 | 0 | 0 | 0 | 0 | 0 | 0 | 0 | 0 | 0 | 0 | 0 | 0 | 25553.519 | 21362.7419 | 23509.2375 | 24838.0205 | 19727.3167 | 8688.1965 | 4088.563 | 0 | 0 | 0 | 0 | 0 | 0 | 0 | 0 | 0 | 0 | 0 | 0 | 0 | 0 | 0 | 0 | 0 | 0 | 0 | 0 | 0 | 0 | 0 | 0 | 0 | 0 | 0 | 0 | 0
|  |  |  | EPC costs exc VAT s.a. |  | USD 000s | 127767.595 |  | 0 | 0 | 0 | 95263.5188 | 32504.0762 | 0 | 0 | 0 | 0 | 0 | 0 | 0 | 0 | 0 | 0 | 0 | 0 | 0 | 0 | 0 | 0 | 0 | 0 | 0 | 0 | 0 | 0 | 0 | 0 | 0 | 0 | 0 | 0 | 0 | 0 | 0 | 0 | 0 | 0 | 0 | 0 | 0 | 0 | 0 | 0 | 0 | 0 | 0 | 0 | 0 | 0 | 0 | 0 | 0 | 0 | 0
|  |  |  | Model column counter | 0 | counter | 0 | 0 | 1 | 2 | 3 | 4 | 5 | 6 | 7 | 8 | 9 | 10 | 11 | 12 | 13 | 14 | 15 | 16 | 17 | 18 | 19 | 20 | 21 | 22 | 23 | 24 | 25 | 26 | 27 | 28 | 29 | 30 | 31 | 32 | 33 | 34 | 35 | 36 | 37 | 38 | 39 | 40 | 41 | 42 | 43 | 44 | 45 | 46 | 47 | 48 | 49 | 50 | 51 | 52 | 53 | 54 | 55 | 56
|  |  |  | Semi annually period number counter | 0 | counter | 0 | 0 | 1 | 1 | 1 | 1 | 1 | 1 | 2 | 2 | 2 | 2 | 2 | 2 | 3 | 3 | 3 | 3 | 3 | 3 | 4 | 4 | 4 | 4 | 4 | 4 | 5 | 5 | 5 | 5 | 5 | 5 | 6 | 6 | 6 | 6 | 6 | 6 | 7 | 7 | 7 | 7 | 7 | 7 | 8 | 8 | 8 | 8 | 8 | 8 | 9 | 9 | 9 | 9 | 9 | 9 | 10 | 10
|  |  |  | Interconnection facilty costs | 0 | USD 000s | 11000 | 0 | 0 | 0 | 0 | 0 | 0 | 0 | 0 | 0 | 0 | 0 | 0 | 0 | 0 | 0 | 0 | 0 | 0 | 0 | 0 | 0 | 2200 | 1839.2 | 2024 | 2138.4 | 1698.4 | 748 | 352 | 0 | 0 | 0 | 0 | 0 | 0 | 0 | 0 | 0 | 0 | 0 | 0 | 0 | 0 | 0 | 0 | 0 | 0 | 0 | 0 | 0 | 0 | 0 | 0 | 0 | 0 | 0 | 0 | 0
|  |  |  | Interconnection facilty costs s.a. |  | USD 000s | 11000 |  | 0 | 0 | 0 | 8201.6 | 2798.4 | 0 | 0 | 0 | 0 | 0 | 0 | 0 | 0 | 0 | 0 | 0 | 0 | 0 | 0 | 0 | 0 | 0 | 0 | 0 | 0 | 0 | 0 | 0 | 0 | 0 | 0 | 0 | 0 | 0 | 0 | 0 | 0 | 0 | 0 | 0 | 0 | 0 | 0 | 0 | 0 | 0 | 0 | 0 | 0 | 0 | 0 | 0 | 0 | 0 | 0 | 0
|  |  |  | Model column counter | 0 | counter | 0 | 0 | 1 | 2 | 3 | 4 | 5 | 6 | 7 | 8 | 9 | 10 | 11 | 12 | 13 | 14 | 15 | 16 | 17 | 18 | 19 | 20 | 21 | 22 | 23 | 24 | 25 | 26 | 27 | 28 | 29 | 30 | 31 | 32 | 33 | 34 | 35 | 36 | 37 | 38 | 39 | 40 | 41 | 42 | 43 | 44 | 45 | 46 | 47 | 48 | 49 | 50 | 51 | 52 | 53 | 54 | 55 | 56
|  |  |  | Semi annually period number counter | 0 | counter | 0 | 0 | 1 | 1 | 1 | 1 | 1 | 1 | 2 | 2 | 2 | 2 | 2 | 2 | 3 | 3 | 3 | 3 | 3 | 3 | 4 | 4 | 4 | 4 | 4 | 4 | 5 | 5 | 5 | 5 | 5 | 5 | 6 | 6 | 6 | 6 | 6 | 6 | 7 | 7 | 7 | 7 | 7 | 7 | 8 | 8 | 8 | 8 | 8 | 8 | 9 | 9 | 9 | 9 | 9 | 9 | 10 | 10
|  |  |  | EPC premium | 0 | USD 000s | 0 | 0 | 0 | 0 | 0 | 0 | 0 | 0 | 0 | 0 | 0 | 0 | 0 | 0 | 0 | 0 | 0 | 0 | 0 | 0 | 0 | 0 | 0 | 0 | 0 | 0 | 0 | 0 | 0 | 0 | 0 | 0 | 0 | 0 | 0 | 0 | 0 | 0 | 0 | 0 | 0 | 0 | 0 | 0 | 0 | 0 | 0 | 0 | 0 | 0 | 0 | 0 | 0 | 0 | 0 | 0 | 0 | 0
|  |  |  | EPC premium s.a. |  | USD 000s | 0 |  | 0 | 0 | 0 | 0 | 0 | 0 | 0 | 0 | 0 | 0 | 0 | 0 | 0 | 0 | 0 | 0 | 0 | 0 | 0 | 0 | 0 | 0 | 0 | 0 | 0 | 0 | 0 | 0 | 0 | 0 | 0 | 0 | 0 | 0 | 0 | 0 | 0 | 0 | 0 | 0 | 0 | 0 | 0 | 0 | 0 | 0 | 0 | 0 | 0 | 0 | 0 | 0 | 0 | 0 | 0 | 0
|  |  |  | Model column counter | 0 | counter | 0 | 0 | 1 | 2 | 3 | 4 | 5 | 6 | 7 | 8 | 9 | 10 | 11 | 12 | 13 | 14 | 15 | 16 | 17 | 18 | 19 | 20 | 21 | 22 | 23 | 24 | 25 | 26 | 27 | 28 | 29 | 30 | 31 | 32 | 33 | 34 | 35 | 36 | 37 | 38 | 39 | 40 | 41 | 42 | 43 | 44 | 45 | 46 | 47 | 48 | 49 | 50 | 51 | 52 | 53 | 54 | 55 | 56
|  |  |  | Semi annually period number counter | 0 | counter | 0 | 0 | 1 | 1 | 1 | 1 | 1 | 1 | 2 | 2 | 2 | 2 | 2 | 2 | 3 | 3 | 3 | 3 | 3 | 3 | 4 | 4 | 4 | 4 | 4 | 4 | 5 | 5 | 5 | 5 | 5 | 5 | 6 | 6 | 6 | 6 | 6 | 6 | 7 | 7 | 7 | 7 | 7 | 7 | 8 | 8 | 8 | 8 | 8 | 8 | 9 | 9 | 9 | 9 | 9 | 9 | 10 | 10
|  |  |  | Contingency costs (EPC and Interconnection facility) | 0 | USD 000s | 693.838 | 0 | 0 | 0 | 0 | 0 | 0 | 0 | 0 | 0 | 0 | 0 | 0 | 0 | 0 | 0 | 0 | 0 | 0 | 0 | 0 | 0 | 138.7676 | 116.0097 | 127.6662 | 134.8821 | 107.1286 | 47.181 | 22.2028 | 0 | 0 | 0 | 0 | 0 | 0 | 0 | 0 | 0 | 0 | 0 | 0 | 0 | 0 | 0 | 0 | 0 | 0 | 0 | 0 | 0 | 0 | 0 | 0 | 0 | 0 | 0 | 0 | 0
|  |  |  | Contingency costs (EPC and Interconnection facility) s.a. |  | USD 000s | 693.838 |  | 0 | 0 | 0 | 517.3256 | 176.5124 | 0 | 0 | 0 | 0 | 0 | 0 | 0 | 0 | 0 | 0 | 0 | 0 | 0 | 0 | 0 | 0 | 0 | 0 | 0 | 0 | 0 | 0 | 0 | 0 | 0 | 0 | 0 | 0 | 0 | 0 | 0 | 0 | 0 | 0 | 0 | 0 | 0 | 0 | 0 | 0 | 0 | 0 | 0 | 0 | 0 | 0 | 0 | 0 | 0 | 0 | 0
|  |  |  | Model column counter | 0 | counter | 0 | 0 | 1 | 2 | 3 | 4 | 5 | 6 | 7 | 8 | 9 | 10 | 11 | 12 | 13 | 14 | 15 | 16 | 17 | 18 | 19 | 20 | 21 | 22 | 23 | 24 | 25 | 26 | 27 | 28 | 29 | 30 | 31 | 32 | 33 | 34 | 35 | 36 | 37 | 38 | 39 | 40 | 41 | 42 | 43 | 44 | 45 | 46 | 47 | 48 | 49 | 50 | 51 | 52 | 53 | 54 | 55 | 56
|  |  |  | Semi annually period number counter | 0 | counter | 0 | 0 | 1 | 1 | 1 | 1 | 1 | 1 | 2 | 2 | 2 | 2 | 2 | 2 | 3 | 3 | 3 | 3 | 3 | 3 | 4 | 4 | 4 | 4 | 4 | 4 | 5 | 5 | 5 | 5 | 5 | 5 | 6 | 6 | 6 | 6 | 6 | 6 | 7 | 7 | 7 | 7 | 7 | 7 | 8 | 8 | 8 | 8 | 8 | 8 | 9 | 9 | 9 | 9 | 9 | 9 | 10 | 10
|  |  |  | Advisory fee - m | 0 | USD 000s | 2847 | 0 | 0 | 0 | 0 | 0 | 0 | 0 | 0 | 0 | 0 | 0 | 0 | 0 | 0 | 0 | 0 | 0 | 0 | 0 | 0 | 0 | 2847 | 0 | 0 | 0 | 0 | 0 | 0 | 0 | 0 | 0 | 0 | 0 | 0 | 0 | 0 | 0 | 0 | 0 | 0 | 0 | 0 | 0 | 0 | 0 | 0 | 0 | 0 | 0 | 0 | 0 | 0 | 0 | 0 | 0 | 0 | 0
|  |  |  | Advisory fee - m s.a. |  | USD 000s | 2847 |  | 0 | 0 | 0 | 2847 | 0 | 0 | 0 | 0 | 0 | 0 | 0 | 0 | 0 | 0 | 0 | 0 | 0 | 0 | 0 | 0 | 0 | 0 | 0 | 0 | 0 | 0 | 0 | 0 | 0 | 0 | 0 | 0 | 0 | 0 | 0 | 0 | 0 | 0 | 0 | 0 | 0 | 0 | 0 | 0 | 0 | 0 | 0 | 0 | 0 | 0 | 0 | 0 | 0 | 0 | 0 | 0
|  |  |  | Model column counter | 0 | counter | 0 | 0 | 1 | 2 | 3 | 4 | 5 | 6 | 7 | 8 | 9 | 10 | 11 | 12 | 13 | 14 | 15 | 16 | 17 | 18 | 19 | 20 | 21 | 22 | 23 | 24 | 25 | 26 | 27 | 28 | 29 | 30 | 31 | 32 | 33 | 34 | 35 | 36 | 37 | 38 | 39 | 40 | 41 | 42 | 43 | 44 | 45 | 46 | 47 | 48 | 49 | 50 | 51 | 52 | 53 | 54 | 55 | 56
|  |  |  | Semi annually period number counter | 0 | counter | 0 | 0 | 1 | 1 | 1 | 1 | 1 | 1 | 2 | 2 | 2 | 2 | 2 | 2 | 3 | 3 | 3 | 3 | 3 | 3 | 4 | 4 | 4 | 4 | 4 | 4 | 5 | 5 | 5 | 5 | 5 | 5 | 6 | 6 | 6 | 6 | 6 | 6 | 7 | 7 | 7 | 7 | 7 | 7 | 8 | 8 | 8 | 8 | 8 | 8 | 9 | 9 | 9 | 9 | 9 | 9 | 10 | 10
|  |  |  | Development and other construction period costs excl VAT and WHT | 0 | USD 000s | 6079.6751 | 0 | 0 | 0 | 0 | 0 | 0 | 0 | 0 | 0 | 0 | 0 | 0 | 0 | 0 | 0 | 0 | 0 | 0 | 0 | 0 | 0 | 540.351 | 131.7461 | 131.7461 | 131.7461 | 131.7461 | 137.627 | 137.627 | 137.627 | 137.627 | 137.627 | 137.627 | 190.5555 | 3943.3721 | 0 | 0 | 0 | 0 | 0 | 0 | 0 | 0 | 52.65 | 0 | 0 | 0 | 0 | 0 | 0 | 0 | 0 | 0 | 0 | 0 | 0 | 0 | 0
|  |  |  | Development and other construction period costs excl VAT and WHT s.a. |  | USD 000s | 6079.6751 |  | 0 | 0 | 0 | 935.5893 | 819.8812 | 4271.5546 | 52.65 | 0 | 0 | 0 | 0 | 0 | 0 | 0 | 0 | 0 | 0 | 0 | 0 | 0 | 0 | 0 | 0 | 0 | 0 | 0 | 0 | 0 | 0 | 0 | 0 | 0 | 0 | 0 | 0 | 0 | 0 | 0 | 0 | 0 | 0 | 0 | 0 | 0 | 0 | 0 | 0 | 0 | 0 | 0 | 0 | 0 | 0 | 0 | 0 | 0
|  |  |  | Model column counter | 0 | counter | 0 | 0 | 1 | 2 | 3 | 4 | 5 | 6 | 7 | 8 | 9 | 10 | 11 | 12 | 13 | 14 | 15 | 16 | 17 | 18 | 19 | 20 | 21 | 22 | 23 | 24 | 25 | 26 | 27 | 28 | 29 | 30 | 31 | 32 | 33 | 34 | 35 | 36 | 37 | 38 | 39 | 40 | 41 | 42 | 43 | 44 | 45 | 46 | 47 | 48 | 49 | 50 | 51 | 52 | 53 | 54 | 55 | 56
|  |  |  | Semi annually period number counter | 0 | counter | 0 | 0 | 1 | 1 | 1 | 1 | 1 | 1 | 2 | 2 | 2 | 2 | 2 | 2 | 3 | 3 | 3 | 3 | 3 | 3 | 4 | 4 | 4 | 4 | 4 | 4 | 5 | 5 | 5 | 5 | 5 | 5 | 6 | 6 | 6 | 6 | 6 | 6 | 7 | 7 | 7 | 7 | 7 | 7 | 8 | 8 | 8 | 8 | 8 | 8 | 9 | 9 | 9 | 9 | 9 | 9 | 10 | 10
|  |  |  | Development fee | 0 | USD 000s | 8990.0349 | 0 | 0 | 0 | 0 | 0 | 0 | 0 | 0 | 0 | 0 | 0 | 0 | 0 | 0 | 0 | 0 | 0 | 0 | 0 | 0 | 0 | 8990.0349 | 0 | 0 | 0 | 0 | 0 | 0 | 0 | 0 | 0 | 0 | 0 | 0 | 0 | 0 | 0 | 0 | 0 | 0 | 0 | 0 | 0 | 0 | 0 | 0 | 0 | 0 | 0 | 0 | 0 | 0 | 0 | 0 | 0 | 0 | 0
|  |  |  | Development fee s.a. |  | USD 000s | 8990.0349 |  | 0 | 0 | 0 | 8990.0349 | 0 | 0 | 0 | 0 | 0 | 0 | 0 | 0 | 0 | 0 | 0 | 0 | 0 | 0 | 0 | 0 | 0 | 0 | 0 | 0 | 0 | 0 | 0 | 0 | 0 | 0 | 0 | 0 | 0 | 0 | 0 | 0 | 0 | 0 | 0 | 0 | 0 | 0 | 0 | 0 | 0 | 0 | 0 | 0 | 0 | 0 | 0 | 0 | 0 | 0 | 0 | 0
|  |  |  | Model column counter | 0 | counter | 0 | 0 | 1 | 2 | 3 | 4 | 5 | 6 | 7 | 8 | 9 | 10 | 11 | 12 | 13 | 14 | 15 | 16 | 17 | 18 | 19 | 20 | 21 | 22 | 23 | 24 | 25 | 26 | 27 | 28 | 29 | 30 | 31 | 32 | 33 | 34 | 35 | 36 | 37 | 38 | 39 | 40 | 41 | 42 | 43 | 44 | 45 | 46 | 47 | 48 | 49 | 50 | 51 | 52 | 53 | 54 | 55 | 56
|  |  |  | Semi annually period number counter | 0 | counter | 0 | 0 | 1 | 1 | 1 | 1 | 1 | 1 | 2 | 2 | 2 | 2 | 2 | 2 | 3 | 3 | 3 | 3 | 3 | 3 | 4 | 4 | 4 | 4 | 4 | 4 | 5 | 5 | 5 | 5 | 5 | 5 | 6 | 6 | 6 | 6 | 6 | 6 | 7 | 7 | 7 | 7 | 7 | 7 | 8 | 8 | 8 | 8 | 8 | 8 | 9 | 9 | 9 | 9 | 9 | 9 | 10 | 10
|  |  |  | PCG upfront costs | 0 | USD 000s | 256.281 | 0 | 0 | 0 | 0 | 0 | 0 | 0 | 0 | 0 | 0 | 0 | 0 | 0 | 0 | 0 | 0 | 0 | 0 | 0 | 0 | 0 | 218.3235 | 0 | 0 | 0 | 0 | 0 | 0 | 0 | 0 | 0 | 0 | 0 | 0 | 30.366 | 0 | 0 | 0 | 0 | 0 | 0 | 0 | 0 | 0 | 0 | 0 | 7.5915 | 0 | 0 | 0 | 0 | 0 | 0 | 0 | 0 | 0 | 0
|  |  |  | PCG upfront costs s.a. |  | USD 000s | 256.281 |  | 0 | 0 | 0 | 218.3235 | 0 | 30.366 | 0 | 7.5915 | 0 | 0 | 0 | 0 | 0 | 0 | 0 | 0 | 0 | 0 | 0 | 0 | 0 | 0 | 0 | 0 | 0 | 0 | 0 | 0 | 0 | 0 | 0 | 0 | 0 | 0 | 0 | 0 | 0 | 0 | 0 | 0 | 0 | 0 | 0 | 0 | 0 | 0 | 0 | 0 | 0 | 0 | 0 | 0 | 0 | 0 | 0 | 0
|  |  |  | Model column counter | 0 | counter | 0 | 0 | 1 | 2 | 3 | 4 | 5 | 6 | 7 | 8 | 9 | 10 | 11 | 12 | 13 | 14 | 15 | 16 | 17 | 18 | 19 | 20 | 21 | 22 | 23 | 24 | 25 | 26 | 27 | 28 | 29 | 30 | 31 | 32 | 33 | 34 | 35 | 36 | 37 | 38 | 39 | 40 | 41 | 42 | 43 | 44 | 45 | 46 | 47 | 48 | 49 | 50 | 51 | 52 | 53 | 54 | 55 | 56
|  |  |  | Semi annually period number counter | 0 | counter | 0 | 0 | 1 | 1 | 1 | 1 | 1 | 1 | 2 | 2 | 2 | 2 | 2 | 2 | 3 | 3 | 3 | 3 | 3 | 3 | 4 | 4 | 4 | 4 | 4 | 4 | 5 | 5 | 5 | 5 | 5 | 5 | 6 | 6 | 6 | 6 | 6 | 6 | 7 | 7 | 7 | 7 | 7 | 7 | 8 | 8 | 8 | 8 | 8 | 8 | 9 | 9 | 9 | 9 | 9 | 9 | 10 | 10
|  |  |  | Land tax charge - construction | 0 | USD 000s | 1274.0295 | 0 | 0 | 0 | 0 | 0 | 0 | 0 | 0 | 0 | 0 | 0 | 0 | 0 | 0 | 0 | 0 | 0 | 0 | 0 | 0 | 0 | 0 | 141.5588 | 141.5588 | 141.5588 | 141.5588 | 141.5588 | 141.5588 | 141.5588 | 141.5588 | 141.5588 | 0 | 0 | 0 | 0 | 0 | 0 | 0 | 0 | 0 | 0 | 0 | 0 | 0 | 0 | 0 | 0 | 0 | 0 | 0 | 0 | 0 | 0 | 0 | 0 | 0 | 0
|  |  |  | Land tax charge - construction s.a. |  | USD 000s | 1274.0295 |  | 0 | 0 | 0 | 424.6765 | 849.353 | 0 | 0 | 0 | 0 | 0 | 0 | 0 | 0 | 0 | 0 | 0 | 0 | 0 | 0 | 0 | 0 | 0 | 0 | 0 | 0 | 0 | 0 | 0 | 0 | 0 | 0 | 0 | 0 | 0 | 0 | 0 | 0 | 0 | 0 | 0 | 0 | 0 | 0 | 0 | 0 | 0 | 0 | 0 | 0 | 0 | 0 | 0 | 0 | 0 | 0 | 0
|  |  |  | Model column counter | 0 | counter | 0 | 0 | 1 | 2 | 3 | 4 | 5 | 6 | 7 | 8 | 9 | 10 | 11 | 12 | 13 | 14 | 15 | 16 | 17 | 18 | 19 | 20 | 21 | 22 | 23 | 24 | 25 | 26 | 27 | 28 | 29 | 30 | 31 | 32 | 33 | 34 | 35 | 36 | 37 | 38 | 39 | 40 | 41 | 42 | 43 | 44 | 45 | 46 | 47 | 48 | 49 | 50 | 51 | 52 | 53 | 54 | 55 | 56
|  |  |  | Semi annually period number counter | 0 | counter | 0 | 0 | 1 | 1 | 1 | 1 | 1 | 1 | 2 | 2 | 2 | 2 | 2 | 2 | 3 | 3 | 3 | 3 | 3 | 3 | 4 | 4 | 4 | 4 | 4 | 4 | 5 | 5 | 5 | 5 | 5 | 5 | 6 | 6 | 6 | 6 | 6 | 6 | 7 | 7 | 7 | 7 | 7 | 7 | 8 | 8 | 8 | 8 | 8 | 8 | 9 | 9 | 9 | 9 | 9 | 9 | 10 | 10
|  |  |  | Standby equity LC fee | 0 | USD 000s | 0 | 0 | 0 | 0 | 0 | 0 | 0 | 0 | 0 | 0 | 0 | 0 | 0 | 0 | 0 | 0 | 0 | 0 | 0 | 0 | 0 | 0 | 0 | 0 | 0 | 0 | 0 | 0 | 0 | 0 | 0 | 0 | 0 | 0 | 0 | 0 | 0 | 0 | 0 | 0 | 0 | 0 | 0 | 0 | 0 | 0 | 0 | 0 | 0 | 0 | 0 | 0 | 0 | 0 | 0 | 0 | 0 | 0
|  |  |  | Standby equity LC fee s.a. |  | USD 000s | 0 |  | 0 | 0 | 0 | 0 | 0 | 0 | 0 | 0 | 0 | 0 | 0 | 0 | 0 | 0 | 0 | 0 | 0 | 0 | 0 | 0 | 0 | 0 | 0 | 0 | 0 | 0 | 0 | 0 | 0 | 0 | 0 | 0 | 0 | 0 | 0 | 0 | 0 | 0 | 0 | 0 | 0 | 0 | 0 | 0 | 0 | 0 | 0 | 0 | 0 | 0 | 0 | 0 | 0 | 0 | 0 | 0
|  |  |  | Model column counter | 0 | counter | 0 | 0 | 1 | 2 | 3 | 4 | 5 | 6 | 7 | 8 | 9 | 10 | 11 | 12 | 13 | 14 | 15 | 16 | 17 | 18 | 19 | 20 | 21 | 22 | 23 | 24 | 25 | 26 | 27 | 28 | 29 | 30 | 31 | 32 | 33 | 34 | 35 | 36 | 37 | 38 | 39 | 40 | 41 | 42 | 43 | 44 | 45 | 46 | 47 | 48 | 49 | 50 | 51 | 52 | 53 | 54 | 55 | 56
|  |  |  | Semi annually period number counter | 0 | counter | 0 | 0 | 1 | 1 | 1 | 1 | 1 | 1 | 2 | 2 | 2 | 2 | 2 | 2 | 3 | 3 | 3 | 3 | 3 | 3 | 4 | 4 | 4 | 4 | 4 | 4 | 5 | 5 | 5 | 5 | 5 | 5 | 6 | 6 | 6 | 6 | 6 | 6 | 7 | 7 | 7 | 7 | 7 | 7 | 8 | 8 | 8 | 8 | 8 | 8 | 9 | 9 | 9 | 9 | 9 | 9 | 10 | 10
|  |  |  | Performance bond / development security LC fee - M | 0 | USD 000s | 135 | 0 | 0 | 0 | 0 | 0 | 0 | 0 | 0 | 0 | 0 | 0 | 0 | 0 | 0 | 0 | 0 | 0 | 0 | 0 | 0 | 0 | 0 | 5 | 5 | 5 | 5 | 5 | 5 | 5 | 5 | 5 | 5 | 5 | 5 | 5 | 5 | 5 | 5 | 5 | 5 | 5 | 5 | 5 | 5 | 5 | 5 | 5 | 5 | 5 | 0 | 0 | 0 | 0 | 0 | 0 | 0 | 0
|  |  |  | Performance bond / development security LC fee - M s.a. |  | USD 000s | 135 |  | 0 | 0 | 0 | 15 | 30 | 30 | 30 | 30 | 0 | 0 | 0 | 0 | 0 | 0 | 0 | 0 | 0 | 0 | 0 | 0 | 0 | 0 | 0 | 0 | 0 | 0 | 0 | 0 | 0 | 0 | 0 | 0 | 0 | 0 | 0 | 0 | 0 | 0 | 0 | 0 | 0 | 0 | 0 | 0 | 0 | 0 | 0 | 0 | 0 | 0 | 0 | 0 | 0 | 0 | 0 | 0
|  |  |  | Model column counter | 0 | counter | 0 | 0 | 1 | 2 | 3 | 4 | 5 | 6 | 7 | 8 | 9 | 10 | 11 | 12 | 13 | 14 | 15 | 16 | 17 | 18 | 19 | 20 | 21 | 22 | 23 | 24 | 25 | 26 | 27 | 28 | 29 | 30 | 31 | 32 | 33 | 34 | 35 | 36 | 37 | 38 | 39 | 40 | 41 | 42 | 43 | 44 | 45 | 46 | 47 | 48 | 49 | 50 | 51 | 52 | 53 | 54 | 55 | 56
|  |  |  | Semi annually period number counter | 0 | counter | 0 | 0 | 1 | 1 | 1 | 1 | 1 | 1 | 2 | 2 | 2 | 2 | 2 | 2 | 3 | 3 | 3 | 3 | 3 | 3 | 4 | 4 | 4 | 4 | 4 | 4 | 5 | 5 | 5 | 5 | 5 | 5 | 6 | 6 | 6 | 6 | 6 | 6 | 7 | 7 | 7 | 7 | 7 | 7 | 8 | 8 | 8 | 8 | 8 | 8 | 9 | 9 | 9 | 9 | 9 | 9 | 10 | 10
|  |  |  | Semi annually period number counter | 0 | counter | 0 | 0 | 1 | 1 | 1 | 1 | 1 | 1 | 2 | 2 | 2 | 2 | 2 | 2 | 3 | 3 | 3 | 3 | 3 | 3 | 4 | 4 | 4 | 4 | 4 | 4 | 5 | 5 | 5 | 5 | 5 | 5 | 6 | 6 | 6 | 6 | 6 | 6 | 7 | 7 | 7 | 7 | 7 | 7 | 8 | 8 | 8 | 8 | 8 | 8 | 9 | 9 | 9 | 9 | 9 | 9 | 10 | 10
|  |  |  | PV EPC costs Som cost profile | 0 | USD 000s | 0 | 0 | 0 | 0 | 0 | 0 | 0 | 0 | 0 | 0 | 0 | 0 | 0 | 0 | 0 | 0 | 0 | 0 | 0 | 0 | 0 | 0 | 0 | 0 | 0 | 0 | 0 | 0 | 0 | 0 | 0 | 0 | 0 | 0 | 0 | 0 | 0 | 0 | 0 | 0 | 0 | 0 | 0 | 0 | 0 | 0 | 0 | 0 | 0 | 0 | 0 | 0 | 0 | 0 | 0 | 0 | 0 | 0
|  |  |  | PV EPC costs USD cost profile | 0 | USD 000s | 127767.595 | 0 | 0 | 0 | 0 | 0 | 0 | 0 | 0 | 0 | 0 | 0 | 0 | 0 | 0 | 0 | 0 | 0 | 0 | 0 | 0 | 0 | 25553.519 | 21362.7419 | 23509.2375 | 24838.0205 | 19727.3167 | 8688.1965 | 4088.563 | 0 | 0 | 0 | 0 | 0 | 0 | 0 | 0 | 0 | 0 | 0 | 0 | 0 | 0 | 0 | 0 | 0 | 0 | 0 | 0 | 0 | 0 | 0 | 0 | 0 | 0 | 0 | 0 | 0
|  |  |  | PV EPC costs s.a. |  | USD 000s | 127767.595 |  | 0 | 0 | 0 | 95263.5188 | 32504.0762 | 0 | 0 | 0 | 0 | 0 | 0 | 0 | 0 | 0 | 0 | 0 | 0 | 0 | 0 | 0 | 0 | 0 | 0 | 0 | 0 | 0 | 0 | 0 | 0 | 0 | 0 | 0 | 0 | 0 | 0 | 0 | 0 | 0 | 0 | 0 | 0 | 0 | 0 | 0 | 0 | 0 | 0 | 0 | 0 | 0 | 0 | 0 | 0 | 0 | 0 | 0
|  |  |  | Model column counter | 0 | counter | 0 | 0 | 1 | 2 | 3 | 4 | 5 | 6 | 7 | 8 | 9 | 10 | 11 | 12 | 13 | 14 | 15 | 16 | 17 | 18 | 19 | 20 | 21 | 22 | 23 | 24 | 25 | 26 | 27 | 28 | 29 | 30 | 31 | 32 | 33 | 34 | 35 | 36 | 37 | 38 | 39 | 40 | 41 | 42 | 43 | 44 | 45 | 46 | 47 | 48 | 49 | 50 | 51 | 52 | 53 | 54 | 55 | 56
|  |  |  | Semi annually period number counter | 0 | counter | 0 | 0 | 1 | 1 | 1 | 1 | 1 | 1 | 2 | 2 | 2 | 2 | 2 | 2 | 3 | 3 | 3 | 3 | 3 | 3 | 4 | 4 | 4 | 4 | 4 | 4 | 5 | 5 | 5 | 5 | 5 | 5 | 6 | 6 | 6 | 6 | 6 | 6 | 7 | 7 | 7 | 7 | 7 | 7 | 8 | 8 | 8 | 8 | 8 | 8 | 9 | 9 | 9 | 9 | 9 | 9 | 10 | 10
|  |  |  | Semi annually period number counter | 0 | counter | 0 | 0 | 1 | 1 | 1 | 1 | 1 | 1 | 2 | 2 | 2 | 2 | 2 | 2 | 3 | 3 | 3 | 3 | 3 | 3 | 4 | 4 | 4 | 4 | 4 | 4 | 5 | 5 | 5 | 5 | 5 | 5 | 6 | 6 | 6 | 6 | 6 | 6 | 7 | 7 | 7 | 7 | 7 | 7 | 8 | 8 | 8 | 8 | 8 | 8 | 9 | 9 | 9 | 9 | 9 | 9 | 10 | 10
|  |  |  | [spare 2] Som cost profile | 0 | USD 000s | 0 | 0 | 0 | 0 | 0 | 0 | 0 | 0 | 0 | 0 | 0 | 0 | 0 | 0 | 0 | 0 | 0 | 0 | 0 | 0 | 0 | 0 | 0 | 0 | 0 | 0 | 0 | 0 | 0 | 0 | 0 | 0 | 0 | 0 | 0 | 0 | 0 | 0 | 0 | 0 | 0 | 0 | 0 | 0 | 0 | 0 | 0 | 0 | 0 | 0 | 0 | 0 | 0 | 0 | 0 | 0 | 0 | 0
|  |  |  | [spare 2] USD cost profile | 0 | USD 000s | 0 | 0 | 0 | 0 | 0 | 0 | 0 | 0 | 0 | 0 | 0 | 0 | 0 | 0 | 0 | 0 | 0 | 0 | 0 | 0 | 0 | 0 | 0 | 0 | 0 | 0 | 0 | 0 | 0 | 0 | 0 | 0 | 0 | 0 | 0 | 0 | 0 | 0 | 0 | 0 | 0 | 0 | 0 | 0 | 0 | 0 | 0 | 0 | 0 | 0 | 0 | 0 | 0 | 0 | 0 | 0 | 0 | 0
|  |  |  | [spare 2] s.a. |  | USD 000s | 0 |  | 0 | 0 | 0 | 0 | 0 | 0 | 0 | 0 | 0 | 0 | 0 | 0 | 0 | 0 | 0 | 0 | 0 | 0 | 0 | 0 | 0 | 0 | 0 | 0 | 0 | 0 | 0 | 0 | 0 | 0 | 0 | 0 | 0 | 0 | 0 | 0 | 0 | 0 | 0 | 0 | 0 | 0 | 0 | 0 | 0 | 0 | 0 | 0 | 0 | 0 | 0 | 0 | 0 | 0 | 0 | 0
|  |  |  | Model column counter | 0 | counter | 0 | 0 | 1 | 2 | 3 | 4 | 5 | 6 | 7 | 8 | 9 | 10 | 11 | 12 | 13 | 14 | 15 | 16 | 17 | 18 | 19 | 20 | 21 | 22 | 23 | 24 | 25 | 26 | 27 | 28 | 29 | 30 | 31 | 32 | 33 | 34 | 35 | 36 | 37 | 38 | 39 | 40 | 41 | 42 | 43 | 44 | 45 | 46 | 47 | 48 | 49 | 50 | 51 | 52 | 53 | 54 | 55 | 56
|  |  |  | Semi annually period number counter | 0 | counter | 0 | 0 | 1 | 1 | 1 | 1 | 1 | 1 | 2 | 2 | 2 | 2 | 2 | 2 | 3 | 3 | 3 | 3 | 3 | 3 | 4 | 4 | 4 | 4 | 4 | 4 | 5 | 5 | 5 | 5 | 5 | 5 | 6 | 6 | 6 | 6 | 6 | 6 | 7 | 7 | 7 | 7 | 7 | 7 | 8 | 8 | 8 | 8 | 8 | 8 | 9 | 9 | 9 | 9 | 9 | 9 | 10 | 10
|  |  |  | Semi annually period number counter | 0 | counter | 0 | 0 | 1 | 1 | 1 | 1 | 1 | 1 | 2 | 2 | 2 | 2 | 2 | 2 | 3 | 3 | 3 | 3 | 3 | 3 | 4 | 4 | 4 | 4 | 4 | 4 | 5 | 5 | 5 | 5 | 5 | 5 | 6 | 6 | 6 | 6 | 6 | 6 | 7 | 7 | 7 | 7 | 7 | 7 | 8 | 8 | 8 | 8 | 8 | 8 | 9 | 9 | 9 | 9 | 9 | 9 | 10 | 10
|  |  |  | [spare 3] Som cost profile | 0 | USD 000s | 0 | 0 | 0 | 0 | 0 | 0 | 0 | 0 | 0 | 0 | 0 | 0 | 0 | 0 | 0 | 0 | 0 | 0 | 0 | 0 | 0 | 0 | 0 | 0 | 0 | 0 | 0 | 0 | 0 | 0 | 0 | 0 | 0 | 0 | 0 | 0 | 0 | 0 | 0 | 0 | 0 | 0 | 0 | 0 | 0 | 0 | 0 | 0 | 0 | 0 | 0 | 0 | 0 | 0 | 0 | 0 | 0 | 0
|  |  |  | [spare 3] USD cost profile | 0 | USD 000s | 0 | 0 | 0 | 0 | 0 | 0 | 0 | 0 | 0 | 0 | 0 | 0 | 0 | 0 | 0 | 0 | 0 | 0 | 0 | 0 | 0 | 0 | 0 | 0 | 0 | 0 | 0 | 0 | 0 | 0 | 0 | 0 | 0 | 0 | 0 | 0 | 0 | 0 | 0 | 0 | 0 | 0 | 0 | 0 | 0 | 0 | 0 | 0 | 0 | 0 | 0 | 0 | 0 | 0 | 0 | 0 | 0 | 0
|  |  |  | [spare 3] s.a. |  | USD 000s | 0 |  | 0 | 0 | 0 | 0 | 0 | 0 | 0 | 0 | 0 | 0 | 0 | 0 | 0 | 0 | 0 | 0 | 0 | 0 | 0 | 0 | 0 | 0 | 0 | 0 | 0 | 0 | 0 | 0 | 0 | 0 | 0 | 0 | 0 | 0 | 0 | 0 | 0 | 0 | 0 | 0 | 0 | 0 | 0 | 0 | 0 | 0 | 0 | 0 | 0 | 0 | 0 | 0 | 0 | 0 | 0 | 0
|  |  |  | Model column counter | 0 | counter | 0 | 0 | 1 | 2 | 3 | 4 | 5 | 6 | 7 | 8 | 9 | 10 | 11 | 12 | 13 | 14 | 15 | 16 | 17 | 18 | 19 | 20 | 21 | 22 | 23 | 24 | 25 | 26 | 27 | 28 | 29 | 30 | 31 | 32 | 33 | 34 | 35 | 36 | 37 | 38 | 39 | 40 | 41 | 42 | 43 | 44 | 45 | 46 | 47 | 48 | 49 | 50 | 51 | 52 | 53 | 54 | 55 | 56
|  |  |  | Semi annually period number counter | 0 | counter | 0 | 0 | 1 | 1 | 1 | 1 | 1 | 1 | 2 | 2 | 2 | 2 | 2 | 2 | 3 | 3 | 3 | 3 | 3 | 3 | 4 | 4 | 4 | 4 | 4 | 4 | 5 | 5 | 5 | 5 | 5 | 5 | 6 | 6 | 6 | 6 | 6 | 6 | 7 | 7 | 7 | 7 | 7 | 7 | 8 | 8 | 8 | 8 | 8 | 8 | 9 | 9 | 9 | 9 | 9 | 9 | 10 | 10
|  |  |  | Semi annually period number counter | 0 | counter | 0 | 0 | 1 | 1 | 1 | 1 | 1 | 1 | 2 | 2 | 2 | 2 | 2 | 2 | 3 | 3 | 3 | 3 | 3 | 3 | 4 | 4 | 4 | 4 | 4 | 4 | 5 | 5 | 5 | 5 | 5 | 5 | 6 | 6 | 6 | 6 | 6 | 6 | 7 | 7 | 7 | 7 | 7 | 7 | 8 | 8 | 8 | 8 | 8 | 8 | 9 | 9 | 9 | 9 | 9 | 9 | 10 | 10
|  |  |  | [spare 4] Som cost profile | 0 | USD 000s | 0 | 0 | 0 | 0 | 0 | 0 | 0 | 0 | 0 | 0 | 0 | 0 | 0 | 0 | 0 | 0 | 0 | 0 | 0 | 0 | 0 | 0 | 0 | 0 | 0 | 0 | 0 | 0 | 0 | 0 | 0 | 0 | 0 | 0 | 0 | 0 | 0 | 0 | 0 | 0 | 0 | 0 | 0 | 0 | 0 | 0 | 0 | 0 | 0 | 0 | 0 | 0 | 0 | 0 | 0 | 0 | 0 | 0
|  |  |  | [spare 4] USD cost profile | 0 | USD 000s | 0 | 0 | 0 | 0 | 0 | 0 | 0 | 0 | 0 | 0 | 0 | 0 | 0 | 0 | 0 | 0 | 0 | 0 | 0 | 0 | 0 | 0 | 0 | 0 | 0 | 0 | 0 | 0 | 0 | 0 | 0 | 0 | 0 | 0 | 0 | 0 | 0 | 0 | 0 | 0 | 0 | 0 | 0 | 0 | 0 | 0 | 0 | 0 | 0 | 0 | 0 | 0 | 0 | 0 | 0 | 0 | 0 | 0
|  |  |  | [spare 4] s.a. |  | USD 000s | 0 |  | 0 | 0 | 0 | 0 | 0 | 0 | 0 | 0 | 0 | 0 | 0 | 0 | 0 | 0 | 0 | 0 | 0 | 0 | 0 | 0 | 0 | 0 | 0 | 0 | 0 | 0 | 0 | 0 | 0 | 0 | 0 | 0 | 0 | 0 | 0 | 0 | 0 | 0 | 0 | 0 | 0 | 0 | 0 | 0 | 0 | 0 | 0 | 0 | 0 | 0 | 0 | 0 | 0 | 0 | 0 | 0
|  |  |  | Model column counter | 0 | counter | 0 | 0 | 1 | 2 | 3 | 4 | 5 | 6 | 7 | 8 | 9 | 10 | 11 | 12 | 13 | 14 | 15 | 16 | 17 | 18 | 19 | 20 | 21 | 22 | 23 | 24 | 25 | 26 | 27 | 28 | 29 | 30 | 31 | 32 | 33 | 34 | 35 | 36 | 37 | 38 | 39 | 40 | 41 | 42 | 43 | 44 | 45 | 46 | 47 | 48 | 49 | 50 | 51 | 52 | 53 | 54 | 55 | 56
|  |  |  | Semi annually period number counter | 0 | counter | 0 | 0 | 1 | 1 | 1 | 1 | 1 | 1 | 2 | 2 | 2 | 2 | 2 | 2 | 3 | 3 | 3 | 3 | 3 | 3 | 4 | 4 | 4 | 4 | 4 | 4 | 5 | 5 | 5 | 5 | 5 | 5 | 6 | 6 | 6 | 6 | 6 | 6 | 7 | 7 | 7 | 7 | 7 | 7 | 8 | 8 | 8 | 8 | 8 | 8 | 9 | 9 | 9 | 9 | 9 | 9 | 10 | 10
|  |  |  | Semi annually period number counter | 0 | counter | 0 | 0 | 1 | 1 | 1 | 1 | 1 | 1 | 2 | 2 | 2 | 2 | 2 | 2 | 3 | 3 | 3 | 3 | 3 | 3 | 4 | 4 | 4 | 4 | 4 | 4 | 5 | 5 | 5 | 5 | 5 | 5 | 6 | 6 | 6 | 6 | 6 | 6 | 7 | 7 | 7 | 7 | 7 | 7 | 8 | 8 | 8 | 8 | 8 | 8 | 9 | 9 | 9 | 9 | 9 | 9 | 10 | 10
|  |  |  | [spare 5] Som cost profile | 0 | USD 000s | 0 | 0 | 0 | 0 | 0 | 0 | 0 | 0 | 0 | 0 | 0 | 0 | 0 | 0 | 0 | 0 | 0 | 0 | 0 | 0 | 0 | 0 | 0 | 0 | 0 | 0 | 0 | 0 | 0 | 0 | 0 | 0 | 0 | 0 | 0 | 0 | 0 | 0 | 0 | 0 | 0 | 0 | 0 | 0 | 0 | 0 | 0 | 0 | 0 | 0 | 0 | 0 | 0 | 0 | 0 | 0 | 0 | 0
|  |  |  | [spare 5] USD cost profile | 0 | USD 000s | 0 | 0 | 0 | 0 | 0 | 0 | 0 | 0 | 0 | 0 | 0 | 0 | 0 | 0 | 0 | 0 | 0 | 0 | 0 | 0 | 0 | 0 | 0 | 0 | 0 | 0 | 0 | 0 | 0 | 0 | 0 | 0 | 0 | 0 | 0 | 0 | 0 | 0 | 0 | 0 | 0 | 0 | 0 | 0 | 0 | 0 | 0 | 0 | 0 | 0 | 0 | 0 | 0 | 0 | 0 | 0 | 0 | 0
|  |  |  | [spare 5] s.a. |  | USD 000s | 0 |  | 0 | 0 | 0 | 0 | 0 | 0 | 0 | 0 | 0 | 0 | 0 | 0 | 0 | 0 | 0 | 0 | 0 | 0 | 0 | 0 | 0 | 0 | 0 | 0 | 0 | 0 | 0 | 0 | 0 | 0 | 0 | 0 | 0 | 0 | 0 | 0 | 0 | 0 | 0 | 0 | 0 | 0 | 0 | 0 | 0 | 0 | 0 | 0 | 0 | 0 | 0 | 0 | 0 | 0 | 0 | 0
VAT facility
|  |  |  | Model column counter | 0 | counter | 0 | 0 | 1 | 2 | 3 | 4 | 5 | 6 | 7 | 8 | 9 | 10 | 11 | 12 | 13 | 14 | 15 | 16 | 17 | 18 | 19 | 20 | 21 | 22 | 23 | 24 | 25 | 26 | 27 | 28 | 29 | 30 | 31 | 32 | 33 | 34 | 35 | 36 | 37 | 38 | 39 | 40 | 41 | 42 | 43 | 44 | 45 | 46 | 47 | 48 | 49 | 50 | 51 | 52 | 53 | 54 | 55 | 56
|  |  |  | Semi annually period number counter | 0 | counter | 0 | 0 | 1 | 1 | 1 | 1 | 1 | 1 | 2 | 2 | 2 | 2 | 2 | 2 | 3 | 3 | 3 | 3 | 3 | 3 | 4 | 4 | 4 | 4 | 4 | 4 | 5 | 5 | 5 | 5 | 5 | 5 | 6 | 6 | 6 | 6 | 6 | 6 | 7 | 7 | 7 | 7 | 7 | 7 | 8 | 8 | 8 | 8 | 8 | 8 | 9 | 9 | 9 | 9 | 9 | 9 | 10 | 10
|  |  |  | VAT facility drawdown | 0 | USD 000s | 18343.1427 | 0 | 0 | 0 | 0 | 0 | 0 | 0 | 0 | 0 | 0 | 0 | 0 | 0 | 0 | 0 | 0 | 0 | 0 | 0 | 0 | 0 | 10289.0671 | 0 | 0 | 6988.7343 | 0 | 0 | 582.4133 | 0 | 0 | 55.8971 | 0 | 0 | 427.0309 | 0 | 0 | 0 | 0 | 0 | 0 | 0 | 0 | 0 | 0 | 0 | 0 | 0 | 0 | 0 | 0 | 0 | 0 | 0 | 0 | 0 | 0 | 0
|  |  |  | VAT facility drawdown during construction s.a. |  | USD 000s | 18343.1427 |  | 0 | 0 | 0 | 17277.8014 | 638.3104 | 427.0309 | 0 | 0 | 0 | 0 | 0 | 0 | 0 | 0 | 0 | 0 | 0 | 0 | 0 | 0 | 0 | 0 | 0 | 0 | 0 | 0 | 0 | 0 | 0 | 0 | 0 | 0 | 0 | 0 | 0 | 0 | 0 | 0 | 0 | 0 | 0 | 0 | 0 | 0 | 0 | 0 | 0 | 0 | 0 | 0 | 0 | 0 | 0 | 0 | 0 | 0
|  |  |  | Model column counter | 0 | counter | 0 | 0 | 1 | 2 | 3 | 4 | 5 | 6 | 7 | 8 | 9 | 10 | 11 | 12 | 13 | 14 | 15 | 16 | 17 | 18 | 19 | 20 | 21 | 22 | 23 | 24 | 25 | 26 | 27 | 28 | 29 | 30 | 31 | 32 | 33 | 34 | 35 | 36 | 37 | 38 | 39 | 40 | 41 | 42 | 43 | 44 | 45 | 46 | 47 | 48 | 49 | 50 | 51 | 52 | 53 | 54 | 55 | 56
|  |  |  | Semi annually period number counter | 0 | counter | 0 | 0 | 1 | 1 | 1 | 1 | 1 | 1 | 2 | 2 | 2 | 2 | 2 | 2 | 3 | 3 | 3 | 3 | 3 | 3 | 4 | 4 | 4 | 4 | 4 | 4 | 5 | 5 | 5 | 5 | 5 | 5 | 6 | 6 | 6 | 6 | 6 | 6 | 7 | 7 | 7 | 7 | 7 | 7 | 8 | 8 | 8 | 8 | 8 | 8 | 9 | 9 | 9 | 9 | 9 | 9 | 10 | 10
|  |  |  | VAT facility financing costs rolled-up | 0 | USD 000s | 1008.7133 | 0 | 0 | 0 | 0 | 0 | 0 | 0 | 0 | 0 | 0 | 0 | 0 | 0 | 0 | 0 | 0 | 0 | 0 | 0 | 0 | 0 | 195 | 2.6296 | 2.7165 | 156.6424 | 0.56215 | 0.56198 | 260.8043 | 1.6366 | 1.5833 | 196.7439 | 4.312 | 4.0326 | 69.1739 | 5.2756 | 5.4498 | 20.8454 | 5.4568 | 5.4552 | 19.4096 | 5.5883 | 5.4064 | 14.6774 | 5.5805 | 5.039 | 14.1302 | 0 | 0 | 0 | 0 | 0 | 0 | 0 | 0 | 0 | 0 | 0
|  |  |  | VAT facility financing costs rolled-up s.a. |  | USD 000s | 1008.7133 |  | 0 | 0 | 0 | 356.9886 | 461.8922 | 109.0892 | 55.9936 | 24.7496 | 0 | 0 | 0 | 0 | 0 | 0 | 0 | 0 | 0 | 0 | 0 | 0 | 0 | 0 | 0 | 0 | 0 | 0 | 0 | 0 | 0 | 0 | 0 | 0 | 0 | 0 | 0 | 0 | 0 | 0 | 0 | 0 | 0 | 0 | 0 | 0 | 0 | 0 | 0 | 0 | 0 | 0 | 0 | 0 | 0 | 0 | 0 | 0
|  |  |  | Model column counter | 0 | counter | 0 | 0 | 1 | 2 | 3 | 4 | 5 | 6 | 7 | 8 | 9 | 10 | 11 | 12 | 13 | 14 | 15 | 16 | 17 | 18 | 19 | 20 | 21 | 22 | 23 | 24 | 25 | 26 | 27 | 28 | 29 | 30 | 31 | 32 | 33 | 34 | 35 | 36 | 37 | 38 | 39 | 40 | 41 | 42 | 43 | 44 | 45 | 46 | 47 | 48 | 49 | 50 | 51 | 52 | 53 | 54 | 55 | 56
|  |  |  | Semi annually period number counter | 0 | counter | 0 | 0 | 1 | 1 | 1 | 1 | 1 | 1 | 2 | 2 | 2 | 2 | 2 | 2 | 3 | 3 | 3 | 3 | 3 | 3 | 4 | 4 | 4 | 4 | 4 | 4 | 5 | 5 | 5 | 5 | 5 | 5 | 6 | 6 | 6 | 6 | 6 | 6 | 7 | 7 | 7 | 7 | 7 | 7 | 8 | 8 | 8 | 8 | 8 | 8 | 9 | 9 | 9 | 9 | 9 | 9 | 10 | 10
|  |  |  | VAT facility financing cost paid | 0 | USD 000s | 0 | 0 | 0 | 0 | 0 | 0 | 0 | 0 | 0 | 0 | 0 | 0 | 0 | 0 | 0 | 0 | 0 | 0 | 0 | 0 | 0 | 0 | 0 | 0 | 0 | 0 | 0 | 0 | 0 | 0 | 0 | 0 | 0 | 0 | 0 | 0 | 0 | 0 | 0 | 0 | 0 | 0 | 0 | 0 | 0 | 0 | 0 | 0 | 0 | 0 | 0 | 0 | 0 | 0 | 0 | 0 | 0 | 0
|  |  |  | VAT facility financing costs paid s.a. |  | USD 000s | 0 |  | 0 | 0 | 0 | 0 | 0 | 0 | 0 | 0 | 0 | 0 | 0 | 0 | 0 | 0 | 0 | 0 | 0 | 0 | 0 | 0 | 0 | 0 | 0 | 0 | 0 | 0 | 0 | 0 | 0 | 0 | 0 | 0 | 0 | 0 | 0 | 0 | 0 | 0 | 0 | 0 | 0 | 0 | 0 | 0 | 0 | 0 | 0 | 0 | 0 | 0 | 0 | 0 | 0 | 0 | 0 | 0
|  |  |  | Model column counter | 0 | counter | 0 | 0 | 1 | 2 | 3 | 4 | 5 | 6 | 7 | 8 | 9 | 10 | 11 | 12 | 13 | 14 | 15 | 16 | 17 | 18 | 19 | 20 | 21 | 22 | 23 | 24 | 25 | 26 | 27 | 28 | 29 | 30 | 31 | 32 | 33 | 34 | 35 | 36 | 37 | 38 | 39 | 40 | 41 | 42 | 43 | 44 | 45 | 46 | 47 | 48 | 49 | 50 | 51 | 52 | 53 | 54 | 55 | 56
|  |  |  | Semi annually period number counter | 0 | counter | 0 | 0 | 1 | 1 | 1 | 1 | 1 | 1 | 2 | 2 | 2 | 2 | 2 | 2 | 3 | 3 | 3 | 3 | 3 | 3 | 4 | 4 | 4 | 4 | 4 | 4 | 5 | 5 | 5 | 5 | 5 | 5 | 6 | 6 | 6 | 6 | 6 | 6 | 7 | 7 | 7 | 7 | 7 | 7 | 8 | 8 | 8 | 8 | 8 | 8 | 9 | 9 | 9 | 9 | 9 | 9 | 10 | 10
|  |  |  | VAT facility repayment POS | 0 | USD 000s | 18343.1427 | 0 | 0 | 0 | 0 | 0 | 0 | 0 | 0 | 0 | 0 | 0 | 0 | 0 | 0 | 0 | 0 | 0 | 0 | 0 | 0 | 0 | 0 | 0 | 0 | 0 | 0 | 0 | 4409.2265 | 0 | 0 | 9132.8206 | 0 | 0 | 4285.1372 | 0 | 0 | 49.5457 | 0 | 0 | 466.4128 | 0 | 0 | 0 | 0 | 0 | 0 | 0 | 0 | 0 | 0 | 0 | 0 | 0 | 0 | 0 | 0 | 0
|  |  |  | VAT facility repayment s.a. |  | USD 000s | 18343.1427 |  | 0 | 0 | 0 | 0 | 13542.047 | 4334.6829 | 466.4128 | 0 | 0 | 0 | 0 | 0 | 0 | 0 | 0 | 0 | 0 | 0 | 0 | 0 | 0 | 0 | 0 | 0 | 0 | 0 | 0 | 0 | 0 | 0 | 0 | 0 | 0 | 0 | 0 | 0 | 0 | 0 | 0 | 0 | 0 | 0 | 0 | 0 | 0 | 0 | 0 | 0 | 0 | 0 | 0 | 0 | 0 | 0 | 0 | 0
|  |  |  | VAT reclaimable | 1 | 1 = yes, 0 = no
|  |  |  | Model column counter | 0 | counter | 0 | 0 | 1 | 2 | 3 | 4 | 5 | 6 | 7 | 8 | 9 | 10 | 11 | 12 | 13 | 14 | 15 | 16 | 17 | 18 | 19 | 20 | 21 | 22 | 23 | 24 | 25 | 26 | 27 | 28 | 29 | 30 | 31 | 32 | 33 | 34 | 35 | 36 | 37 | 38 | 39 | 40 | 41 | 42 | 43 | 44 | 45 | 46 | 47 | 48 | 49 | 50 | 51 | 52 | 53 | 54 | 55 | 56
|  |  |  | Semi annually period number counter | 0 | counter | 0 | 0 | 1 | 1 | 1 | 1 | 1 | 1 | 2 | 2 | 2 | 2 | 2 | 2 | 3 | 3 | 3 | 3 | 3 | 3 | 4 | 4 | 4 | 4 | 4 | 4 | 5 | 5 | 5 | 5 | 5 | 5 | 6 | 6 | 6 | 6 | 6 | 6 | 7 | 7 | 7 | 7 | 7 | 7 | 8 | 8 | 8 | 8 | 8 | 8 | 9 | 9 | 9 | 9 | 9 | 9 | 10 | 10
|  |  |  | Net VAT paid / (received) during construction | 0 | USD 000s | 16591.8141 | 0 | 0 | 0 | 0 | 0 | 0 | 0 | 0 | 0 | 0 | 0 | 0 | 0 | 0 | 0 | 0 | 0 | 0 | 0 | 0 | 0 | 4409.2265 | 2800.0426 | 3079.798 | 3252.98 | 2586.8955 | 1148.8588 | 549.3828 | 16.5152 | 16.5152 | 16.5152 | 16.5152 | 22.8667 | 427.0309 | -62.4246 | -96.9296 | -130.8327 | -171.5655 | -196.1366 | -205.0351 | -189.0893 | -155.4865 | -102.9865 | -62.4991 | -41.9826 | -46.1738 | -62.4246 | -96.9296 | -130.8327 | 0 | 0 | 0 | 0 | 0 | 0 | 0 | 0
|  |  |  | Net total VAT paid / (received) during construction s.a. |  | USD 000s | 16591.8141 |  | 0 | 0 | 0 | 13542.047 | 4334.6829 | 176.2259 | -1020.2994 | -440.8423 | 0 | 0 | 0 | 0 | 0 | 0 | 0 | 0 | 0 | 0 | 0 | 0 | 0 | 0 | 0 | 0 | 0 | 0 | 0 | 0 | 0 | 0 | 0 | 0 | 0 | 0 | 0 | 0 | 0 | 0 | 0 | 0 | 0 | 0 | 0 | 0 | 0 | 0 | 0 | 0 | 0 | 0 | 0 | 0 | 0 | 0 | 0 | 0
|  |  |  | VAT reclaimable | 1 | 1 = yes, 0 = no
|  |  |  | Net VAT paid / (received) during construction | 0 | USD 000s | 16591.8141 | 0 | 0 | 0 | 0 | 0 | 0 | 0 | 0 | 0 | 0 | 0 | 0 | 0 | 0 | 0 | 0 | 0 | 0 | 0 | 0 | 0 | 4409.2265 | 2800.0426 | 3079.798 | 3252.98 | 2586.8955 | 1148.8588 | 549.3828 | 16.5152 | 16.5152 | 16.5152 | 16.5152 | 22.8667 | 427.0309 | -62.4246 | -96.9296 | -130.8327 | -171.5655 | -196.1366 | -205.0351 | -189.0893 | -155.4865 | -102.9865 | -62.4991 | -41.9826 | -46.1738 | -62.4246 | -96.9296 | -130.8327 | 0 | 0 | 0 | 0 | 0 | 0 | 0 | 0
|  |  |  | Non refundable VAT during construction |  | USD 000s | 0 |  | 0 | 0 | 0 | 0 | 0 | 0 | 0 | 0 | 0 | 0 | 0 | 0 | 0 | 0 | 0 | 0 | 0 | 0 | 0 | 0 | 0 | 0 | 0 | 0 | 0 | 0 | 0 | 0 | 0 | 0 | 0 | 0 | 0 | 0 | 0 | 0 | 0 | 0 | 0 | 0 | 0 | 0 | 0 | 0 | 0 | 0 | 0 | 0 | 0 | 0 | 0 | 0 | 0 | 0 | 0 | 0
|  |  |  | Model column counter | 0 | counter | 0 | 0 | 1 | 2 | 3 | 4 | 5 | 6 | 7 | 8 | 9 | 10 | 11 | 12 | 13 | 14 | 15 | 16 | 17 | 18 | 19 | 20 | 21 | 22 | 23 | 24 | 25 | 26 | 27 | 28 | 29 | 30 | 31 | 32 | 33 | 34 | 35 | 36 | 37 | 38 | 39 | 40 | 41 | 42 | 43 | 44 | 45 | 46 | 47 | 48 | 49 | 50 | 51 | 52 | 53 | 54 | 55 | 56
|  |  |  | Semi annually period number counter | 0 | counter | 0 | 0 | 1 | 1 | 1 | 1 | 1 | 1 | 2 | 2 | 2 | 2 | 2 | 2 | 3 | 3 | 3 | 3 | 3 | 3 | 4 | 4 | 4 | 4 | 4 | 4 | 5 | 5 | 5 | 5 | 5 | 5 | 6 | 6 | 6 | 6 | 6 | 6 | 7 | 7 | 7 | 7 | 7 | 7 | 8 | 8 | 8 | 8 | 8 | 8 | 9 | 9 | 9 | 9 | 9 | 9 | 10 | 10
|  |  |  | Non refundable VAT during construction | 0 | USD 000s | 0 | 0 | 0 | 0 | 0 | 0 | 0 | 0 | 0 | 0 | 0 | 0 | 0 | 0 | 0 | 0 | 0 | 0 | 0 | 0 | 0 | 0 | 0 | 0 | 0 | 0 | 0 | 0 | 0 | 0 | 0 | 0 | 0 | 0 | 0 | 0 | 0 | 0 | 0 | 0 | 0 | 0 | 0 | 0 | 0 | 0 | 0 | 0 | 0 | 0 | 0 | 0 | 0 | 0 | 0 | 0 | 0 | 0
|  |  |  | Non refundable VAT during construction s.a. POS |  | USD 000s | 0 |  | 0 | 0 | 0 | 0 | 0 | 0 | 0 | 0 | 0 | 0 | 0 | 0 | 0 | 0 | 0 | 0 | 0 | 0 | 0 | 0 | 0 | 0 | 0 | 0 | 0 | 0 | 0 | 0 | 0 | 0 | 0 | 0 | 0 | 0 | 0 | 0 | 0 | 0 | 0 | 0 | 0 | 0 | 0 | 0 | 0 | 0 | 0 | 0 | 0 | 0 | 0 | 0 | 0 | 0 | 0 | 0
|  |  |  | Non refundable VAT during construction s.a. |  | USD 000s | 0 |  | 0 | 0 | 0 | 0 | 0 | 0 | 0 | 0 | 0 | 0 | 0 | 0 | 0 | 0 | 0 | 0 | 0 | 0 | 0 | 0 | 0 | 0 | 0 | 0 | 0 | 0 | 0 | 0 | 0 | 0 | 0 | 0 | 0 | 0 | 0 | 0 | 0 | 0 | 0 | 0 | 0 | 0 | 0 | 0 | 0 | 0 | 0 | 0 | 0 | 0 | 0 | 0 | 0 | 0 | 0 | 0
|  |  |  | Model period end date - monthly | 0 | date | 0 | 0 | 2021-07-31 | 2021-08-31 | 2021-09-30 | 2021-10-31 | 2021-11-30 | 2021-12-31 | 2022-01-31 | 2022-02-28 | 2022-03-31 | 2022-04-30 | 2022-05-31 | 2022-06-30 | 2022-07-31 | 2022-08-31 | 2022-09-30 | 2022-10-31 | 2022-11-30 | 2022-12-31 | 2023-01-31 | 2023-02-28 | 2023-03-31 | 2023-04-30 | 2023-05-31 | 2023-06-30 | 2023-07-31 | 2023-08-31 | 2023-09-30 | 2023-10-31 | 2023-11-30 | 2023-12-31 | 2024-01-31 | 2024-02-29 | 2024-03-31 | 2024-04-30 | 2024-05-31 | 2024-06-30 | 2024-07-31 | 2024-08-31 | 2024-09-30 | 2024-10-31 | 2024-11-30 | 2024-12-31 | 2025-01-31 | 2025-02-28 | 2025-03-31 | 2025-04-30 | 2025-05-31 | 2025-06-30 | 2025-07-31 | 2025-08-31 | 2025-09-30 | 2025-10-31 | 2025-11-30 | 2025-12-31 | 2026-01-31 | 2026-02-28
|  |  |  | Model period end date | 0 | date | 0 | 0 | 2021-12-31 | 2022-06-30 | 2022-12-31 | 2023-06-30 | 2023-12-31 | 2024-06-30 | 2024-12-31 | 2025-06-30 | 2025-12-31 | 2026-06-30 | 2026-12-31 | 2027-06-30 | 2027-12-31 | 2028-06-30 | 2028-12-31 | 2029-06-30 | 2029-12-31 | 2030-06-30 | 2030-12-31 | 2031-06-30 | 2031-12-31 | 2032-06-30 | 2032-12-31 | 2033-06-30 | 2033-12-31 | 2034-06-30 | 2034-12-31 | 2035-06-30 | 2035-12-31 | 2036-06-30 | 2036-12-31 | 2037-06-30 | 2037-12-31 | 2038-06-30 | 2038-12-31 | 2039-06-30 | 2039-12-31 | 2040-06-30 | 2040-12-31 | 2041-06-30 | 2041-12-31 | 2042-06-30 | 2042-12-31 | 2043-06-30 | 2043-12-31 | 2044-06-30 | 2044-12-31 | 2045-06-30 | 2045-12-31 | 2046-06-30 | 2046-12-31 | 2047-06-30 | 2047-12-31 | 2048-06-30 | 2048-12-31 | 2049-06-30
|  |  |  | VAT reclaimable from / (owed to) govt. balance - construction | 0 | USD 000s | 0 | 0 | 0 | 0 | 0 | 0 | 0 | 0 | 0 | 0 | 0 | 0 | 0 | 0 | 0 | 0 | 0 | 0 | 0 | 0 | 0 | 0 | 4409.2265 | 7209.269 | 10289.0671 | 13542.047 | 16128.9426 | 17277.8014 | 13417.9577 | 10634.4304 | 7571.1476 | 4334.6829 | 1718.1288 | 529.7121 | 356.6043 | 209.2564 | 21.1757 | -191.4762 | -366.8527 | -516.3841 | -1048.1456 | -1026.6174 | -917.551 | -757.079 | -598.2177 | -471.553 | -412.9961 | -434.5243 | -543.5907 | -704.0627 | -657.8889 | -595.4643 | -498.5347 | -367.7021 | -196.1366 | 6.537e-13 | 6.537e-13 | 6.537e-13 | 0 | 0 | 0 | 0 | 0 | 0 | 0 | 0 | 0 | 0 | 0 | 0 | 0 | 0 | 0 | 0 | 0 | 0 | 0 | 0 | 0 | 0 | 0 | 0 | 0 | 0 | 0 | 0 | 0 | 0 | 0 | 0 | 0 | 0 | 0 | 0 | 0 | 0 | 0 | 0 | 0 | 0 | 0
|  |  |  | VAT reclaimable from / (owed to) govt. balance - construction s.a. POS |  | USD 000s | 16224.1121 |  | 0 | 0 | 0 | 13542.047 | 4334.6829 | -191.4762 | -757.079 | -704.0627 | 6.537e-13 | 0 | 0 | 0 | 0 | 0 | 0 | 0 | 0 | 0 | 0 | 0 | 0 | 0 | 0 | 0 | 0 | 0 | 0 | 0 | 0 | 0 | 0 | 0 | 0 | 0 | 0 | 0 | 0 | 0 | 0 | 0 | 0 | 0 | 0 | 0 | 0 | 0 | 0 | 0 | 0 | 0 | 0 | 0 | 0 | 0 | 0 | 0 | 0 | 0 | 0 | 0 | 0 | 0 | 0 | 0 | 0 | 0 | 0 | 0 | 0 | 0 | 0 | 0 | 0 | 0 | 0 | 0 | 0 | 0 | 0 | 0 | 0 | 0 | 0 | 0 | 0 | 0 | 0 | 0 | 0 | 0 | 0 | 0 | 0 | 0 | 0 | 0 | 0 | 0 | 0
|  |  |  | VAT reclaimable from / (owed to) govt. balance - construction s.a. |  | USD 000s | -16224.1121 |  | 0 | 0 | 0 | -13542.047 | -4334.6829 | 191.4762 | 757.079 | 704.0627 | -6.537e-13 | 0 | 0 | 0 | 0 | 0 | 0 | 0 | 0 | 0 | 0 | 0 | 0 | 0 | 0 | 0 | 0 | 0 | 0 | 0 | 0 | 0 | 0 | 0 | 0 | 0 | 0 | 0 | 0 | 0 | 0 | 0 | 0 | 0 | 0 | 0 | 0 | 0 | 0 | 0 | 0 | 0 | 0 | 0 | 0 | 0 | 0 | 0
|  |  |  | VAT reclaimable | 1 | 1 = yes, 0 = no
|  |  |  | Model column counter | 0 | counter | 0 | 0 | 1 | 2 | 3 | 4 | 5 | 6 | 7 | 8 | 9 | 10 | 11 | 12 | 13 | 14 | 15 | 16 | 17 | 18 | 19 | 20 | 21 | 22 | 23 | 24 | 25 | 26 | 27 | 28 | 29 | 30 | 31 | 32 | 33 | 34 | 35 | 36 | 37 | 38 | 39 | 40 | 41 | 42 | 43 | 44 | 45 | 46 | 47 | 48 | 49 | 50 | 51 | 52 | 53 | 54 | 55 | 56
|  |  |  | Semi annually period number counter | 0 | counter | 0 | 0 | 1 | 1 | 1 | 1 | 1 | 1 | 2 | 2 | 2 | 2 | 2 | 2 | 3 | 3 | 3 | 3 | 3 | 3 | 4 | 4 | 4 | 4 | 4 | 4 | 5 | 5 | 5 | 5 | 5 | 5 | 6 | 6 | 6 | 6 | 6 | 6 | 7 | 7 | 7 | 7 | 7 | 7 | 8 | 8 | 8 | 8 | 8 | 8 | 9 | 9 | 9 | 9 | 9 | 9 | 10 | 10
|  |  |  | Construction period VAT reclaimed | 0 | USD 000s | 16224.1121 | 0 | 0 | 0 | 0 | 0 | 0 | 0 | 0 | 0 | 0 | 0 | 0 | 0 | 0 | 0 | 0 | 0 | 0 | 0 | 0 | 0 | 0 | 0 | 0 | 0 | 0 | 0 | 4409.2265 | 2800.0426 | 3079.798 | 3252.98 | 2586.8955 | 1148.8588 | 549.3828 | 16.5152 | 16.5152 | 16.5152 | -29.6585 | -39.5579 | 376.275 | -130.8327 | -171.5655 | -196.1366 | -205.0351 | -189.0893 | -155.4865 | -109.3045 | -62.4991 | -35.6646 | -46.1738 | -62.4246 | -96.9296 | -130.8327 | -171.5655 | -196.1366 | 0 | 0
|  |  |  | Construction period VAT reclaimed during construction s.a. |  | USD 000s | 16224.1121 |  | 0 | 0 | 0 | 0 | 13542.047 | 4334.6829 | -191.4762 | -757.079 | -704.0627 | 0 | 0 | 0 | 0 | 0 | 0 | 0 | 0 | 0 | 0 | 0 | 0 | 0 | 0 | 0 | 0 | 0 | 0 | 0 | 0 | 0 | 0 | 0 | 0 | 0 | 0 | 0 | 0 | 0 | 0 | 0 | 0 | 0 | 0 | 0 | 0 | 0 | 0 | 0 | 0 | 0 | 0 | 0 | 0 | 0 | 0 | 0
|  |  |  | VAT facility active | 1 | 1 = yes, 0 = no
|  |  |  | Construction period VAT reclaimed during construction s.a. | 0 | USD 000s | 16224.1121 | 0 | 0 | 0 | 0 | 0 | 13542.047 | 4334.6829 | -191.4762 | -757.079 | -704.0627 | 0 | 0 | 0 | 0 | 0 | 0 | 0 | 0 | 0 | 0 | 0 | 0 | 0 | 0 | 0 | 0 | 0 | 0 | 0 | 0 | 0 | 0 | 0 | 0 | 0 | 0 | 0 | 0 | 0 | 0 | 0 | 0 | 0 | 0 | 0 | 0 | 0 | 0 | 0 | 0 | 0 | 0 | 0 | 0 | 0 | 0 | 0
|  |  |  | Construction period VAT adjustment for CFADS |  | USD 000s | 0 |  | 0 | 0 | 0 | 0 | 0 | 0 | 0 | 0 | 0 | 0 | 0 | 0 | 0 | 0 | 0 | 0 | 0 | 0 | 0 | 0 | 0 | 0 | 0 | 0 | 0 | 0 | 0 | 0 | 0 | 0 | 0 | 0 | 0 | 0 | 0 | 0 | 0 | 0 | 0 | 0 | 0 | 0 | 0 | 0 | 0 | 0 | 0 | 0 | 0 | 0 | 0 | 0 | 0 | 0 | 0 | 0
|  |  |  | VAT received on early generation revenue | 0 | USD 000s | 2334.2514 | 0 | 0 | 0 | 0 | 0 | 0 | 0 | 0 | 0 | 0 | 0 | 0 | 0 | 0 | 0 | 0 | 0 | 0 | 0 | 0 | 0 | 0 | 0 | 0 | 0 | 0 | 0 | 0 | 0 | 0 | 0 | 0 | 0 | 55.2143 | 71.4651 | 105.9701 | 139.8732 | 180.606 | 205.1771 | 214.0756 | 198.1298 | 164.527 | 118.345 | 71.5396 | 51.0231 | 55.2143 | 71.4651 | 105.9701 | 139.8732 | 180.606 | 205.1771 | 0 | 0 | 0 | 0 | 0 | 0
|  |  |  | Construction period flag - monthly | 0 | flag | 27 | 0 | 0 | 0 | 0 | 0 | 0 | 0 | 0 | 0 | 0 | 0 | 0 | 0 | 0 | 0 | 0 | 0 | 0 | 0 | 0 | 0 | 0 | 1 | 1 | 1 | 1 | 1 | 1 | 1 | 1 | 1 | 1 | 1 | 1 | 1 | 1 | 1 | 1 | 1 | 1 | 1 | 1 | 1 | 1 | 1 | 1 | 1 | 1 | 1 | 0 | 0 | 0 | 0 | 0 | 0 | 0 | 0
|  |  |  | VAT received on early generation revenue - construction only |  | USD 000s | 1948.4683 |  | 0 | 0 | 0 | 0 | 0 | 0 | 0 | 0 | 0 | 0 | 0 | 0 | 0 | 0 | 0 | 0 | 0 | 0 | 0 | 0 | 0 | 0 | 0 | 0 | 0 | 0 | 0 | 0 | 0 | 0 | 0 | 0 | 55.2143 | 71.4651 | 105.9701 | 139.8732 | 180.606 | 205.1771 | 214.0756 | 198.1298 | 164.527 | 118.345 | 71.5396 | 51.0231 | 55.2143 | 71.4651 | 105.9701 | 139.8732 | 0 | 0 | 0 | 0 | 0 | 0 | 0 | 0
|  |  |  | Model column counter | 0 | counter | 0 | 0 | 1 | 2 | 3 | 4 | 5 | 6 | 7 | 8 | 9 | 10 | 11 | 12 | 13 | 14 | 15 | 16 | 17 | 18 | 19 | 20 | 21 | 22 | 23 | 24 | 25 | 26 | 27 | 28 | 29 | 30 | 31 | 32 | 33 | 34 | 35 | 36 | 37 | 38 | 39 | 40 | 41 | 42 | 43 | 44 | 45 | 46 | 47 | 48 | 49 | 50 | 51 | 52 | 53 | 54 | 55 | 56
|  |  |  | Semi annually period number counter | 0 | counter | 0 | 0 | 1 | 1 | 1 | 1 | 1 | 1 | 2 | 2 | 2 | 2 | 2 | 2 | 3 | 3 | 3 | 3 | 3 | 3 | 4 | 4 | 4 | 4 | 4 | 4 | 5 | 5 | 5 | 5 | 5 | 5 | 6 | 6 | 6 | 6 | 6 | 6 | 7 | 7 | 7 | 7 | 7 | 7 | 8 | 8 | 8 | 8 | 8 | 8 | 9 | 9 | 9 | 9 | 9 | 9 | 10 | 10
|  |  |  | VAT received on early generation revenue - construction only | 0 | USD 000s | 1948.4683 | 0 | 0 | 0 | 0 | 0 | 0 | 0 | 0 | 0 | 0 | 0 | 0 | 0 | 0 | 0 | 0 | 0 | 0 | 0 | 0 | 0 | 0 | 0 | 0 | 0 | 0 | 0 | 0 | 0 | 0 | 0 | 0 | 0 | 55.2143 | 71.4651 | 105.9701 | 139.8732 | 180.606 | 205.1771 | 214.0756 | 198.1298 | 164.527 | 118.345 | 71.5396 | 51.0231 | 55.2143 | 71.4651 | 105.9701 | 139.8732 | 0 | 0 | 0 | 0 | 0 | 0 | 0 | 0
|  |  |  | VAT received on early generation revenue - construction only s.a. |  | USD 000s | 1948.4683 |  | 0 | 0 | 0 | 0 | 0 | 372.5226 | 1080.8604 | 495.0853 | 0 | 0 | 0 | 0 | 0 | 0 | 0 | 0 | 0 | 0 | 0 | 0 | 0 | 0 | 0 | 0 | 0 | 0 | 0 | 0 | 0 | 0 | 0 | 0 | 0 | 0 | 0 | 0 | 0 | 0 | 0 | 0 | 0 | 0 | 0 | 0 | 0 | 0 | 0 | 0 | 0 | 0 | 0 | 0 | 0 | 0 | 0 | 0
|  |  |  | VAT paid on operating costs | 0 | USD 000s | 162.729 | 0 | 0 | 0 | 0 | 0 | 0 | 0 | 0 | 0 | 0 | 0 | 0 | 0 | 0 | 0 | 0 | 0 | 0 | 0 | 0 | 0 | 0 | 0 | 0 | 0 | 0 | 0 | 0 | 0 | 0 | 0 | 0 | 0 | 9.0405 | 9.0405 | 9.0405 | 9.0405 | 9.0405 | 9.0405 | 9.0405 | 9.0405 | 9.0405 | 9.0405 | 9.0405 | 9.0405 | 9.0405 | 9.0405 | 9.0405 | 9.0405 | 9.0405 | 9.0405 | 0 | 0 | 0 | 0 | 0 | 0
|  |  |  | Construction period flag - monthly | 0 | flag | 27 | 0 | 0 | 0 | 0 | 0 | 0 | 0 | 0 | 0 | 0 | 0 | 0 | 0 | 0 | 0 | 0 | 0 | 0 | 0 | 0 | 0 | 0 | 1 | 1 | 1 | 1 | 1 | 1 | 1 | 1 | 1 | 1 | 1 | 1 | 1 | 1 | 1 | 1 | 1 | 1 | 1 | 1 | 1 | 1 | 1 | 1 | 1 | 1 | 1 | 0 | 0 | 0 | 0 | 0 | 0 | 0 | 0
|  |  |  | VAT paid on operating costs - construction only |  | USD 000s | 144.648 |  | 0 | 0 | 0 | 0 | 0 | 0 | 0 | 0 | 0 | 0 | 0 | 0 | 0 | 0 | 0 | 0 | 0 | 0 | 0 | 0 | 0 | 0 | 0 | 0 | 0 | 0 | 0 | 0 | 0 | 0 | 0 | 0 | 9.0405 | 9.0405 | 9.0405 | 9.0405 | 9.0405 | 9.0405 | 9.0405 | 9.0405 | 9.0405 | 9.0405 | 9.0405 | 9.0405 | 9.0405 | 9.0405 | 9.0405 | 9.0405 | 0 | 0 | 0 | 0 | 0 | 0 | 0 | 0
|  |  |  | Model column counter | 0 | counter | 0 | 0 | 1 | 2 | 3 | 4 | 5 | 6 | 7 | 8 | 9 | 10 | 11 | 12 | 13 | 14 | 15 | 16 | 17 | 18 | 19 | 20 | 21 | 22 | 23 | 24 | 25 | 26 | 27 | 28 | 29 | 30 | 31 | 32 | 33 | 34 | 35 | 36 | 37 | 38 | 39 | 40 | 41 | 42 | 43 | 44 | 45 | 46 | 47 | 48 | 49 | 50 | 51 | 52 | 53 | 54 | 55 | 56
|  |  |  | Semi annually period number counter | 0 | counter | 0 | 0 | 1 | 1 | 1 | 1 | 1 | 1 | 2 | 2 | 2 | 2 | 2 | 2 | 3 | 3 | 3 | 3 | 3 | 3 | 4 | 4 | 4 | 4 | 4 | 4 | 5 | 5 | 5 | 5 | 5 | 5 | 6 | 6 | 6 | 6 | 6 | 6 | 7 | 7 | 7 | 7 | 7 | 7 | 8 | 8 | 8 | 8 | 8 | 8 | 9 | 9 | 9 | 9 | 9 | 9 | 10 | 10
|  |  |  | VAT paid on operating costs - construction only | 0 | USD 000s | 144.648 | 0 | 0 | 0 | 0 | 0 | 0 | 0 | 0 | 0 | 0 | 0 | 0 | 0 | 0 | 0 | 0 | 0 | 0 | 0 | 0 | 0 | 0 | 0 | 0 | 0 | 0 | 0 | 0 | 0 | 0 | 0 | 0 | 0 | 9.0405 | 9.0405 | 9.0405 | 9.0405 | 9.0405 | 9.0405 | 9.0405 | 9.0405 | 9.0405 | 9.0405 | 9.0405 | 9.0405 | 9.0405 | 9.0405 | 9.0405 | 9.0405 | 0 | 0 | 0 | 0 | 0 | 0 | 0 | 0
|  |  |  | VAT paid on operating costs - construction only - s.a. |  | USD 000s | 144.648 |  | 0 | 0 | 0 | 0 | 0 | 36.162 | 54.243 | 54.243 | 0 | 0 | 0 | 0 | 0 | 0 | 0 | 0 | 0 | 0 | 0 | 0 | 0 | 0 | 0 | 0 | 0 | 0 | 0 | 0 | 0 | 0 | 0 | 0 | 0 | 0 | 0 | 0 | 0 | 0 | 0 | 0 | 0 | 0 | 0 | 0 | 0 | 0 | 0 | 0 | 0 | 0 | 0 | 0 | 0 | 0 | 0 | 0
|  |  |  | Model column counter | 0 | counter | 0 | 0 | 1 | 2 | 3 | 4 | 5 | 6 | 7 | 8 | 9 | 10 | 11 | 12 | 13 | 14 | 15 | 16 | 17 | 18 | 19 | 20 | 21 | 22 | 23 | 24 | 25 | 26 | 27 | 28 | 29 | 30 | 31 | 32 | 33 | 34 | 35 | 36 | 37 | 38 | 39 | 40 | 41 | 42 | 43 | 44 | 45 | 46 | 47 | 48 | 49 | 50 | 51 | 52 | 53 | 54 | 55 | 56
|  |  |  | Semi annually period number counter | 0 | counter | 0 | 0 | 1 | 1 | 1 | 1 | 1 | 1 | 2 | 2 | 2 | 2 | 2 | 2 | 3 | 3 | 3 | 3 | 3 | 3 | 4 | 4 | 4 | 4 | 4 | 4 | 5 | 5 | 5 | 5 | 5 | 5 | 6 | 6 | 6 | 6 | 6 | 6 | 7 | 7 | 7 | 7 | 7 | 7 | 8 | 8 | 8 | 8 | 8 | 8 | 9 | 9 | 9 | 9 | 9 | 9 | 10 | 10
|  |  |  | Cash paid for early generation costs POS |  | USD 000s | 0: 0
|  |  |  | Early contract period cash outflow - funded |  | USD 000s | 0 |  | 0 | 0 | 0 | 0 | 0 | 0 | 0 | 0 | 0 | 0 | 0 | 0 | 0 | 0 | 0 | 0 | 0 | 0 | 0 | 0 | 0 | 0 | 0 | 0 | 0 | 0 | 0 | 0 | 0 | 0 | 0 | 0 | 0 | 0 | 0 | 0 | 0 | 0 | 0 | 0 | 0 | 0 | 0 | 0 | 0 | 0 | 0 | 0 | 0 | 0 | 0 | 0 | 0 | 0 | 0 | 0
Financial expenses during construction
|  |  |  | Model column counter | 0 | counter | 0 | 0 | 1 | 2 | 3 | 4 | 5 | 6 | 7 | 8 | 9 | 10 | 11 | 12 | 13 | 14 | 15 | 16 | 17 | 18 | 19 | 20 | 21 | 22 | 23 | 24 | 25 | 26 | 27 | 28 | 29 | 30 | 31 | 32 | 33 | 34 | 35 | 36 | 37 | 38 | 39 | 40 | 41 | 42 | 43 | 44 | 45 | 46 | 47 | 48 | 49 | 50 | 51 | 52 | 53 | 54 | 55 | 56
|  |  |  | Semi annually period number counter | 0 | counter | 0 | 0 | 1 | 1 | 1 | 1 | 1 | 1 | 2 | 2 | 2 | 2 | 2 | 2 | 3 | 3 | 3 | 3 | 3 | 3 | 4 | 4 | 4 | 4 | 4 | 4 | 5 | 5 | 5 | 5 | 5 | 5 | 6 | 6 | 6 | 6 | 6 | 6 | 7 | 7 | 7 | 7 | 7 | 7 | 8 | 8 | 8 | 8 | 8 | 8 | 9 | 9 | 9 | 9 | 9 | 9 | 10 | 10
|  |  |  | Financial expenses during construction | 0 | USD 000s | 12706.413 | 0 | 0 | 0 | 0 | 0 | 0 | 0 | 0 | 0 | 0 | 0 | 0 | 0 | 0 | 0 | 0 | 0 | 0 | 0 | 0 | 0 | 1033.3107 | 5.7534 | 5.9452 | 340.5412 | 5.9452 | 5.9452 | 5.7534 | 5.9452 | 5.7534 | 2594.8078 | 5.9452 | 5.5616 | 5.9452 | 5.7534 | 5.9452 | 2773.1141 | 5.9452 | 5.9452 | 5.7534 | 5.9452 | 5.7534 | 2907.8847 | 5.9452 | 5.3699 | 5.9452 | 5.7534 | 5.9452 | 2928.2612 | 0 | 0 | 0 | 0 | 0 | 0 | 0 | 0
|  |  |  | Financial expenses during construction s.a. POS |  | USD 000s | 12706.413 |  | 0 | 0 | 0 | 1385.5506 | 2624.1503 | 2802.2648 | 2937.2272 | 2957.2201 | 0 | 0 | 0 | 0 | 0 | 0 | 0 | 0 | 0 | 0 | 0 | 0 | 0 | 0 | 0 | 0 | 0 | 0 | 0 | 0 | 0 | 0 | 0 | 0 | 0 | 0 | 0 | 0 | 0 | 0 | 0 | 0 | 0 | 0 | 0 | 0 | 0 | 0 | 0 | 0 | 0 | 0 | 0 | 0 | 0 | 0 | 0 | 0
|  |  |  | Financial expenses during construction s.a. |  | USD 000s | -12706.413 |  | 0 | 0 | 0 | -1385.5506 | -2624.1503 | -2802.2648 | -2937.2272 | -2957.2201 | 0 | 0 | 0 | 0 | 0 | 0 | 0 | 0 | 0 | 0 | 0 | 0 | 0 | 0 | 0 | 0 | 0 | 0 | 0 | 0 | 0 | 0 | 0 | 0 | 0 | 0 | 0 | 0 | 0 | 0 | 0 | 0 | 0 | 0 | 0 | 0 | 0 | 0 | 0 | 0 | 0 | 0 | 0 | 0 | 0 | 0 | 0 | 0
|  |  |  | Model column counter | 0 | counter | 0 | 0 | 1 | 2 | 3 | 4 | 5 | 6 | 7 | 8 | 9 | 10 | 11 | 12 | 13 | 14 | 15 | 16 | 17 | 18 | 19 | 20 | 21 | 22 | 23 | 24 | 25 | 26 | 27 | 28 | 29 | 30 | 31 | 32 | 33 | 34 | 35 | 36 | 37 | 38 | 39 | 40 | 41 | 42 | 43 | 44 | 45 | 46 | 47 | 48 | 49 | 50 | 51 | 52 | 53 | 54 | 55 | 56
|  |  |  | Semi annually period number counter | 0 | counter | 0 | 0 | 1 | 1 | 1 | 1 | 1 | 1 | 2 | 2 | 2 | 2 | 2 | 2 | 3 | 3 | 3 | 3 | 3 | 3 | 4 | 4 | 4 | 4 | 4 | 4 | 5 | 5 | 5 | 5 | 5 | 5 | 6 | 6 | 6 | 6 | 6 | 6 | 7 | 7 | 7 | 7 | 7 | 7 | 8 | 8 | 8 | 8 | 8 | 8 | 9 | 9 | 9 | 9 | 9 | 9 | 10 | 10
|  |  |  | Shareholder loan interest accrued and rolled up | 0 | USD 000s | 6737.8448 | 0 | 0 | 0 | 0 | 0 | 0 | 0 | 0 | 0 | 0 | 0 | 0 | 0 | 0 | 0 | 0 | 0 | 0 | 0 | 0 | 0 | 0 | 129.3706 | 203.6659 | 243.6135 | 244.6285 | 245.6478 | 246.6714 | 247.6992 | 248.7312 | 249.7676 | 250.8083 | 251.8533 | 252.9027 | 253.9565 | 255.0146 | 256.0772 | 257.1442 | 258.2156 | 259.2915 | 260.3719 | 261.4568 | 262.5462 | 263.6401 | 264.7386 | 265.8417 | 266.9494 | 268.0617 | 269.1786 | 0 | 0 | 0 | 0 | 0 | 0 | 0 | 0
|  |  |  | Shareholder loan interest accrued and rolled up |  | USD 000s | 6737.8448 |  | 0 | 0 | 0 | 576.6499 | 1483.1457 | 1520.6127 | 1559.0263 | 1598.4102 | 0 | 0 | 0 | 0 | 0 | 0 | 0 | 0 | 0 | 0 | 0 | 0 | 0 | 0 | 0 | 0 | 0 | 0 | 0 | 0 | 0 | 0 | 0 | 0 | 0 | 0 | 0 | 0 | 0 | 0 | 0 | 0 | 0 | 0 | 0 | 0 | 0 | 0 | 0 | 0 | 0 | 0 | 0 | 0 | 0 | 0 | 0 | 0
|  |  |  | Model column counter | 0 | counter | 0 | 0 | 1 | 2 | 3 | 4 | 5 | 6 | 7 | 8 | 9 | 10 | 11 | 12 | 13 | 14 | 15 | 16 | 17 | 18 | 19 | 20 | 21 | 22 | 23 | 24 | 25 | 26 | 27 | 28 | 29 | 30 | 31 | 32 | 33 | 34 | 35 | 36 | 37 | 38 | 39 | 40 | 41 | 42 | 43 | 44 | 45 | 46 | 47 | 48 | 49 | 50 | 51 | 52 | 53 | 54 | 55 | 56
|  |  |  | Semi annually period number counter | 0 | counter | 0 | 0 | 1 | 1 | 1 | 1 | 1 | 1 | 2 | 2 | 2 | 2 | 2 | 2 | 3 | 3 | 3 | 3 | 3 | 3 | 4 | 4 | 4 | 4 | 4 | 4 | 5 | 5 | 5 | 5 | 5 | 5 | 6 | 6 | 6 | 6 | 6 | 6 | 7 | 7 | 7 | 7 | 7 | 7 | 8 | 8 | 8 | 8 | 8 | 8 | 9 | 9 | 9 | 9 | 9 | 9 | 10 | 10
|  |  |  | ADB Loan interest and fees during construction | 0 | USD 000s | 3452.6645 | 0 | 0 | 0 | 0 | 0 | 0 | 0 | 0 | 0 | 0 | 0 | 0 | 0 | 0 | 0 | 0 | 0 | 0 | 0 | 0 | 0 | 268.0754 | 5.7534 | 5.9452 | 92.8699 | 5.9452 | 5.9452 | 5.7534 | 5.9452 | 5.7534 | 685.7337 | 5.9452 | 5.5616 | 5.9452 | 5.7534 | 5.9452 | 733.5216 | 5.9452 | 5.9452 | 5.7534 | 5.9452 | 5.7534 | 769.3215 | 5.9452 | 5.3699 | 5.9452 | 5.7534 | 5.9452 | 774.6491 | 0 | 0 | 0 | 0 | 0 | 0 | 0 | 0
|  |  |  | ADB Loan interest and fees during construction |  | USD 000s | 3452.6645 |  | 0 | 0 | 0 | 372.644 | 715.0762 | 762.6723 | 798.664 | 803.608 | 0 | 0 | 0 | 0 | 0 | 0 | 0 | 0 | 0 | 0 | 0 | 0 | 0 | 0 | 0 | 0 | 0 | 0 | 0 | 0 | 0 | 0 | 0 | 0 | 0 | 0 | 0 | 0 | 0 | 0 | 0 | 0 | 0 | 0 | 0 | 0 | 0 | 0 | 0 | 0 | 0 | 0 | 0 | 0 | 0 | 0 | 0 | 0
|  |  |  | Model column counter | 0 | counter | 0 | 0 | 1 | 2 | 3 | 4 | 5 | 6 | 7 | 8 | 9 | 10 | 11 | 12 | 13 | 14 | 15 | 16 | 17 | 18 | 19 | 20 | 21 | 22 | 23 | 24 | 25 | 26 | 27 | 28 | 29 | 30 | 31 | 32 | 33 | 34 | 35 | 36 | 37 | 38 | 39 | 40 | 41 | 42 | 43 | 44 | 45 | 46 | 47 | 48 | 49 | 50 | 51 | 52 | 53 | 54 | 55 | 56
|  |  |  | Semi annually period number counter | 0 | counter | 0 | 0 | 1 | 1 | 1 | 1 | 1 | 1 | 2 | 2 | 2 | 2 | 2 | 2 | 3 | 3 | 3 | 3 | 3 | 3 | 4 | 4 | 4 | 4 | 4 | 4 | 5 | 5 | 5 | 5 | 5 | 5 | 6 | 6 | 6 | 6 | 6 | 6 | 7 | 7 | 7 | 7 | 7 | 7 | 8 | 8 | 8 | 8 | 8 | 8 | 9 | 9 | 9 | 9 | 9 | 9 | 10 | 10
|  |  |  | Standby debt commitment fee | 0 | USD 000s | 0 | 0 | 0 | 0 | 0 | 0 | 0 | 0 | 0 | 0 | 0 | 0 | 0 | 0 | 0 | 0 | 0 | 0 | 0 | 0 | 0 | 0 | 0 | 0 | 0 | 0 | 0 | 0 | 0 | 0 | 0 | 0 | 0 | 0 | 0 | 0 | 0 | 0 | 0 | 0 | 0 | 0 | 0 | 0 | 0 | 0 | 0 | 0 | 0 | 0 | 0 | 0 | 0 | 0 | 0 | 0 | 0 | 0
|  |  |  | Standby debt commitment fee |  | USD 000s | 0 |  | 0 | 0 | 0 | 0 | 0 | 0 | 0 | 0 | 0 | 0 | 0 | 0 | 0 | 0 | 0 | 0 | 0 | 0 | 0 | 0 | 0 | 0 | 0 | 0 | 0 | 0 | 0 | 0 | 0 | 0 | 0 | 0 | 0 | 0 | 0 | 0 | 0 | 0 | 0 | 0 | 0 | 0 | 0 | 0 | 0 | 0 | 0 | 0 | 0 | 0 | 0 | 0 | 0 | 0 | 0 | 0
|  |  |  | Model column counter | 0 | counter | 0 | 0 | 1 | 2 | 3 | 4 | 5 | 6 | 7 | 8 | 9 | 10 | 11 | 12 | 13 | 14 | 15 | 16 | 17 | 18 | 19 | 20 | 21 | 22 | 23 | 24 | 25 | 26 | 27 | 28 | 29 | 30 | 31 | 32 | 33 | 34 | 35 | 36 | 37 | 38 | 39 | 40 | 41 | 42 | 43 | 44 | 45 | 46 | 47 | 48 | 49 | 50 | 51 | 52 | 53 | 54 | 55 | 56
|  |  |  | Semi annually period number counter | 0 | counter | 0 | 0 | 1 | 1 | 1 | 1 | 1 | 1 | 2 | 2 | 2 | 2 | 2 | 2 | 3 | 3 | 3 | 3 | 3 | 3 | 4 | 4 | 4 | 4 | 4 | 4 | 5 | 5 | 5 | 5 | 5 | 5 | 6 | 6 | 6 | 6 | 6 | 6 | 7 | 7 | 7 | 7 | 7 | 7 | 8 | 8 | 8 | 8 | 8 | 8 | 9 | 9 | 9 | 9 | 9 | 9 | 10 | 10
|  |  |  | Standby debt upfront fee | 0 | USD 000s | 0 | 0 | 0 | 0 | 0 | 0 | 0 | 0 | 0 | 0 | 0 | 0 | 0 | 0 | 0 | 0 | 0 | 0 | 0 | 0 | 0 | 0 | 0 | 0 | 0 | 0 | 0 | 0 | 0 | 0 | 0 | 0 | 0 | 0 | 0 | 0 | 0 | 0 | 0 | 0 | 0 | 0 | 0 | 0 | 0 | 0 | 0 | 0 | 0 | 0 | 0 | 0 | 0 | 0 | 0 | 0 | 0 | 0
|  |  |  | Standby debt upfront fee |  | USD 000s | 0 |  | 0 | 0 | 0 | 0 | 0 | 0 | 0 | 0 | 0 | 0 | 0 | 0 | 0 | 0 | 0 | 0 | 0 | 0 | 0 | 0 | 0 | 0 | 0 | 0 | 0 | 0 | 0 | 0 | 0 | 0 | 0 | 0 | 0 | 0 | 0 | 0 | 0 | 0 | 0 | 0 | 0 | 0 | 0 | 0 | 0 | 0 | 0 | 0 | 0 | 0 | 0 | 0 | 0 | 0 | 0 | 0
|  |  |  | Model column counter | 0 | counter | 0 | 0 | 1 | 2 | 3 | 4 | 5 | 6 | 7 | 8 | 9 | 10 | 11 | 12 | 13 | 14 | 15 | 16 | 17 | 18 | 19 | 20 | 21 | 22 | 23 | 24 | 25 | 26 | 27 | 28 | 29 | 30 | 31 | 32 | 33 | 34 | 35 | 36 | 37 | 38 | 39 | 40 | 41 | 42 | 43 | 44 | 45 | 46 | 47 | 48 | 49 | 50 | 51 | 52 | 53 | 54 | 55 | 56
|  |  |  | Semi annually period number counter | 0 | counter | 0 | 0 | 1 | 1 | 1 | 1 | 1 | 1 | 2 | 2 | 2 | 2 | 2 | 2 | 3 | 3 | 3 | 3 | 3 | 3 | 4 | 4 | 4 | 4 | 4 | 4 | 5 | 5 | 5 | 5 | 5 | 5 | 6 | 6 | 6 | 6 | 6 | 6 | 7 | 7 | 7 | 7 | 7 | 7 | 8 | 8 | 8 | 8 | 8 | 8 | 9 | 9 | 9 | 9 | 9 | 9 | 10 | 10
|  |  |  | EBRD interest and fees during construction | 0 | USD 000s | 4325.9858 | 0 | 0 | 0 | 0 | 0 | 0 | 0 | 0 | 0 | 0 | 0 | 0 | 0 | 0 | 0 | 0 | 0 | 0 | 0 | 0 | 0 | 351.9524 | 0 | 0 | 114.374 | 0 | 0 | 0 | 0 | 0 | 892.4847 | 0 | 0 | 0 | 0 | 0 | 955.4765 | 0 | 0 | 0 | 0 | 0 | 1002.2259 | 0 | 0 | 0 | 0 | 0 | 1009.4723 | 0 | 0 | 0 | 0 | 0 | 0 | 0 | 0
|  |  |  | EBRD interest and fees during construction |  | USD 000s | 4325.9858 |  | 0 | 0 | 0 | 466.3264 | 892.4847 | 955.4765 | 1002.2259 | 1009.4723 | 0 | 0 | 0 | 0 | 0 | 0 | 0 | 0 | 0 | 0 | 0 | 0 | 0 | 0 | 0 | 0 | 0 | 0 | 0 | 0 | 0 | 0 | 0 | 0 | 0 | 0 | 0 | 0 | 0 | 0 | 0 | 0 | 0 | 0 | 0 | 0 | 0 | 0 | 0 | 0 | 0 | 0 | 0 | 0 | 0 | 0 | 0 | 0
|  |  |  | Model column counter | 0 | counter | 0 | 0 | 1 | 2 | 3 | 4 | 5 | 6 | 7 | 8 | 9 | 10 | 11 | 12 | 13 | 14 | 15 | 16 | 17 | 18 | 19 | 20 | 21 | 22 | 23 | 24 | 25 | 26 | 27 | 28 | 29 | 30 | 31 | 32 | 33 | 34 | 35 | 36 | 37 | 38 | 39 | 40 | 41 | 42 | 43 | 44 | 45 | 46 | 47 | 48 | 49 | 50 | 51 | 52 | 53 | 54 | 55 | 56
|  |  |  | Semi annually period number counter | 0 | counter | 0 | 0 | 1 | 1 | 1 | 1 | 1 | 1 | 2 | 2 | 2 | 2 | 2 | 2 | 3 | 3 | 3 | 3 | 3 | 3 | 4 | 4 | 4 | 4 | 4 | 4 | 5 | 5 | 5 | 5 | 5 | 5 | 6 | 6 | 6 | 6 | 6 | 6 | 7 | 7 | 7 | 7 | 7 | 7 | 8 | 8 | 8 | 8 | 8 | 8 | 9 | 9 | 9 | 9 | 9 | 9 | 10 | 10
|  |  |  | AIIB interest and fees during construction | 0 | USD 000s | 2539.9117 | 0 | 0 | 0 | 0 | 0 | 0 | 0 | 0 | 0 | 0 | 0 | 0 | 0 | 0 | 0 | 0 | 0 | 0 | 0 | 0 | 0 | 206.6415 | 0 | 0 | 67.1523 | 0 | 0 | 0 | 0 | 0 | 524.0037 | 0 | 0 | 0 | 0 | 0 | 560.9879 | 0 | 0 | 0 | 0 | 0 | 588.4359 | 0 | 0 | 0 | 0 | 0 | 592.6904 | 0 | 0 | 0 | 0 | 0 | 0 | 0 | 0
|  |  |  | AIIB interest and fees during construction |  | USD 000s | 2539.9117 |  | 0 | 0 | 0 | 273.7938 | 524.0037 | 560.9879 | 588.4359 | 592.6904 | 0 | 0 | 0 | 0 | 0 | 0 | 0 | 0 | 0 | 0 | 0 | 0 | 0 | 0 | 0 | 0 | 0 | 0 | 0 | 0 | 0 | 0 | 0 | 0 | 0 | 0 | 0 | 0 | 0 | 0 | 0 | 0 | 0 | 0 | 0 | 0 | 0 | 0 | 0 | 0 | 0 | 0 | 0 | 0 | 0 | 0 | 0 | 0
|  |  |  | Model column counter | 0 | counter | 0 | 0 | 1 | 2 | 3 | 4 | 5 | 6 | 7 | 8 | 9 | 10 | 11 | 12 | 13 | 14 | 15 | 16 | 17 | 18 | 19 | 20 | 21 | 22 | 23 | 24 | 25 | 26 | 27 | 28 | 29 | 30 | 31 | 32 | 33 | 34 | 35 | 36 | 37 | 38 | 39 | 40 | 41 | 42 | 43 | 44 | 45 | 46 | 47 | 48 | 49 | 50 | 51 | 52 | 53 | 54 | 55 | 56
|  |  |  | Semi annually period number counter | 0 | counter | 0 | 0 | 1 | 1 | 1 | 1 | 1 | 1 | 2 | 2 | 2 | 2 | 2 | 2 | 3 | 3 | 3 | 3 | 3 | 3 | 4 | 4 | 4 | 4 | 4 | 4 | 5 | 5 | 5 | 5 | 5 | 5 | 6 | 6 | 6 | 6 | 6 | 6 | 7 | 7 | 7 | 7 | 7 | 7 | 8 | 8 | 8 | 8 | 8 | 8 | 9 | 9 | 9 | 9 | 9 | 9 | 10 | 10
|  |  |  | EIB interest and fees during construction | 0 | USD 000s | 2387.8509 | 0 | 0 | 0 | 0 | 0 | 0 | 0 | 0 | 0 | 0 | 0 | 0 | 0 | 0 | 0 | 0 | 0 | 0 | 0 | 0 | 0 | 206.6415 | 0 | 0 | 66.1449 | 0 | 0 | 0 | 0 | 0 | 492.5857 | 0 | 0 | 0 | 0 | 0 | 523.1281 | 0 | 0 | 0 | 0 | 0 | 547.9014 | 0 | 0 | 0 | 0 | 0 | 551.4494 | 0 | 0 | 0 | 0 | 0 | 0 | 0 | 0
|  |  |  | EIB interest and fees during construction |  | USD 000s | 2387.8509 |  | 0 | 0 | 0 | 272.7864 | 492.5857 | 523.1281 | 547.9014 | 551.4494 | 0 | 0 | 0 | 0 | 0 | 0 | 0 | 0 | 0 | 0 | 0 | 0 | 0 | 0 | 0 | 0 | 0 | 0 | 0 | 0 | 0 | 0 | 0 | 0 | 0 | 0 | 0 | 0 | 0 | 0 | 0 | 0 | 0 | 0 | 0 | 0 | 0 | 0 | 0 | 0 | 0 | 0 | 0 | 0 | 0 | 0 | 0 | 0
|  |  |  | Model column counter | 0 | counter | 0 | 0 | 1 | 2 | 3 | 4 | 5 | 6 | 7 | 8 | 9 | 10 | 11 | 12 | 13 | 14 | 15 | 16 | 17 | 18 | 19 | 20 | 21 | 22 | 23 | 24 | 25 | 26 | 27 | 28 | 29 | 30 | 31 | 32 | 33 | 34 | 35 | 36 | 37 | 38 | 39 | 40 | 41 | 42 | 43 | 44 | 45 | 46 | 47 | 48 | 49 | 50 | 51 | 52 | 53 | 54 | 55 | 56
|  |  |  | Semi annually period number counter | 0 | counter | 0 | 0 | 1 | 1 | 1 | 1 | 1 | 1 | 2 | 2 | 2 | 2 | 2 | 2 | 3 | 3 | 3 | 3 | 3 | 3 | 4 | 4 | 4 | 4 | 4 | 4 | 5 | 5 | 5 | 5 | 5 | 5 | 6 | 6 | 6 | 6 | 6 | 6 | 7 | 7 | 7 | 7 | 7 | 7 | 8 | 8 | 8 | 8 | 8 | 8 | 9 | 9 | 9 | 9 | 9 | 9 | 10 | 10
|  |  |  | Agent bank fee - m | 0 | USD 000s | 157.6438 | 0 | 0 | 0 | 0 | 0 | 0 | 0 | 0 | 0 | 0 | 0 | 0 | 0 | 0 | 0 | 0 | 0 | 0 | 0 | 0 | 0 | 0 | 5.7534 | 5.9452 | 5.7534 | 5.9452 | 5.9452 | 5.7534 | 5.9452 | 5.7534 | 5.9452 | 5.9452 | 5.5616 | 5.9452 | 5.7534 | 5.9452 | 5.7534 | 5.9452 | 5.9452 | 5.7534 | 5.9452 | 5.7534 | 5.9452 | 5.9452 | 5.3699 | 5.9452 | 5.7534 | 5.9452 | 5.7534 | 0 | 0 | 0 | 0 | 0 | 0 | 0 | 0
|  |  |  | Agent bank fee - m |  | USD 000s | 157.6438 |  | 0 | 0 | 0 | 17.4521 | 35.2877 | 34.9041 | 35.2877 | 34.7123 | 0 | 0 | 0 | 0 | 0 | 0 | 0 | 0 | 0 | 0 | 0 | 0 | 0 | 0 | 0 | 0 | 0 | 0 | 0 | 0 | 0 | 0 | 0 | 0 | 0 | 0 | 0 | 0 | 0 | 0 | 0 | 0 | 0 | 0 | 0 | 0 | 0 | 0 | 0 | 0 | 0 | 0 | 0 | 0 | 0 | 0 | 0 | 0
|  |  |  | Model column counter | 0 | counter | 0 | 0 | 1 | 2 | 3 | 4 | 5 | 6 | 7 | 8 | 9 | 10 | 11 | 12 | 13 | 14 | 15 | 16 | 17 | 18 | 19 | 20 | 21 | 22 | 23 | 24 | 25 | 26 | 27 | 28 | 29 | 30 | 31 | 32 | 33 | 34 | 35 | 36 | 37 | 38 | 39 | 40 | 41 | 42 | 43 | 44 | 45 | 46 | 47 | 48 | 49 | 50 | 51 | 52 | 53 | 54 | 55 | 56
|  |  |  | Semi annually period number counter | 0 | counter | 0 | 0 | 1 | 1 | 1 | 1 | 1 | 1 | 2 | 2 | 2 | 2 | 2 | 2 | 3 | 3 | 3 | 3 | 3 | 3 | 4 | 4 | 4 | 4 | 4 | 4 | 5 | 5 | 5 | 5 | 5 | 5 | 6 | 6 | 6 | 6 | 6 | 6 | 7 | 7 | 7 | 7 | 7 | 7 | 8 | 8 | 8 | 8 | 8 | 8 | 9 | 9 | 9 | 9 | 9 | 9 | 10 | 10
|  |  |  | VAT facility financing cost paid | 0 | USD 000s | 0 | 0 | 0 | 0 | 0 | 0 | 0 | 0 | 0 | 0 | 0 | 0 | 0 | 0 | 0 | 0 | 0 | 0 | 0 | 0 | 0 | 0 | 0 | 0 | 0 | 0 | 0 | 0 | 0 | 0 | 0 | 0 | 0 | 0 | 0 | 0 | 0 | 0 | 0 | 0 | 0 | 0 | 0 | 0 | 0 | 0 | 0 | 0 | 0 | 0 | 0 | 0 | 0 | 0 | 0 | 0 | 0 | 0
|  |  |  | VAT facility financing cost paid |  | USD 000s | 0 |  | 0 | 0 | 0 | 0 | 0 | 0 | 0 | 0 | 0 | 0 | 0 | 0 | 0 | 0 | 0 | 0 | 0 | 0 | 0 | 0 | 0 | 0 | 0 | 0 | 0 | 0 | 0 | 0 | 0 | 0 | 0 | 0 | 0 | 0 | 0 | 0 | 0 | 0 | 0 | 0 | 0 | 0 | 0 | 0 | 0 | 0 | 0 | 0 | 0 | 0 | 0 | 0 | 0 | 0 | 0 | 0
|  |  |  | Model column counter | 0 | counter | 0 | 0 | 1 | 2 | 3 | 4 | 5 | 6 | 7 | 8 | 9 | 10 | 11 | 12 | 13 | 14 | 15 | 16 | 17 | 18 | 19 | 20 | 21 | 22 | 23 | 24 | 25 | 26 | 27 | 28 | 29 | 30 | 31 | 32 | 33 | 34 | 35 | 36 | 37 | 38 | 39 | 40 | 41 | 42 | 43 | 44 | 45 | 46 | 47 | 48 | 49 | 50 | 51 | 52 | 53 | 54 | 55 | 56
|  |  |  | Semi annually period number counter | 0 | counter | 0 | 0 | 1 | 1 | 1 | 1 | 1 | 1 | 2 | 2 | 2 | 2 | 2 | 2 | 3 | 3 | 3 | 3 | 3 | 3 | 4 | 4 | 4 | 4 | 4 | 4 | 5 | 5 | 5 | 5 | 5 | 5 | 6 | 6 | 6 | 6 | 6 | 6 | 7 | 7 | 7 | 7 | 7 | 7 | 8 | 8 | 8 | 8 | 8 | 8 | 9 | 9 | 9 | 9 | 9 | 9 | 10 | 10
|  |  |  | VAT facility financing costs rolled-up | 0 | USD 000s | 1008.7133 | 0 | 0 | 0 | 0 | 0 | 0 | 0 | 0 | 0 | 0 | 0 | 0 | 0 | 0 | 0 | 0 | 0 | 0 | 0 | 0 | 0 | 195 | 2.6296 | 2.7165 | 156.6424 | 0.56215 | 0.56198 | 260.8043 | 1.6366 | 1.5833 | 196.7439 | 4.312 | 4.0326 | 69.1739 | 5.2756 | 5.4498 | 20.8454 | 5.4568 | 5.4552 | 19.4096 | 5.5883 | 5.4064 | 14.6774 | 5.5805 | 5.039 | 14.1302 | 0 | 0 | 0 | 0 | 0 | 0 | 0 | 0 | 0 | 0 | 0
|  |  |  | VAT facility financing costs rolled-up |  | USD 000s | 1008.7133 |  | 0 | 0 | 0 | 356.9886 | 461.8922 | 109.0892 | 55.9936 | 24.7496 | 0 | 0 | 0 | 0 | 0 | 0 | 0 | 0 | 0 | 0 | 0 | 0 | 0 | 0 | 0 | 0 | 0 | 0 | 0 | 0 | 0 | 0 | 0 | 0 | 0 | 0 | 0 | 0 | 0 | 0 | 0 | 0 | 0 | 0 | 0 | 0 | 0 | 0 | 0 | 0 | 0 | 0 | 0 | 0 | 0 | 0 | 0 | 0
ADB loan interest for WAL calculation
|  |  |  | ADB Loan debt interest - paid | 0 | USD 000s | 2860.1165 | 0 | 0 | 0 | 0 | 0 | 0 | 0 | 0 | 0 | 0 | 0 | 0 | 0 | 0 | 0 | 0 | 0 | 0 | 0 | 0 | 0 | 0 | 0 | 0 | 23.0215 | 0 | 0 | 0 | 0 | 0 | 634.8917 | 0 | 0 | 0 | 0 | 0 | 702.9152 | 0 | 0 | 0 | 0 | 0 | 744.7616 | 0 | 0 | 0 | 0 | 0 | 754.5266 | 0 | 0 | 0 | 0 | 0 | 0 | 0 | 0
|  |  |  | ADB Loan debt interest for WAL calculation |  | USD 000s | 2860.1165 |  | 0 | 0 | 0 | 23.0215 | 634.8917 | 702.9152 | 744.7616 | 754.5266 | 0 | 0 | 0 | 0 | 0 | 0 | 0 | 0 | 0 | 0 | 0 | 0 | 0 | 0 | 0 | 0 | 0 | 0 | 0 | 0 | 0 | 0 | 0 | 0 | 0 | 0 | 0 | 0 | 0 | 0 | 0 | 0 | 0 | 0 | 0 | 0 | 0 | 0 | 0 | 0 | 0 | 0 | 0 | 0 | 0 | 0 | 0 | 0
Pre funding of MMRA
|  |  |  | Model column counter | 0 | counter | 0 | 0 | 1 | 2 | 3 | 4 | 5 | 6 | 7 | 8 | 9 | 10 | 11 | 12 | 13 | 14 | 15 | 16 | 17 | 18 | 19 | 20 | 21 | 22 | 23 | 24 | 25 | 26 | 27 | 28 | 29 | 30 | 31 | 32 | 33 | 34 | 35 | 36 | 37 | 38 | 39 | 40 | 41 | 42 | 43 | 44 | 45 | 46 | 47 | 48 | 49 | 50 | 51 | 52 | 53 | 54 | 55 | 56
|  |  |  | Semi annually period number counter | 0 | counter | 0 | 0 | 1 | 1 | 1 | 1 | 1 | 1 | 2 | 2 | 2 | 2 | 2 | 2 | 3 | 3 | 3 | 3 | 3 | 3 | 4 | 4 | 4 | 4 | 4 | 4 | 5 | 5 | 5 | 5 | 5 | 5 | 6 | 6 | 6 | 6 | 6 | 6 | 7 | 7 | 7 | 7 | 7 | 7 | 8 | 8 | 8 | 8 | 8 | 8 | 9 | 9 | 9 | 9 | 9 | 9 | 10 | 10
|  |  |  | MMRA pre-funding POS | 0 | USD 000s | 0 | 0 | 0 | 0 | 0 | 0 | 0 | 0 | 0 | 0 | 0 | 0 | 0 | 0 | 0 | 0 | 0 | 0 | 0 | 0 | 0 | 0 | 0 | 0 | 0 | 0 | 0 | 0 | 0 | 0 | 0 | 0 | 0 | 0 | 0 | 0 | 0 | 0 | 0 | 0 | 0 | 0 | 0 | 0 | 0 | 0 | 0 | 0 | 0 | 0 | 0 | 0 | 0 | 0 | 0 | 0 | 0 | 0
|  |  |  | MMRA pre-funding s.a. POS |  | USD 000s | 0 |  | 0 | 0 | 0 | 0 | 0 | 0 | 0 | 0 | 0 | 0 | 0 | 0 | 0 | 0 | 0 | 0 | 0 | 0 | 0 | 0 | 0 | 0 | 0 | 0 | 0 | 0 | 0 | 0 | 0 | 0 | 0 | 0 | 0 | 0 | 0 | 0 | 0 | 0 | 0 | 0 | 0 | 0 | 0 | 0 | 0 | 0 | 0 | 0 | 0 | 0 | 0 | 0 | 0 | 0 | 0 | 0
|  |  |  | MMRA pre-funding s.a. |  | USD 000s | 0 |  | 0 | 0 | 0 | 0 | 0 | 0 | 0 | 0 | 0 | 0 | 0 | 0 | 0 | 0 | 0 | 0 | 0 | 0 | 0 | 0 | 0 | 0 | 0 | 0 | 0 | 0 | 0 | 0 | 0 | 0 | 0 | 0 | 0 | 0 | 0 | 0 | 0 | 0 | 0 | 0 | 0 | 0 | 0 | 0 | 0 | 0 | 0 | 0 | 0 | 0 | 0 | 0 | 0 | 0 | 0 | 0
Pre funding of DSRA
|  |  |  | Model column counter | 0 | counter | 0 | 0 | 1 | 2 | 3 | 4 | 5 | 6 | 7 | 8 | 9 | 10 | 11 | 12 | 13 | 14 | 15 | 16 | 17 | 18 | 19 | 20 | 21 | 22 | 23 | 24 | 25 | 26 | 27 | 28 | 29 | 30 | 31 | 32 | 33 | 34 | 35 | 36 | 37 | 38 | 39 | 40 | 41 | 42 | 43 | 44 | 45 | 46 | 47 | 48 | 49 | 50 | 51 | 52 | 53 | 54 | 55 | 56
|  |  |  | Semi annually period number counter | 0 | counter | 0 | 0 | 1 | 1 | 1 | 1 | 1 | 1 | 2 | 2 | 2 | 2 | 2 | 2 | 3 | 3 | 3 | 3 | 3 | 3 | 4 | 4 | 4 | 4 | 4 | 4 | 5 | 5 | 5 | 5 | 5 | 5 | 6 | 6 | 6 | 6 | 6 | 6 | 7 | 7 | 7 | 7 | 7 | 7 | 8 | 8 | 8 | 8 | 8 | 8 | 9 | 9 | 9 | 9 | 9 | 9 | 10 | 10
|  |  |  | DSRA pre-funding | 0 | USD 000s | 8050.8315 | 0 | 0 | 0 | 0 | 0 | 0 | 0 | 0 | 0 | 0 | 0 | 0 | 0 | 0 | 0 | 0 | 0 | 0 | 0 | 0 | 0 | 0 | 0 | 0 | 0 | 0 | 0 | 0 | 0 | 0 | 0 | 0 | 0 | 0 | 0 | 0 | 0 | 0 | 0 | 0 | 0 | 0 | 0 | 0 | 0 | 0 | 0 | 0 | 8050.8315 | 0 | 0 | 0 | 0 | 0 | 0 | 0 | 0
|  |  |  | DSRA pre-funding s.a. POS |  | USD 000s | 8050.8315 |  | 0 | 0 | 0 | 0 | 0 | 0 | 0 | 8050.8315 | 0 | 0 | 0 | 0 | 0 | 0 | 0 | 0 | 0 | 0 | 0 | 0 | 0 | 0 | 0 | 0 | 0 | 0 | 0 | 0 | 0 | 0 | 0 | 0 | 0 | 0 | 0 | 0 | 0 | 0 | 0 | 0 | 0 | 0 | 0 | 0 | 0 | 0 | 0 | 0 | 0 | 0 | 0 | 0 | 0 | 0 | 0 | 0
|  |  |  | DSRA pre-funding s.a. |  | USD 000s | -8050.8315 |  | 0 | 0 | 0 | 0 | 0 | 0 | 0 | -8050.8315 | 0 | 0 | 0 | 0 | 0 | 0 | 0 | 0 | 0 | 0 | 0 | 0 | 0 | 0 | 0 | 0 | 0 | 0 | 0 | 0 | 0 | 0 | 0 | 0 | 0 | 0 | 0 | 0 | 0 | 0 | 0 | 0 | 0 | 0 | 0 | 0 | 0 | 0 | 0 | 0 | 0 | 0 | 0 | 0 | 0 | 0 | 0 | 0
Equity bridge drawdown
|  |  |  | Model column counter | 0 | counter | 0 | 0 | 1 | 2 | 3 | 4 | 5 | 6 | 7 | 8 | 9 | 10 | 11 | 12 | 13 | 14 | 15 | 16 | 17 | 18 | 19 | 20 | 21 | 22 | 23 | 24 | 25 | 26 | 27 | 28 | 29 | 30 | 31 | 32 | 33 | 34 | 35 | 36 | 37 | 38 | 39 | 40 | 41 | 42 | 43 | 44 | 45 | 46 | 47 | 48 | 49 | 50 | 51 | 52 | 53 | 54 | 55 | 56
|  |  |  | Semi annually period number counter | 0 | counter | 0 | 0 | 1 | 1 | 1 | 1 | 1 | 1 | 2 | 2 | 2 | 2 | 2 | 2 | 3 | 3 | 3 | 3 | 3 | 3 | 4 | 4 | 4 | 4 | 4 | 4 | 5 | 5 | 5 | 5 | 5 | 5 | 6 | 6 | 6 | 6 | 6 | 6 | 7 | 7 | 7 | 7 | 7 | 7 | 8 | 8 | 8 | 8 | 8 | 8 | 9 | 9 | 9 | 9 | 9 | 9 | 10 | 10
|  |  |  | Equity bridge drawdown - masdar | 0 | USD 000s | 0 | 0 | 0 | 0 | 0 | 0 | 0 | 0 | 0 | 0 | 0 | 0 | 0 | 0 | 0 | 0 | 0 | 0 | 0 | 0 | 0 | 0 | 0 | 0 | 0 | 0 | 0 | 0 | 0 | 0 | 0 | 0 | 0 | 0 | 0 | 0 | 0 | 0 | 0 | 0 | 0 | 0 | 0 | 0 | 0 | 0 | 0 | 0 | 0 | 0 | 0 | 0 | 0 | 0 | 0 | 0 | 0 | 0
|  |  |  | Equity bridge drawdown - masdar s.a. |  | USD 000s | 0 |  | 0 | 0 | 0 | 0 | 0 | 0 | 0 | 0 | 0 | 0 | 0 | 0 | 0 | 0 | 0 | 0 | 0 | 0 | 0 | 0 | 0 | 0 | 0 | 0 | 0 | 0 | 0 | 0 | 0 | 0 | 0 | 0 | 0 | 0 | 0 | 0 | 0 | 0 | 0 | 0 | 0 | 0 | 0 | 0 | 0 | 0 | 0 | 0 | 0 | 0 | 0 | 0 | 0 | 0 | 0 | 0
|  |  |  | Model column counter | 0 | counter | 0 | 0 | 1 | 2 | 3 | 4 | 5 | 6 | 7 | 8 | 9 | 10 | 11 | 12 | 13 | 14 | 15 | 16 | 17 | 18 | 19 | 20 | 21 | 22 | 23 | 24 | 25 | 26 | 27 | 28 | 29 | 30 | 31 | 32 | 33 | 34 | 35 | 36 | 37 | 38 | 39 | 40 | 41 | 42 | 43 | 44 | 45 | 46 | 47 | 48 | 49 | 50 | 51 | 52 | 53 | 54 | 55 | 56
|  |  |  | Semi annually period number counter | 0 | counter | 0 | 0 | 1 | 1 | 1 | 1 | 1 | 1 | 2 | 2 | 2 | 2 | 2 | 2 | 3 | 3 | 3 | 3 | 3 | 3 | 4 | 4 | 4 | 4 | 4 | 4 | 5 | 5 | 5 | 5 | 5 | 5 | 6 | 6 | 6 | 6 | 6 | 6 | 7 | 7 | 7 | 7 | 7 | 7 | 8 | 8 | 8 | 8 | 8 | 8 | 9 | 9 | 9 | 9 | 9 | 9 | 10 | 10
|  |  |  | Equity bridge drawdown - [sponsor 2] | 0 | USD 000s | 0 | 0 | 0 | 0 | 0 | 0 | 0 | 0 | 0 | 0 | 0 | 0 | 0 | 0 | 0 | 0 | 0 | 0 | 0 | 0 | 0 | 0 | 0 | 0 | 0 | 0 | 0 | 0 | 0 | 0 | 0 | 0 | 0 | 0 | 0 | 0 | 0 | 0 | 0 | 0 | 0 | 0 | 0 | 0 | 0 | 0 | 0 | 0 | 0 | 0 | 0 | 0 | 0 | 0 | 0 | 0 | 0 | 0
|  |  |  | Equity bridge drawdown - [sponsor 2] s.a. |  | USD 000s | 0 |  | 0 | 0 | 0 | 0 | 0 | 0 | 0 | 0 | 0 | 0 | 0 | 0 | 0 | 0 | 0 | 0 | 0 | 0 | 0 | 0 | 0 | 0 | 0 | 0 | 0 | 0 | 0 | 0 | 0 | 0 | 0 | 0 | 0 | 0 | 0 | 0 | 0 | 0 | 0 | 0 | 0 | 0 | 0 | 0 | 0 | 0 | 0 | 0 | 0 | 0 | 0 | 0 | 0 | 0 | 0 | 0
|  |  |  | Equity bridge drawdown - masdar s.a. | 0 | USD 000s | 0 | 0 | 0 | 0 | 0 | 0 | 0 | 0 | 0 | 0 | 0 | 0 | 0 | 0 | 0 | 0 | 0 | 0 | 0 | 0 | 0 | 0 | 0 | 0 | 0 | 0 | 0 | 0 | 0 | 0 | 0 | 0 | 0 | 0 | 0 | 0 | 0 | 0 | 0 | 0 | 0 | 0 | 0 | 0 | 0 | 0 | 0 | 0 | 0 | 0 | 0 | 0 | 0 | 0 | 0 | 0 | 0 | 0
|  |  |  | Equity bridge drawdown - [sponsor 2] s.a. | 0 | USD 000s | 0 | 0 | 0 | 0 | 0 | 0 | 0 | 0 | 0 | 0 | 0 | 0 | 0 | 0 | 0 | 0 | 0 | 0 | 0 | 0 | 0 | 0 | 0 | 0 | 0 | 0 | 0 | 0 | 0 | 0 | 0 | 0 | 0 | 0 | 0 | 0 | 0 | 0 | 0 | 0 | 0 | 0 | 0 | 0 | 0 | 0 | 0 | 0 | 0 | 0 | 0 | 0 | 0 | 0 | 0 | 0 | 0 | 0
|  |  |  | Equity bridge drawdown s.a. |  | USD 000s | 0 |  | 0 | 0 | 0 | 0 | 0 | 0 | 0 | 0 | 0 | 0 | 0 | 0 | 0 | 0 | 0 | 0 | 0 | 0 | 0 | 0 | 0 | 0 | 0 | 0 | 0 | 0 | 0 | 0 | 0 | 0 | 0 | 0 | 0 | 0 | 0 | 0 | 0 | 0 | 0 | 0 | 0 | 0 | 0 | 0 | 0 | 0 | 0 | 0 | 0 | 0 | 0 | 0 | 0 | 0 | 0 | 0
Equity bridge interest and fees paid
|  |  |  | Model column counter | 0 | counter | 0 | 0 | 1 | 2 | 3 | 4 | 5 | 6 | 7 | 8 | 9 | 10 | 11 | 12 | 13 | 14 | 15 | 16 | 17 | 18 | 19 | 20 | 21 | 22 | 23 | 24 | 25 | 26 | 27 | 28 | 29 | 30 | 31 | 32 | 33 | 34 | 35 | 36 | 37 | 38 | 39 | 40 | 41 | 42 | 43 | 44 | 45 | 46 | 47 | 48 | 49 | 50 | 51 | 52 | 53 | 54 | 55 | 56
|  |  |  | Semi annually period number counter | 0 | counter | 0 | 0 | 1 | 1 | 1 | 1 | 1 | 1 | 2 | 2 | 2 | 2 | 2 | 2 | 3 | 3 | 3 | 3 | 3 | 3 | 4 | 4 | 4 | 4 | 4 | 4 | 5 | 5 | 5 | 5 | 5 | 5 | 6 | 6 | 6 | 6 | 6 | 6 | 7 | 7 | 7 | 7 | 7 | 7 | 8 | 8 | 8 | 8 | 8 | 8 | 9 | 9 | 9 | 9 | 9 | 9 | 10 | 10
|  |  |  | Equity bridge interest and fees paid - masdar | 0 | USD 000s | 0 | 0 | 0 | 0 | 0 | 0 | 0 | 0 | 0 | 0 | 0 | 0 | 0 | 0 | 0 | 0 | 0 | 0 | 0 | 0 | 0 | 0 | 0 | 0 | 0 | 0 | 0 | 0 | 0 | 0 | 0 | 0 | 0 | 0 | 0 | 0 | 0 | 0 | 0 | 0 | 0 | 0 | 0 | 0 | 0 | 0 | 0 | 0 | 0 | 0 | 0 | 0 | 0 | 0 | 0 | 0 | 0 | 0
|  |  |  | Equity bridge interest and fees paid - masdar s.a. POS |  | USD 000s | 0 |  | 0 | 0 | 0 | 0 | 0 | 0 | 0 | 0 | 0 | 0 | 0 | 0 | 0 | 0 | 0 | 0 | 0 | 0 | 0 | 0 | 0 | 0 | 0 | 0 | 0 | 0 | 0 | 0 | 0 | 0 | 0 | 0 | 0 | 0 | 0 | 0 | 0 | 0 | 0 | 0 | 0 | 0 | 0 | 0 | 0 | 0 | 0 | 0 | 0 | 0 | 0 | 0 | 0 | 0 | 0 | 0
|  |  |  | Model column counter | 0 | counter | 0 | 0 | 1 | 2 | 3 | 4 | 5 | 6 | 7 | 8 | 9 | 10 | 11 | 12 | 13 | 14 | 15 | 16 | 17 | 18 | 19 | 20 | 21 | 22 | 23 | 24 | 25 | 26 | 27 | 28 | 29 | 30 | 31 | 32 | 33 | 34 | 35 | 36 | 37 | 38 | 39 | 40 | 41 | 42 | 43 | 44 | 45 | 46 | 47 | 48 | 49 | 50 | 51 | 52 | 53 | 54 | 55 | 56
|  |  |  | Semi annually period number counter | 0 | counter | 0 | 0 | 1 | 1 | 1 | 1 | 1 | 1 | 2 | 2 | 2 | 2 | 2 | 2 | 3 | 3 | 3 | 3 | 3 | 3 | 4 | 4 | 4 | 4 | 4 | 4 | 5 | 5 | 5 | 5 | 5 | 5 | 6 | 6 | 6 | 6 | 6 | 6 | 7 | 7 | 7 | 7 | 7 | 7 | 8 | 8 | 8 | 8 | 8 | 8 | 9 | 9 | 9 | 9 | 9 | 9 | 10 | 10
|  |  |  | Equity bridge interest and fees paid - [sponsor 2] | 0 | USD 000s | 0 | 0 | 0 | 0 | 0 | 0 | 0 | 0 | 0 | 0 | 0 | 0 | 0 | 0 | 0 | 0 | 0 | 0 | 0 | 0 | 0 | 0 | 0 | 0 | 0 | 0 | 0 | 0 | 0 | 0 | 0 | 0 | 0 | 0 | 0 | 0 | 0 | 0 | 0 | 0 | 0 | 0 | 0 | 0 | 0 | 0 | 0 | 0 | 0 | 0 | 0 | 0 | 0 | 0 | 0 | 0 | 0 | 0
|  |  |  | Equity bridge interest and fees paid - [sponsor 2] s.a. POS |  | USD 000s | 0 |  | 0 | 0 | 0 | 0 | 0 | 0 | 0 | 0 | 0 | 0 | 0 | 0 | 0 | 0 | 0 | 0 | 0 | 0 | 0 | 0 | 0 | 0 | 0 | 0 | 0 | 0 | 0 | 0 | 0 | 0 | 0 | 0 | 0 | 0 | 0 | 0 | 0 | 0 | 0 | 0 | 0 | 0 | 0 | 0 | 0 | 0 | 0 | 0 | 0 | 0 | 0 | 0 | 0 | 0 | 0 | 0
|  |  |  | Equity bridge interest and fees paid - masdar s.a. POS | 0 | USD 000s | 0 | 0 | 0 | 0 | 0 | 0 | 0 | 0 | 0 | 0 | 0 | 0 | 0 | 0 | 0 | 0 | 0 | 0 | 0 | 0 | 0 | 0 | 0 | 0 | 0 | 0 | 0 | 0 | 0 | 0 | 0 | 0 | 0 | 0 | 0 | 0 | 0 | 0 | 0 | 0 | 0 | 0 | 0 | 0 | 0 | 0 | 0 | 0 | 0 | 0 | 0 | 0 | 0 | 0 | 0 | 0 | 0 | 0
|  |  |  | Equity bridge interest and fees paid - [sponsor 2] s.a. POS | 0 | USD 000s | 0 | 0 | 0 | 0 | 0 | 0 | 0 | 0 | 0 | 0 | 0 | 0 | 0 | 0 | 0 | 0 | 0 | 0 | 0 | 0 | 0 | 0 | 0 | 0 | 0 | 0 | 0 | 0 | 0 | 0 | 0 | 0 | 0 | 0 | 0 | 0 | 0 | 0 | 0 | 0 | 0 | 0 | 0 | 0 | 0 | 0 | 0 | 0 | 0 | 0 | 0 | 0 | 0 | 0 | 0 | 0 | 0 | 0
|  |  |  | Equity bridge interest and fees paid POS |  | USD 000s | 0 |  | 0 | 0 | 0 | 0 | 0 | 0 | 0 | 0 | 0 | 0 | 0 | 0 | 0 | 0 | 0 | 0 | 0 | 0 | 0 | 0 | 0 | 0 | 0 | 0 | 0 | 0 | 0 | 0 | 0 | 0 | 0 | 0 | 0 | 0 | 0 | 0 | 0 | 0 | 0 | 0 | 0 | 0 | 0 | 0 | 0 | 0 | 0 | 0 | 0 | 0 | 0 | 0 | 0 | 0 | 0 | 0
|  |  |  | Equity bridge interest and fees paid |  | USD 000s | 0 |  | 0 | 0 | 0 | 0 | 0 | 0 | 0 | 0 | 0 | 0 | 0 | 0 | 0 | 0 | 0 | 0 | 0 | 0 | 0 | 0 | 0 | 0 | 0 | 0 | 0 | 0 | 0 | 0 | 0 | 0 | 0 | 0 | 0 | 0 | 0 | 0 | 0 | 0 | 0 | 0 | 0 | 0 | 0 | 0 | 0 | 0 | 0 | 0 | 0 | 0 | 0 | 0 | 0 | 0 | 0 | 0
Equity bridge interest and fees rolled-up
|  |  |  | Model column counter | 0 | counter | 0 | 0 | 1 | 2 | 3 | 4 | 5 | 6 | 7 | 8 | 9 | 10 | 11 | 12 | 13 | 14 | 15 | 16 | 17 | 18 | 19 | 20 | 21 | 22 | 23 | 24 | 25 | 26 | 27 | 28 | 29 | 30 | 31 | 32 | 33 | 34 | 35 | 36 | 37 | 38 | 39 | 40 | 41 | 42 | 43 | 44 | 45 | 46 | 47 | 48 | 49 | 50 | 51 | 52 | 53 | 54 | 55 | 56
|  |  |  | Semi annually period number counter | 0 | counter | 0 | 0 | 1 | 1 | 1 | 1 | 1 | 1 | 2 | 2 | 2 | 2 | 2 | 2 | 3 | 3 | 3 | 3 | 3 | 3 | 4 | 4 | 4 | 4 | 4 | 4 | 5 | 5 | 5 | 5 | 5 | 5 | 6 | 6 | 6 | 6 | 6 | 6 | 7 | 7 | 7 | 7 | 7 | 7 | 8 | 8 | 8 | 8 | 8 | 8 | 9 | 9 | 9 | 9 | 9 | 9 | 10 | 10
|  |  |  | Equity bridge interest and fees rolled up - masdar | 0 | USD 000s | 0 | 0 | 0 | 0 | 0 | 0 | 0 | 0 | 0 | 0 | 0 | 0 | 0 | 0 | 0 | 0 | 0 | 0 | 0 | 0 | 0 | 0 | 0 | 0 | 0 | 0 | 0 | 0 | 0 | 0 | 0 | 0 | 0 | 0 | 0 | 0 | 0 | 0 | 0 | 0 | 0 | 0 | 0 | 0 | 0 | 0 | 0 | 0 | 0 | 0 | 0 | 0 | 0 | 0 | 0 | 0 | 0 | 0
|  |  |  | Equity bridge interest and fees rolled-up - masdar |  | USD 000s | 0 |  | 0 | 0 | 0 | 0 | 0 | 0 | 0 | 0 | 0 | 0 | 0 | 0 | 0 | 0 | 0 | 0 | 0 | 0 | 0 | 0 | 0 | 0 | 0 | 0 | 0 | 0 | 0 | 0 | 0 | 0 | 0 | 0 | 0 | 0 | 0 | 0 | 0 | 0 | 0 | 0 | 0 | 0 | 0 | 0 | 0 | 0 | 0 | 0 | 0 | 0 | 0 | 0 | 0 | 0 | 0 | 0
|  |  |  | Model column counter | 0 | counter | 0 | 0 | 1 | 2 | 3 | 4 | 5 | 6 | 7 | 8 | 9 | 10 | 11 | 12 | 13 | 14 | 15 | 16 | 17 | 18 | 19 | 20 | 21 | 22 | 23 | 24 | 25 | 26 | 27 | 28 | 29 | 30 | 31 | 32 | 33 | 34 | 35 | 36 | 37 | 38 | 39 | 40 | 41 | 42 | 43 | 44 | 45 | 46 | 47 | 48 | 49 | 50 | 51 | 52 | 53 | 54 | 55 | 56
|  |  |  | Semi annually period number counter | 0 | counter | 0 | 0 | 1 | 1 | 1 | 1 | 1 | 1 | 2 | 2 | 2 | 2 | 2 | 2 | 3 | 3 | 3 | 3 | 3 | 3 | 4 | 4 | 4 | 4 | 4 | 4 | 5 | 5 | 5 | 5 | 5 | 5 | 6 | 6 | 6 | 6 | 6 | 6 | 7 | 7 | 7 | 7 | 7 | 7 | 8 | 8 | 8 | 8 | 8 | 8 | 9 | 9 | 9 | 9 | 9 | 9 | 10 | 10
|  |  |  | Equity bridge interest and fees rolled up | 0 | USD 000s | 0 | 0 | 0 | 0 | 0 | 0 | 0 | 0 | 0 | 0 | 0 | 0 | 0 | 0 | 0 | 0 | 0 | 0 | 0 | 0 | 0 | 0 | 0 | 0 | 0 | 0 | 0 | 0 | 0 | 0 | 0 | 0 | 0 | 0 | 0 | 0 | 0 | 0 | 0 | 0 | 0 | 0 | 0 | 0 | 0 | 0 | 0 | 0 | 0 | 0 | 0 | 0 | 0 | 0 | 0 | 0 | 0 | 0
|  |  |  | Equity bridge interest and fees rolled-up - [sponsor 2] s.a. |  | USD 000s | 0 |  | 0 | 0 | 0 | 0 | 0 | 0 | 0 | 0 | 0 | 0 | 0 | 0 | 0 | 0 | 0 | 0 | 0 | 0 | 0 | 0 | 0 | 0 | 0 | 0 | 0 | 0 | 0 | 0 | 0 | 0 | 0 | 0 | 0 | 0 | 0 | 0 | 0 | 0 | 0 | 0 | 0 | 0 | 0 | 0 | 0 | 0 | 0 | 0 | 0 | 0 | 0 | 0 | 0 | 0 | 0 | 0
|  |  |  | Equity bridge interest and fees rolled-up - masdar | 0 | USD 000s | 0 | 0 | 0 | 0 | 0 | 0 | 0 | 0 | 0 | 0 | 0 | 0 | 0 | 0 | 0 | 0 | 0 | 0 | 0 | 0 | 0 | 0 | 0 | 0 | 0 | 0 | 0 | 0 | 0 | 0 | 0 | 0 | 0 | 0 | 0 | 0 | 0 | 0 | 0 | 0 | 0 | 0 | 0 | 0 | 0 | 0 | 0 | 0 | 0 | 0 | 0 | 0 | 0 | 0 | 0 | 0 | 0 | 0
|  |  |  | Equity bridge interest and fees rolled-up - [sponsor 2] s.a. | 0 | USD 000s | 0 | 0 | 0 | 0 | 0 | 0 | 0 | 0 | 0 | 0 | 0 | 0 | 0 | 0 | 0 | 0 | 0 | 0 | 0 | 0 | 0 | 0 | 0 | 0 | 0 | 0 | 0 | 0 | 0 | 0 | 0 | 0 | 0 | 0 | 0 | 0 | 0 | 0 | 0 | 0 | 0 | 0 | 0 | 0 | 0 | 0 | 0 | 0 | 0 | 0 | 0 | 0 | 0 | 0 | 0 | 0 | 0 | 0
|  |  |  | Equity bridge interest and fees rolled-up |  | USD 000s | 0 |  | 0 | 0 | 0 | 0 | 0 | 0 | 0 | 0 | 0 | 0 | 0 | 0 | 0 | 0 | 0 | 0 | 0 | 0 | 0 | 0 | 0 | 0 | 0 | 0 | 0 | 0 | 0 | 0 | 0 | 0 | 0 | 0 | 0 | 0 | 0 | 0 | 0 | 0 | 0 | 0 | 0 | 0 | 0 | 0 | 0 | 0 | 0 | 0 | 0 | 0 | 0 | 0 | 0 | 0 | 0 | 0
Equity bridge repayment
|  |  |  | Model column counter | 0 | counter | 0 | 0 | 1 | 2 | 3 | 4 | 5 | 6 | 7 | 8 | 9 | 10 | 11 | 12 | 13 | 14 | 15 | 16 | 17 | 18 | 19 | 20 | 21 | 22 | 23 | 24 | 25 | 26 | 27 | 28 | 29 | 30 | 31 | 32 | 33 | 34 | 35 | 36 | 37 | 38 | 39 | 40 | 41 | 42 | 43 | 44 | 45 | 46 | 47 | 48 | 49 | 50 | 51 | 52 | 53 | 54 | 55 | 56
|  |  |  | Semi annually period number counter | 0 | counter | 0 | 0 | 1 | 1 | 1 | 1 | 1 | 1 | 2 | 2 | 2 | 2 | 2 | 2 | 3 | 3 | 3 | 3 | 3 | 3 | 4 | 4 | 4 | 4 | 4 | 4 | 5 | 5 | 5 | 5 | 5 | 5 | 6 | 6 | 6 | 6 | 6 | 6 | 7 | 7 | 7 | 7 | 7 | 7 | 8 | 8 | 8 | 8 | 8 | 8 | 9 | 9 | 9 | 9 | 9 | 9 | 10 | 10
|  |  |  | Repayment of equity bridge - masdar | 0 | USD 000s | 0 | 0 | 0 | 0 | 0 | 0 | 0 | 0 | 0 | 0 | 0 | 0 | 0 | 0 | 0 | 0 | 0 | 0 | 0 | 0 | 0 | 0 | 0 | 0 | 0 | 0 | 0 | 0 | 0 | 0 | 0 | 0 | 0 | 0 | 0 | 0 | 0 | 0 | 0 | 0 | 0 | 0 | 0 | 0 | 0 | 0 | 0 | 0 | 0 | 0 | 0 | 0 | 0 | 0 | 0 | 0 | 0 | 0
|  |  |  | Repayment of equity bridge - construction - masdar s.a. POS |  | USD 000s | 0 |  | 0 | 0 | 0 | 0 | 0 | 0 | 0 | 0 | 0 | 0 | 0 | 0 | 0 | 0 | 0 | 0 | 0 | 0 | 0 | 0 | 0 | 0 | 0 | 0 | 0 | 0 | 0 | 0 | 0 | 0 | 0 | 0 | 0 | 0 | 0 | 0 | 0 | 0 | 0 | 0 | 0 | 0 | 0 | 0 | 0 | 0 | 0 | 0 | 0 | 0 | 0 | 0 | 0 | 0 | 0 | 0
|  |  |  | Model column counter | 0 | counter | 0 | 0 | 1 | 2 | 3 | 4 | 5 | 6 | 7 | 8 | 9 | 10 | 11 | 12 | 13 | 14 | 15 | 16 | 17 | 18 | 19 | 20 | 21 | 22 | 23 | 24 | 25 | 26 | 27 | 28 | 29 | 30 | 31 | 32 | 33 | 34 | 35 | 36 | 37 | 38 | 39 | 40 | 41 | 42 | 43 | 44 | 45 | 46 | 47 | 48 | 49 | 50 | 51 | 52 | 53 | 54 | 55 | 56
|  |  |  | Semi annually period number counter | 0 | counter | 0 | 0 | 1 | 1 | 1 | 1 | 1 | 1 | 2 | 2 | 2 | 2 | 2 | 2 | 3 | 3 | 3 | 3 | 3 | 3 | 4 | 4 | 4 | 4 | 4 | 4 | 5 | 5 | 5 | 5 | 5 | 5 | 6 | 6 | 6 | 6 | 6 | 6 | 7 | 7 | 7 | 7 | 7 | 7 | 8 | 8 | 8 | 8 | 8 | 8 | 9 | 9 | 9 | 9 | 9 | 9 | 10 | 10
|  |  |  | Repayment of equity bridge - [sponsor 2] | 0 | USD 000s | 0 | 0 | 0 | 0 | 0 | 0 | 0 | 0 | 0 | 0 | 0 | 0 | 0 | 0 | 0 | 0 | 0 | 0 | 0 | 0 | 0 | 0 | 0 | 0 | 0 | 0 | 0 | 0 | 0 | 0 | 0 | 0 | 0 | 0 | 0 | 0 | 0 | 0 | 0 | 0 | 0 | 0 | 0 | 0 | 0 | 0 | 0 | 0 | 0 | 0 | 0 | 0 | 0 | 0 | 0 | 0 | 0 | 0
|  |  |  | Repayment of equity bridge - construction - [sponsor 2] s.a. POS |  | USD 000s | 0 |  | 0 | 0 | 0 | 0 | 0 | 0 | 0 | 0 | 0 | 0 | 0 | 0 | 0 | 0 | 0 | 0 | 0 | 0 | 0 | 0 | 0 | 0 | 0 | 0 | 0 | 0 | 0 | 0 | 0 | 0 | 0 | 0 | 0 | 0 | 0 | 0 | 0 | 0 | 0 | 0 | 0 | 0 | 0 | 0 | 0 | 0 | 0 | 0 | 0 | 0 | 0 | 0 | 0 | 0 | 0 | 0
Share capital
|  |  |  | Model column counter | 0 | counter | 0 | 0 | 1 | 2 | 3 | 4 | 5 | 6 | 7 | 8 | 9 | 10 | 11 | 12 | 13 | 14 | 15 | 16 | 17 | 18 | 19 | 20 | 21 | 22 | 23 | 24 | 25 | 26 | 27 | 28 | 29 | 30 | 31 | 32 | 33 | 34 | 35 | 36 | 37 | 38 | 39 | 40 | 41 | 42 | 43 | 44 | 45 | 46 | 47 | 48 | 49 | 50 | 51 | 52 | 53 | 54 | 55 | 56
|  |  |  | Semi annually period number counter | 0 | counter | 0 | 0 | 1 | 1 | 1 | 1 | 1 | 1 | 2 | 2 | 2 | 2 | 2 | 2 | 3 | 3 | 3 | 3 | 3 | 3 | 4 | 4 | 4 | 4 | 4 | 4 | 5 | 5 | 5 | 5 | 5 | 5 | 6 | 6 | 6 | 6 | 6 | 6 | 7 | 7 | 7 | 7 | 7 | 7 | 8 | 8 | 8 | 8 | 8 | 8 | 9 | 9 | 9 | 9 | 9 | 9 | 10 | 10
|  |  |  | Share capital drawdown | 0 | USD 000s | 19500.7935 | 0 | 0 | 0 | 0 | 0 | 0 | 0 | 0 | 0 | 0 | 0 | 0 | 0 | 0 | 0 | 0 | 0 | 0 | 0 | 0 | 0 | 10472.3721 | 5900.5025 | 3127.9189 | 0 | 0 | 0 | 0 | 0 | 0 | 0 | 0 | 0 | 0 | 0 | 0 | 0 | 0 | 0 | 0 | 0 | 0 | 0 | 0 | 0 | 0 | 0 | 0 | 0 | 0 | 0 | 0 | 0 | 0 | 0 | 0 | 0
|  |  |  | Share capital drawdown s.a. |  | USD 000s | 19500.7935 |  | 0 | 0 | 0 | 19500.7935 | 0 | 0 | 0 | 0 | 0 | 0 | 0 | 0 | 0 | 0 | 0 | 0 | 0 | 0 | 0 | 0 | 0 | 0 | 0 | 0 | 0 | 0 | 0 | 0 | 0 | 0 | 0 | 0 | 0 | 0 | 0 | 0 | 0 | 0 | 0 | 0 | 0 | 0 | 0 | 0 | 0 | 0 | 0 | 0 | 0 | 0 | 0 | 0 | 0 | 0 | 0 | 0
Shareholder loan
|  |  |  | Model column counter | 0 | counter | 0 | 0 | 1 | 2 | 3 | 4 | 5 | 6 | 7 | 8 | 9 | 10 | 11 | 12 | 13 | 14 | 15 | 16 | 17 | 18 | 19 | 20 | 21 | 22 | 23 | 24 | 25 | 26 | 27 | 28 | 29 | 30 | 31 | 32 | 33 | 34 | 35 | 36 | 37 | 38 | 39 | 40 | 41 | 42 | 43 | 44 | 45 | 46 | 47 | 48 | 49 | 50 | 51 | 52 | 53 | 54 | 55 | 56
|  |  |  | Semi annually period number counter | 0 | counter | 0 | 0 | 1 | 1 | 1 | 1 | 1 | 1 | 2 | 2 | 2 | 2 | 2 | 2 | 3 | 3 | 3 | 3 | 3 | 3 | 4 | 4 | 4 | 4 | 4 | 4 | 5 | 5 | 5 | 5 | 5 | 5 | 6 | 6 | 6 | 6 | 6 | 6 | 7 | 7 | 7 | 7 | 7 | 7 | 8 | 8 | 8 | 8 | 8 | 8 | 9 | 9 | 9 | 9 | 9 | 9 | 10 | 10
|  |  |  | Shareholder loan drawdown | 0 | USD 000s | 58134.1987 | 0 | 0 | 0 | 0 | 0 | 0 | 0 | 0 | 0 | 0 | 0 | 0 | 0 | 0 | 0 | 0 | 0 | 0 | 0 | 0 | 0 | 31048.9346 | 17701.5075 | 9383.7567 | 0 | 0 | 0 | 0 | 0 | 0 | 0 | 0 | 0 | 0 | 0 | 0 | 0 | 0 | 0 | 0 | 0 | 0 | 0 | 0 | 0 | 0 | 0 | 0 | 0 | 0 | 0 | 0 | 0 | 0 | 0 | 0 | 0
|  |  |  | Shareholder loan drawdown - s.a. |  | USD 000s | 58134.1987 |  | 0 | 0 | 0 | 58134.1987 | 0 | 0 | 0 | 0 | 0 | 0 | 0 | 0 | 0 | 0 | 0 | 0 | 0 | 0 | 0 | 0 | 0 | 0 | 0 | 0 | 0 | 0 | 0 | 0 | 0 | 0 | 0 | 0 | 0 | 0 | 0 | 0 | 0 | 0 | 0 | 0 | 0 | 0 | 0 | 0 | 0 | 0 | 0 | 0 | 0 | 0 | 0 | 0 | 0 | 0 | 0 | 0
|  |  |  | Model column counter | 0 | counter | 0 | 0 | 1 | 2 | 3 | 4 | 5 | 6 | 7 | 8 | 9 | 10 | 11 | 12 | 13 | 14 | 15 | 16 | 17 | 18 | 19 | 20 | 21 | 22 | 23 | 24 | 25 | 26 | 27 | 28 | 29 | 30 | 31 | 32 | 33 | 34 | 35 | 36 | 37 | 38 | 39 | 40 | 41 | 42 | 43 | 44 | 45 | 46 | 47 | 48 | 49 | 50 | 51 | 52 | 53 | 54 | 55 | 56
|  |  |  | Semi annually period number counter | 0 | counter | 0 | 0 | 1 | 1 | 1 | 1 | 1 | 1 | 2 | 2 | 2 | 2 | 2 | 2 | 3 | 3 | 3 | 3 | 3 | 3 | 4 | 4 | 4 | 4 | 4 | 4 | 5 | 5 | 5 | 5 | 5 | 5 | 6 | 6 | 6 | 6 | 6 | 6 | 7 | 7 | 7 | 7 | 7 | 7 | 8 | 8 | 8 | 8 | 8 | 8 | 9 | 9 | 9 | 9 | 9 | 9 | 10 | 10
|  |  | Plus | Shareholder loan interest accrued and rolled up | 0 | USD 000s | 6737.8448 | 0 | 0 | 0 | 0 | 0 | 0 | 0 | 0 | 0 | 0 | 0 | 0 | 0 | 0 | 0 | 0 | 0 | 0 | 0 | 0 | 0 | 0 | 129.3706 | 203.6659 | 243.6135 | 244.6285 | 245.6478 | 246.6714 | 247.6992 | 248.7312 | 249.7676 | 250.8083 | 251.8533 | 252.9027 | 253.9565 | 255.0146 | 256.0772 | 257.1442 | 258.2156 | 259.2915 | 260.3719 | 261.4568 | 262.5462 | 263.6401 | 264.7386 | 265.8417 | 266.9494 | 268.0617 | 269.1786 | 0 | 0 | 0 | 0 | 0 | 0 | 0 | 0
|  |  |  | SHL interest and fee rolled up during construction s.a. |  | USD 000s | 6737.8448 |  | 0 | 0 | 0 | 576.6499 | 1483.1457 | 1520.6127 | 1559.0263 | 1598.4102 | 0 | 0 | 0 | 0 | 0 | 0 | 0 | 0 | 0 | 0 | 0 | 0 | 0 | 0 | 0 | 0 | 0 | 0 | 0 | 0 | 0 | 0 | 0 | 0 | 0 | 0 | 0 | 0 | 0 | 0 | 0 | 0 | 0 | 0 | 0 | 0 | 0 | 0 | 0 | 0 | 0 | 0 | 0 | 0 | 0 | 0 | 0 | 0
|  |  |  | Shareholder loan drawdown - s.a. | 0 | USD 000s | 58134.1987 | 0 | 0 | 0 | 0 | 58134.1987 | 0 | 0 | 0 | 0 | 0 | 0 | 0 | 0 | 0 | 0 | 0 | 0 | 0 | 0 | 0 | 0 | 0 | 0 | 0 | 0 | 0 | 0 | 0 | 0 | 0 | 0 | 0 | 0 | 0 | 0 | 0 | 0 | 0 | 0 | 0 | 0 | 0 | 0 | 0 | 0 | 0 | 0 | 0 | 0 | 0 | 0 | 0 | 0 | 0 | 0 | 0 | 0
|  |  |  | Additions to shareholder loan during construction s.a. |  | USD 000s | 58134.1987 |  | 0 | 0 | 0 | 58134.1987 | 0 | 0 | 0 | 0 | 0 | 0 | 0 | 0 | 0 | 0 | 0 | 0 | 0 | 0 | 0 | 0 | 0 | 0 | 0 | 0 | 0 | 0 | 0 | 0 | 0 | 0 | 0 | 0 | 0 | 0 | 0 | 0 | 0 | 0 | 0 | 0 | 0 | 0 | 0 | 0 | 0 | 0 | 0 | 0 | 0 | 0 | 0 | 0 | 0 | 0 | 0 | 0
Senior debt drawdown
|  |  |  | Model column counter | 0 | counter | 0 | 0 | 1 | 2 | 3 | 4 | 5 | 6 | 7 | 8 | 9 | 10 | 11 | 12 | 13 | 14 | 15 | 16 | 17 | 18 | 19 | 20 | 21 | 22 | 23 | 24 | 25 | 26 | 27 | 28 | 29 | 30 | 31 | 32 | 33 | 34 | 35 | 36 | 37 | 38 | 39 | 40 | 41 | 42 | 43 | 44 | 45 | 46 | 47 | 48 | 49 | 50 | 51 | 52 | 53 | 54 | 55 | 56
|  |  |  | Semi annually period number counter | 0 | counter | 0 | 0 | 1 | 1 | 1 | 1 | 1 | 1 | 2 | 2 | 2 | 2 | 2 | 2 | 3 | 3 | 3 | 3 | 3 | 3 | 4 | 4 | 4 | 4 | 4 | 4 | 5 | 5 | 5 | 5 | 5 | 5 | 6 | 6 | 6 | 6 | 6 | 6 | 7 | 7 | 7 | 7 | 7 | 7 | 8 | 8 | 8 | 8 | 8 | 8 | 9 | 9 | 9 | 9 | 9 | 9 | 10 | 10
|  |  |  | ADB drawdown | 0 | USD 000s | 26505.2054 | 0 | 0 | 0 | 0 | 0 | 0 | 0 | 0 | 0 | 0 | 0 | 0 | 0 | 0 | 0 | 0 | 0 | 0 | 0 | 0 | 0 | 0 | 0 | 3485.0941 | 7194.1293 | 5660.0852 | 2535.5754 | 1233.0109 | 75.2697 | 75.22 | 746.9074 | 38.5446 | 52.1765 | 1025.8823 | 10.6678 | 2.8396 | 720.7358 | 2.8396 | 2.8396 | 2.7898 | 2.8396 | 2.7898 | 769.359 | 2.8396 | 2.6903 | 2.8396 | 4.7593 | 2.8396 | 2849.6414 | 0 | 0 | 0 | 0 | 0 | 0 | 0 | 0
|  |  |  | ADB Loan drawdown s.a. |  | USD 000s | 26505.2054 |  | 0 | 0 | 0 | 10679.2234 | 10326.0686 | 1850.8466 | 783.4573 | 2865.6096 | 0 | 0 | 0 | 0 | 0 | 0 | 0 | 0 | 0 | 0 | 0 | 0 | 0 | 0 | 0 | 0 | 0 | 0 | 0 | 0 | 0 | 0 | 0 | 0 | 0 | 0 | 0 | 0 | 0 | 0 | 0 | 0 | 0 | 0 | 0 | 0 | 0 | 0 | 0 | 0 | 0 | 0 | 0 | 0 | 0 | 0 | 0 | 0
|  |  |  | Model column counter | 0 | counter | 0 | 0 | 1 | 2 | 3 | 4 | 5 | 6 | 7 | 8 | 9 | 10 | 11 | 12 | 13 | 14 | 15 | 16 | 17 | 18 | 19 | 20 | 21 | 22 | 23 | 24 | 25 | 26 | 27 | 28 | 29 | 30 | 31 | 32 | 33 | 34 | 35 | 36 | 37 | 38 | 39 | 40 | 41 | 42 | 43 | 44 | 45 | 46 | 47 | 48 | 49 | 50 | 51 | 52 | 53 | 54 | 55 | 56
|  |  |  | Semi annually period number counter | 0 | counter | 0 | 0 | 1 | 1 | 1 | 1 | 1 | 1 | 2 | 2 | 2 | 2 | 2 | 2 | 3 | 3 | 3 | 3 | 3 | 3 | 4 | 4 | 4 | 4 | 4 | 4 | 5 | 5 | 5 | 5 | 5 | 5 | 6 | 6 | 6 | 6 | 6 | 6 | 7 | 7 | 7 | 7 | 7 | 7 | 8 | 8 | 8 | 8 | 8 | 8 | 9 | 9 | 9 | 9 | 9 | 9 | 10 | 10
|  |  |  | EBRD drawdown | 0 | USD 000s | 34798.3079 | 0 | 0 | 0 | 0 | 0 | 0 | 0 | 0 | 0 | 0 | 0 | 0 | 0 | 0 | 0 | 0 | 0 | 0 | 0 | 0 | 0 | 0 | 0 | 4575.5306 | 9445.0702 | 7431.0455 | 3328.921 | 1618.8025 | 98.8205 | 98.7552 | 980.6041 | 50.6047 | 68.5018 | 1346.8664 | 14.0055 | 3.728 | 946.2438 | 3.728 | 3.728 | 3.6627 | 3.728 | 3.6627 | 1010.0805 | 3.728 | 3.532 | 3.728 | 6.2484 | 3.728 | 3741.2537 | 0 | 0 | 0 | 0 | 0 | 0 | 0 | 0
|  |  |  | EBRD drawdown s.a. |  | USD 000s | 34798.3079 |  | 0 | 0 | 0 | 14020.6008 | 13556.9488 | 2429.9502 | 1028.5899 | 3762.2181 | 0 | 0 | 0 | 0 | 0 | 0 | 0 | 0 | 0 | 0 | 0 | 0 | 0 | 0 | 0 | 0 | 0 | 0 | 0 | 0 | 0 | 0 | 0 | 0 | 0 | 0 | 0 | 0 | 0 | 0 | 0 | 0 | 0 | 0 | 0 | 0 | 0 | 0 | 0 | 0 | 0 | 0 | 0 | 0 | 0 | 0 | 0 | 0
|  |  |  | Model column counter | 0 | counter | 0 | 0 | 1 | 2 | 3 | 4 | 5 | 6 | 7 | 8 | 9 | 10 | 11 | 12 | 13 | 14 | 15 | 16 | 17 | 18 | 19 | 20 | 21 | 22 | 23 | 24 | 25 | 26 | 27 | 28 | 29 | 30 | 31 | 32 | 33 | 34 | 35 | 36 | 37 | 38 | 39 | 40 | 41 | 42 | 43 | 44 | 45 | 46 | 47 | 48 | 49 | 50 | 51 | 52 | 53 | 54 | 55 | 56
|  |  |  | Semi annually period number counter | 0 | counter | 0 | 0 | 1 | 1 | 1 | 1 | 1 | 1 | 2 | 2 | 2 | 2 | 2 | 2 | 3 | 3 | 3 | 3 | 3 | 3 | 4 | 4 | 4 | 4 | 4 | 4 | 5 | 5 | 5 | 5 | 5 | 5 | 6 | 6 | 6 | 6 | 6 | 6 | 7 | 7 | 7 | 7 | 7 | 7 | 8 | 8 | 8 | 8 | 8 | 8 | 9 | 9 | 9 | 9 | 9 | 9 | 10 | 10
|  |  |  | AIIB drawdown | 0 | USD 000s | 20431.0959 | 0 | 0 | 0 | 0 | 0 | 0 | 0 | 0 | 0 | 0 | 0 | 0 | 0 | 0 | 0 | 0 | 0 | 0 | 0 | 0 | 0 | 0 | 0 | 2686.4267 | 5545.4746 | 4362.9823 | 1954.5061 | 950.4459 | 58.0204 | 57.9821 | 575.7411 | 29.7115 | 40.2194 | 790.7843 | 8.2231 | 2.1888 | 555.5672 | 2.1888 | 2.1888 | 2.1505 | 2.1888 | 2.1505 | 593.0476 | 2.1888 | 2.0738 | 2.1888 | 3.6686 | 2.1888 | 2196.5985 | 0 | 0 | 0 | 0 | 0 | 0 | 0 | 0
|  |  |  | AIIB drawdown s.a. |  | USD 000s | 20431.0959 |  | 0 | 0 | 0 | 8231.9014 | 7959.6778 | 1426.6943 | 603.915 | 2208.9074 | 0 | 0 | 0 | 0 | 0 | 0 | 0 | 0 | 0 | 0 | 0 | 0 | 0 | 0 | 0 | 0 | 0 | 0 | 0 | 0 | 0 | 0 | 0 | 0 | 0 | 0 | 0 | 0 | 0 | 0 | 0 | 0 | 0 | 0 | 0 | 0 | 0 | 0 | 0 | 0 | 0 | 0 | 0 | 0 | 0 | 0 | 0 | 0
|  |  |  | Model column counter | 0 | counter | 0 | 0 | 1 | 2 | 3 | 4 | 5 | 6 | 7 | 8 | 9 | 10 | 11 | 12 | 13 | 14 | 15 | 16 | 17 | 18 | 19 | 20 | 21 | 22 | 23 | 24 | 25 | 26 | 27 | 28 | 29 | 30 | 31 | 32 | 33 | 34 | 35 | 36 | 37 | 38 | 39 | 40 | 41 | 42 | 43 | 44 | 45 | 46 | 47 | 48 | 49 | 50 | 51 | 52 | 53 | 54 | 55 | 56
|  |  |  | Semi annually period number counter | 0 | counter | 0 | 0 | 1 | 1 | 1 | 1 | 1 | 1 | 2 | 2 | 2 | 2 | 2 | 2 | 3 | 3 | 3 | 3 | 3 | 3 | 4 | 4 | 4 | 4 | 4 | 4 | 5 | 5 | 5 | 5 | 5 | 5 | 6 | 6 | 6 | 6 | 6 | 6 | 7 | 7 | 7 | 7 | 7 | 7 | 8 | 8 | 8 | 8 | 8 | 8 | 9 | 9 | 9 | 9 | 9 | 9 | 10 | 10
|  |  |  | EIB drawdown | 0 | USD 000s | 20431.0959 | 0 | 0 | 0 | 0 | 0 | 0 | 0 | 0 | 0 | 0 | 0 | 0 | 0 | 0 | 0 | 0 | 0 | 0 | 0 | 0 | 0 | 0 | 0 | 2686.4267 | 5545.4746 | 4362.9823 | 1954.5061 | 950.4459 | 58.0204 | 57.9821 | 575.7411 | 29.7115 | 40.2194 | 790.7843 | 8.2231 | 2.1888 | 555.5672 | 2.1888 | 2.1888 | 2.1505 | 2.1888 | 2.1505 | 593.0476 | 2.1888 | 2.0738 | 2.1888 | 3.6686 | 2.1888 | 2196.5985 | 0 | 0 | 0 | 0 | 0 | 0 | 0 | 0
|  |  |  | EIB drawdown s.a. |  | USD 000s | 20431.0959 |  | 0 | 0 | 0 | 8231.9014 | 7959.6778 | 1426.6943 | 603.915 | 2208.9074 | 0 | 0 | 0 | 0 | 0 | 0 | 0 | 0 | 0 | 0 | 0 | 0 | 0 | 0 | 0 | 0 | 0 | 0 | 0 | 0 | 0 | 0 | 0 | 0 | 0 | 0 | 0 | 0 | 0 | 0 | 0 | 0 | 0 | 0 | 0 | 0 | 0 | 0 | 0 | 0 | 0 | 0 | 0 | 0 | 0 | 0 | 0 | 0
Senior debt availability period balance
|  |  |  | Model period end date - monthly | 0 | date | 0 | 0 | 2021-07-31 | 2021-08-31 | 2021-09-30 | 2021-10-31 | 2021-11-30 | 2021-12-31 | 2022-01-31 | 2022-02-28 | 2022-03-31 | 2022-04-30 | 2022-05-31 | 2022-06-30 | 2022-07-31 | 2022-08-31 | 2022-09-30 | 2022-10-31 | 2022-11-30 | 2022-12-31 | 2023-01-31 | 2023-02-28 | 2023-03-31 | 2023-04-30 | 2023-05-31 | 2023-06-30 | 2023-07-31 | 2023-08-31 | 2023-09-30 | 2023-10-31 | 2023-11-30 | 2023-12-31 | 2024-01-31 | 2024-02-29 | 2024-03-31 | 2024-04-30 | 2024-05-31 | 2024-06-30 | 2024-07-31 | 2024-08-31 | 2024-09-30 | 2024-10-31 | 2024-11-30 | 2024-12-31 | 2025-01-31 | 2025-02-28 | 2025-03-31 | 2025-04-30 | 2025-05-31 | 2025-06-30 | 2025-07-31 | 2025-08-31 | 2025-09-30 | 2025-10-31 | 2025-11-30 | 2025-12-31 | 2026-01-31 | 2026-02-28
|  |  |  | Model period end date | 0 | date | 0 | 0 | 2021-12-31 | 2022-06-30 | 2022-12-31 | 2023-06-30 | 2023-12-31 | 2024-06-30 | 2024-12-31 | 2025-06-30 | 2025-12-31 | 2026-06-30 | 2026-12-31 | 2027-06-30 | 2027-12-31 | 2028-06-30 | 2028-12-31 | 2029-06-30 | 2029-12-31 | 2030-06-30 | 2030-12-31 | 2031-06-30 | 2031-12-31 | 2032-06-30 | 2032-12-31 | 2033-06-30 | 2033-12-31 | 2034-06-30 | 2034-12-31 | 2035-06-30 | 2035-12-31 | 2036-06-30 | 2036-12-31 | 2037-06-30 | 2037-12-31 | 2038-06-30 | 2038-12-31 | 2039-06-30 | 2039-12-31 | 2040-06-30 | 2040-12-31 | 2041-06-30 | 2041-12-31 | 2042-06-30 | 2042-12-31 | 2043-06-30 | 2043-12-31 | 2044-06-30 | 2044-12-31 | 2045-06-30 | 2045-12-31 | 2046-06-30 | 2046-12-31 | 2047-06-30 | 2047-12-31 | 2048-06-30 | 2048-12-31 | 2049-06-30
|  |  |  | ADB Loan availability period balance | 0 | USD 000s | 0 | 0 | 0 | 0 | 0 | 0 | 0 | 0 | 0 | 0 | 0 | 0 | 0 | 0 | 0 | 0 | 0 | 0 | 0 | 0 | 0 | 0 | 0 | 0 | 3485.0941 | 10679.2234 | 16339.3086 | 18874.884 | 20107.8949 | 20183.1646 | 20258.3846 | 21005.292 | 21043.8366 | 21096.0131 | 22121.8954 | 22132.5632 | 22135.4027 | 22856.1386 | 22858.9781 | 22861.8177 | 22864.6075 | 22867.447 | 22870.2368 | 23639.5958 | 23642.4354 | 23645.1257 | 23647.9652 | 23652.7245 | 23655.5641 | 0 | 0 | 0 | 0 | 0 | 0 | 0 | 0 | 0
|  |  |  | ADB Loan availability period balance s.a. |  | USD 000s |  |  | 0 | 0 | 0 | 10679.2234 | 21005.292 | 22856.1386 | 23639.5958 | 0 | 0 | 0 | 0 | 0 | 0 | 0 | 0 | 0 | 0 | 0 | 0 | 0 | 0 | 0 | 0 | 0 | 0 | 0 | 0 | 0 | 0 | 0 | 0 | 0 | 0 | 0 | 0 | 0 | 0 | 0 | 0 | 0 | 0 | 0 | 0 | 0 | 0 | 0 | 0 | 0 | 0 | 0 | 0 | 0 | 0 | 0 | 0 | 0
|  |  |  | Model period end date - monthly | 0 | date | 0 | 0 | 2021-07-31 | 2021-08-31 | 2021-09-30 | 2021-10-31 | 2021-11-30 | 2021-12-31 | 2022-01-31 | 2022-02-28 | 2022-03-31 | 2022-04-30 | 2022-05-31 | 2022-06-30 | 2022-07-31 | 2022-08-31 | 2022-09-30 | 2022-10-31 | 2022-11-30 | 2022-12-31 | 2023-01-31 | 2023-02-28 | 2023-03-31 | 2023-04-30 | 2023-05-31 | 2023-06-30 | 2023-07-31 | 2023-08-31 | 2023-09-30 | 2023-10-31 | 2023-11-30 | 2023-12-31 | 2024-01-31 | 2024-02-29 | 2024-03-31 | 2024-04-30 | 2024-05-31 | 2024-06-30 | 2024-07-31 | 2024-08-31 | 2024-09-30 | 2024-10-31 | 2024-11-30 | 2024-12-31 | 2025-01-31 | 2025-02-28 | 2025-03-31 | 2025-04-30 | 2025-05-31 | 2025-06-30 | 2025-07-31 | 2025-08-31 | 2025-09-30 | 2025-10-31 | 2025-11-30 | 2025-12-31 | 2026-01-31 | 2026-02-28
|  |  |  | Model period end date | 0 | date | 0 | 0 | 2021-12-31 | 2022-06-30 | 2022-12-31 | 2023-06-30 | 2023-12-31 | 2024-06-30 | 2024-12-31 | 2025-06-30 | 2025-12-31 | 2026-06-30 | 2026-12-31 | 2027-06-30 | 2027-12-31 | 2028-06-30 | 2028-12-31 | 2029-06-30 | 2029-12-31 | 2030-06-30 | 2030-12-31 | 2031-06-30 | 2031-12-31 | 2032-06-30 | 2032-12-31 | 2033-06-30 | 2033-12-31 | 2034-06-30 | 2034-12-31 | 2035-06-30 | 2035-12-31 | 2036-06-30 | 2036-12-31 | 2037-06-30 | 2037-12-31 | 2038-06-30 | 2038-12-31 | 2039-06-30 | 2039-12-31 | 2040-06-30 | 2040-12-31 | 2041-06-30 | 2041-12-31 | 2042-06-30 | 2042-12-31 | 2043-06-30 | 2043-12-31 | 2044-06-30 | 2044-12-31 | 2045-06-30 | 2045-12-31 | 2046-06-30 | 2046-12-31 | 2047-06-30 | 2047-12-31 | 2048-06-30 | 2048-12-31 | 2049-06-30
|  |  |  | EBRD availability period balance | 0 | USD 000s | 0 | 0 | 0 | 0 | 0 | 0 | 0 | 0 | 0 | 0 | 0 | 0 | 0 | 0 | 0 | 0 | 0 | 0 | 0 | 0 | 0 | 0 | 0 | 0 | 4575.5306 | 14020.6008 | 21451.6463 | 24780.5672 | 26399.3697 | 26498.1903 | 26596.9455 | 27577.5496 | 27628.1543 | 27696.6561 | 29043.5224 | 29057.528 | 29061.256 | 30007.4998 | 30011.2278 | 30014.9558 | 30018.6185 | 30022.3465 | 30026.0092 | 31036.0898 | 31039.8178 | 31043.3498 | 31047.0778 | 31053.3262 | 31057.0542 | 0 | 0 | 0 | 0 | 0 | 0 | 0 | 0 | 0
|  |  |  | EBRD availability period balance s.a. |  | USD 000s |  |  | 0 | 0 | 0 | 14020.6008 | 27577.5496 | 30007.4998 | 31036.0898 | 0 | 0 | 0 | 0 | 0 | 0 | 0 | 0 | 0 | 0 | 0 | 0 | 0 | 0 | 0 | 0 | 0 | 0 | 0 | 0 | 0 | 0 | 0 | 0 | 0 | 0 | 0 | 0 | 0 | 0 | 0 | 0 | 0 | 0 | 0 | 0 | 0 | 0 | 0 | 0 | 0 | 0 | 0 | 0 | 0 | 0 | 0 | 0 | 0
|  |  |  | Model period end date - monthly | 0 | date | 0 | 0 | 2021-07-31 | 2021-08-31 | 2021-09-30 | 2021-10-31 | 2021-11-30 | 2021-12-31 | 2022-01-31 | 2022-02-28 | 2022-03-31 | 2022-04-30 | 2022-05-31 | 2022-06-30 | 2022-07-31 | 2022-08-31 | 2022-09-30 | 2022-10-31 | 2022-11-30 | 2022-12-31 | 2023-01-31 | 2023-02-28 | 2023-03-31 | 2023-04-30 | 2023-05-31 | 2023-06-30 | 2023-07-31 | 2023-08-31 | 2023-09-30 | 2023-10-31 | 2023-11-30 | 2023-12-31 | 2024-01-31 | 2024-02-29 | 2024-03-31 | 2024-04-30 | 2024-05-31 | 2024-06-30 | 2024-07-31 | 2024-08-31 | 2024-09-30 | 2024-10-31 | 2024-11-30 | 2024-12-31 | 2025-01-31 | 2025-02-28 | 2025-03-31 | 2025-04-30 | 2025-05-31 | 2025-06-30 | 2025-07-31 | 2025-08-31 | 2025-09-30 | 2025-10-31 | 2025-11-30 | 2025-12-31 | 2026-01-31 | 2026-02-28
|  |  |  | Model period end date | 0 | date | 0 | 0 | 2021-12-31 | 2022-06-30 | 2022-12-31 | 2023-06-30 | 2023-12-31 | 2024-06-30 | 2024-12-31 | 2025-06-30 | 2025-12-31 | 2026-06-30 | 2026-12-31 | 2027-06-30 | 2027-12-31 | 2028-06-30 | 2028-12-31 | 2029-06-30 | 2029-12-31 | 2030-06-30 | 2030-12-31 | 2031-06-30 | 2031-12-31 | 2032-06-30 | 2032-12-31 | 2033-06-30 | 2033-12-31 | 2034-06-30 | 2034-12-31 | 2035-06-30 | 2035-12-31 | 2036-06-30 | 2036-12-31 | 2037-06-30 | 2037-12-31 | 2038-06-30 | 2038-12-31 | 2039-06-30 | 2039-12-31 | 2040-06-30 | 2040-12-31 | 2041-06-30 | 2041-12-31 | 2042-06-30 | 2042-12-31 | 2043-06-30 | 2043-12-31 | 2044-06-30 | 2044-12-31 | 2045-06-30 | 2045-12-31 | 2046-06-30 | 2046-12-31 | 2047-06-30 | 2047-12-31 | 2048-06-30 | 2048-12-31 | 2049-06-30
|  |  |  | AIIB availability period balance | 0 | USD 000s | 0 | 0 | 0 | 0 | 0 | 0 | 0 | 0 | 0 | 0 | 0 | 0 | 0 | 0 | 0 | 0 | 0 | 0 | 0 | 0 | 0 | 0 | 0 | 0 | 2686.4267 | 8231.9014 | 12594.8837 | 14549.3898 | 15499.8357 | 15557.8561 | 15615.8381 | 16191.5792 | 16221.2907 | 16261.5101 | 17052.2944 | 17060.5175 | 17062.7063 | 17618.2735 | 17620.4623 | 17622.6511 | 17624.8016 | 17626.9904 | 17629.1409 | 18222.1885 | 18224.3773 | 18226.4511 | 18228.6399 | 18232.3085 | 18234.4973 | 0 | 0 | 0 | 0 | 0 | 0 | 0 | 0 | 0
|  |  |  | AIIB availability period balance s.a. |  | USD 000s |  |  | 0 | 0 | 0 | 8231.9014 | 16191.5792 | 17618.2735 | 18222.1885 | 0 | 0 | 0 | 0 | 0 | 0 | 0 | 0 | 0 | 0 | 0 | 0 | 0 | 0 | 0 | 0 | 0 | 0 | 0 | 0 | 0 | 0 | 0 | 0 | 0 | 0 | 0 | 0 | 0 | 0 | 0 | 0 | 0 | 0 | 0 | 0 | 0 | 0 | 0 | 0 | 0 | 0 | 0 | 0 | 0 | 0 | 0 | 0 | 0
|  |  |  | Model period end date - monthly | 0 | date | 0 | 0 | 2021-07-31 | 2021-08-31 | 2021-09-30 | 2021-10-31 | 2021-11-30 | 2021-12-31 | 2022-01-31 | 2022-02-28 | 2022-03-31 | 2022-04-30 | 2022-05-31 | 2022-06-30 | 2022-07-31 | 2022-08-31 | 2022-09-30 | 2022-10-31 | 2022-11-30 | 2022-12-31 | 2023-01-31 | 2023-02-28 | 2023-03-31 | 2023-04-30 | 2023-05-31 | 2023-06-30 | 2023-07-31 | 2023-08-31 | 2023-09-30 | 2023-10-31 | 2023-11-30 | 2023-12-31 | 2024-01-31 | 2024-02-29 | 2024-03-31 | 2024-04-30 | 2024-05-31 | 2024-06-30 | 2024-07-31 | 2024-08-31 | 2024-09-30 | 2024-10-31 | 2024-11-30 | 2024-12-31 | 2025-01-31 | 2025-02-28 | 2025-03-31 | 2025-04-30 | 2025-05-31 | 2025-06-30 | 2025-07-31 | 2025-08-31 | 2025-09-30 | 2025-10-31 | 2025-11-30 | 2025-12-31 | 2026-01-31 | 2026-02-28
|  |  |  | Model period end date | 0 | date | 0 | 0 | 2021-12-31 | 2022-06-30 | 2022-12-31 | 2023-06-30 | 2023-12-31 | 2024-06-30 | 2024-12-31 | 2025-06-30 | 2025-12-31 | 2026-06-30 | 2026-12-31 | 2027-06-30 | 2027-12-31 | 2028-06-30 | 2028-12-31 | 2029-06-30 | 2029-12-31 | 2030-06-30 | 2030-12-31 | 2031-06-30 | 2031-12-31 | 2032-06-30 | 2032-12-31 | 2033-06-30 | 2033-12-31 | 2034-06-30 | 2034-12-31 | 2035-06-30 | 2035-12-31 | 2036-06-30 | 2036-12-31 | 2037-06-30 | 2037-12-31 | 2038-06-30 | 2038-12-31 | 2039-06-30 | 2039-12-31 | 2040-06-30 | 2040-12-31 | 2041-06-30 | 2041-12-31 | 2042-06-30 | 2042-12-31 | 2043-06-30 | 2043-12-31 | 2044-06-30 | 2044-12-31 | 2045-06-30 | 2045-12-31 | 2046-06-30 | 2046-12-31 | 2047-06-30 | 2047-12-31 | 2048-06-30 | 2048-12-31 | 2049-06-30
|  |  |  | EIB availability period balance | 0 | USD 000s | 0 | 0 | 0 | 0 | 0 | 0 | 0 | 0 | 0 | 0 | 0 | 0 | 0 | 0 | 0 | 0 | 0 | 0 | 0 | 0 | 0 | 0 | 0 | 0 | 2686.4267 | 8231.9014 | 12594.8837 | 14549.3898 | 15499.8357 | 15557.8561 | 15615.8381 | 16191.5792 | 16221.2907 | 16261.5101 | 17052.2944 | 17060.5175 | 17062.7063 | 17618.2735 | 17620.4623 | 17622.6511 | 17624.8016 | 17626.9904 | 17629.1409 | 18222.1885 | 18224.3773 | 18226.4511 | 18228.6399 | 18232.3085 | 18234.4973 | 0 | 0 | 0 | 0 | 0 | 0 | 0 | 0 | 0
|  |  |  | EIB availability period balance s.a. |  | USD 000s |  |  | 0 | 0 | 0 | 8231.9014 | 16191.5792 | 17618.2735 | 18222.1885 | 0 | 0 | 0 | 0 | 0 | 0 | 0 | 0 | 0 | 0 | 0 | 0 | 0 | 0 | 0 | 0 | 0 | 0 | 0 | 0 | 0 | 0 | 0 | 0 | 0 | 0 | 0 | 0 | 0 | 0 | 0 | 0 | 0 | 0 | 0 | 0 | 0 | 0 | 0 | 0 | 0 | 0 | 0 | 0 | 0 | 0 | 0 | 0 | 0
Standby equity
|  |  |  | Model column counter | 0 | counter | 0 | 0 | 1 | 2 | 3 | 4 | 5 | 6 | 7 | 8 | 9 | 10 | 11 | 12 | 13 | 14 | 15 | 16 | 17 | 18 | 19 | 20 | 21 | 22 | 23 | 24 | 25 | 26 | 27 | 28 | 29 | 30 | 31 | 32 | 33 | 34 | 35 | 36 | 37 | 38 | 39 | 40 | 41 | 42 | 43 | 44 | 45 | 46 | 47 | 48 | 49 | 50 | 51 | 52 | 53 | 54 | 55 | 56
|  |  |  | Semi annually period number counter | 0 | counter | 0 | 0 | 1 | 1 | 1 | 1 | 1 | 1 | 2 | 2 | 2 | 2 | 2 | 2 | 3 | 3 | 3 | 3 | 3 | 3 | 4 | 4 | 4 | 4 | 4 | 4 | 5 | 5 | 5 | 5 | 5 | 5 | 6 | 6 | 6 | 6 | 6 | 6 | 7 | 7 | 7 | 7 | 7 | 7 | 8 | 8 | 8 | 8 | 8 | 8 | 9 | 9 | 9 | 9 | 9 | 9 | 10 | 10
|  |  |  | Standby equity drawdown | 0 | USD 000s | 0 | 0 | 0 | 0 | 0 | 0 | 0 | 0 | 0 | 0 | 0 | 0 | 0 | 0 | 0 | 0 | 0 | 0 | 0 | 0 | 0 | 0 | 0 | 0 | 0 | 0 | 0 | 0 | 0 | 0 | 0 | 0 | 0 | 0 | 0 | 0 | 0 | 0 | 0 | 0 | 0 | 0 | 0 | 0 | 0 | 0 | 0 | 0 | 0 | 0 | 0 | 0 | 0 | 0 | 0 | 0 | 0 | 0
|  |  |  | Standby equity drawdown s.a. |  | USD 000s | 0 |  | 0 | 0 | 0 | 0 | 0 | 0 | 0 | 0 | 0 | 0 | 0 | 0 | 0 | 0 | 0 | 0 | 0 | 0 | 0 | 0 | 0 | 0 | 0 | 0 | 0 | 0 | 0 | 0 | 0 | 0 | 0 | 0 | 0 | 0 | 0 | 0 | 0 | 0 | 0 | 0 | 0 | 0 | 0 | 0 | 0 | 0 | 0 | 0 | 0 | 0 | 0 | 0 | 0 | 0 | 0 | 0
SHAREHOLDER IRR
LNTP cashflow
|  |  |  | LNTP amount | 0 | USD 000s
|  |  |  | LNTP USD s-curve | 0% | % | bar: 0 to 56
|  |  |  | LNTP cashflow |  | USD 000s | 0 |  | 0 | 0 | 0 | 0 | 0 | 0 | 0 | 0 | 0 | 0 | 0 | 0 | 0 | 0 | 0 | 0 | 0 | 0 | 0 | 0 | 0 | 0 | 0 | 0 | 0 | 0 | 0 | 0 | 0 | 0 | 0 | 0 | 0 | 0 | 0 | 0 | 0 | 0 | 0 | 0 | 0 | 0 | 0 | 0 | 0 | 0 | 0 | 0 | 0 | 0 | 0 | 0 | 0 | 0 | 0 | 0
Shareholder cashflow for IRR - Project Co
|  |  |  | Share capital drawdown | 0 | USD 000s | 19500.7935 | 0 | 0 | 0 | 0 | 0 | 0 | 0 | 0 | 0 | 0 | 0 | 0 | 0 | 0 | 0 | 0 | 0 | 0 | 0 | 0 | 0 | 10472.3721 | 5900.5025 | 3127.9189 | 0 | 0 | 0 | 0 | 0 | 0 | 0 | 0 | 0 | 0 | 0 | 0 | 0 | 0 | 0 | 0 | 0 | 0 | 0 | 0 | 0 | 0 | 0 | 0 | 0 | 0 | 0 | 0 | 0 | 0 | 0 | 0 | 0
|  |  |  | Shareholder loan drawdown | 0 | USD 000s | 58134.1987 | 0 | 0 | 0 | 0 | 0 | 0 | 0 | 0 | 0 | 0 | 0 | 0 | 0 | 0 | 0 | 0 | 0 | 0 | 0 | 0 | 0 | 31048.9346 | 17701.5075 | 9383.7567 | 0 | 0 | 0 | 0 | 0 | 0 | 0 | 0 | 0 | 0 | 0 | 0 | 0 | 0 | 0 | 0 | 0 | 0 | 0 | 0 | 0 | 0 | 0 | 0 | 0 | 0 | 0 | 0 | 0 | 0 | 0 | 0 | 0
|  |  |  | Standby equity drawdown | 0 | USD 000s | 0 | 0 | 0 | 0 | 0 | 0 | 0 | 0 | 0 | 0 | 0 | 0 | 0 | 0 | 0 | 0 | 0 | 0 | 0 | 0 | 0 | 0 | 0 | 0 | 0 | 0 | 0 | 0 | 0 | 0 | 0 | 0 | 0 | 0 | 0 | 0 | 0 | 0 | 0 | 0 | 0 | 0 | 0 | 0 | 0 | 0 | 0 | 0 | 0 | 0 | 0 | 0 | 0 | 0 | 0 | 0 | 0 | 0
|  |  |  | Shareholder cashflow for IRR - Project Co |  | USD 000s | -77634.9922 |  | 0 | 0 | 0 | 0 | 0 | 0 | 0 | 0 | 0 | 0 | 0 | 0 | 0 | 0 | 0 | 0 | 0 | 0 | 0 | 0 | -41521.3067 | -23602.0099 | -12511.6756 | 0 | 0 | 0 | 0 | 0 | 0 | 0 | 0 | 0 | 0 | 0 | 0 | 0 | 0 | 0 | 0 | 0 | 0 | 0 | 0 | 0 | 0 | 0 | 0 | 0 | 0 | 0 | 0 | 0 | 0 | 0 | 0 | 0
Shareholder cashflow for IRR - Hold Co
|  |  |  | Holdco cashflow for IRR - Masdar adjusted | 0 | USD 000s | 0 | 0 | 0 | 0 | 0 | 0 | 0 | 0 | 0 | 0 | 0 | 0 | 0 | 0 | 0 | 0 | 0 | 0 | 0 | 0 | 0 | 0 | 0 | 0 | 0 | 0 | 0 | 0 | 0 | 0 | 0 | 0 | 0 | 0 | 0 | 0 | 0 | 0 | 0 | 0 | 0 | 0 | 0 | 0 | 0 | 0 | 0 | 0 | 0 | 0 | 0 | 0 | 0 | 0 | 0 | 0 | 0 | 0
|  |  |  | Standby equity drawdown | 0 | USD 000s | 0 | 0 | 0 | 0 | 0 | 0 | 0 | 0 | 0 | 0 | 0 | 0 | 0 | 0 | 0 | 0 | 0 | 0 | 0 | 0 | 0 | 0 | 0 | 0 | 0 | 0 | 0 | 0 | 0 | 0 | 0 | 0 | 0 | 0 | 0 | 0 | 0 | 0 | 0 | 0 | 0 | 0 | 0 | 0 | 0 | 0 | 0 | 0 | 0 | 0 | 0 | 0 | 0 | 0 | 0 | 0 | 0 | 0
|  |  |  | Shareholder cashflow for IRR - Hold Co |  | USD 000s | 0 |  | 0 | 0 | 0 | 0 | 0 | 0 | 0 | 0 | 0 | 0 | 0 | 0 | 0 | 0 | 0 | 0 | 0 | 0 | 0 | 0 | 0 | 0 | 0 | 0 | 0 | 0 | 0 | 0 | 0 | 0 | 0 | 0 | 0 | 0 | 0 | 0 | 0 | 0 | 0 | 0 | 0 | 0 | 0 | 0 | 0 | 0 | 0 | 0 | 0 | 0 | 0 | 0 | 0 | 0 | 0 | 0 | 0 | 0 | 0 | 0 | 0 | 0 | 0 | 0 | 0 | 0 | 0 | 0 | 0 | 0 | 0 | 0 | 0 | 0 | 0 | 0 | 0 | 0 | 0 | 0 | 0 | 0 | 0 | 0 | 0 | 0 | 0 | 0 | 0 | 0 | 0 | 0 | 0 | 0 | 0 | 0 | 0 | 0 | 0
Shareholder cashflows Project Co / Hold Co
|  |  |  | Holdco EBL active | 0 | 1 = active, 0 = inactive
|  |  |  | Shareholder cashflow for IRR - Project Co | 0 | USD 000s | -77634.9922 | 0 | 0 | 0 | 0 | 0 | 0 | 0 | 0 | 0 | 0 | 0 | 0 | 0 | 0 | 0 | 0 | 0 | 0 | 0 | 0 | 0 | -41521.3067 | -23602.0099 | -12511.6756 | 0 | 0 | 0 | 0 | 0 | 0 | 0 | 0 | 0 | 0 | 0 | 0 | 0 | 0 | 0 | 0 | 0 | 0 | 0 | 0 | 0 | 0 | 0 | 0 | 0 | 0 | 0 | 0 | 0 | 0 | 0 | 0 | 0
|  |  |  | Shareholder cashflow for IRR - Hold Co | 0 | USD 000s | 0 | 0 | 0 | 0 | 0 | 0 | 0 | 0 | 0 | 0 | 0 | 0 | 0 | 0 | 0 | 0 | 0 | 0 | 0 | 0 | 0 | 0 | 0 | 0 | 0 | 0 | 0 | 0 | 0 | 0 | 0 | 0 | 0 | 0 | 0 | 0 | 0 | 0 | 0 | 0 | 0 | 0 | 0 | 0 | 0 | 0 | 0 | 0 | 0 | 0 | 0 | 0 | 0 | 0 | 0 | 0 | 0 | 0
|  |  |  | Shareholder cashflows Project Co / Hold Co |  | USD 000s | -77634.9922 |  | 0 | 0 | 0 | 0 | 0 | 0 | 0 | 0 | 0 | 0 | 0 | 0 | 0 | 0 | 0 | 0 | 0 | 0 | 0 | 0 | -41521.3067 | -23602.0099 | -12511.6756 | 0 | 0 | 0 | 0 | 0 | 0 | 0 | 0 | 0 | 0 | 0 | 0 | 0 | 0 | 0 | 0 | 0 | 0 | 0 | 0 | 0 | 0 | 0 | 0 | 0 | 0 | 0 | 0 | 0 | 0 | 0 | 0 | 0
Net cashflow to / (from) equity during construction
|  |  |  | Shareholder cashflows Project Co / Hold Co | 0 | USD 000s | -77634.9922 | 0 | 0 | 0 | 0 | 0 | 0 | 0 | 0 | 0 | 0 | 0 | 0 | 0 | 0 | 0 | 0 | 0 | 0 | 0 | 0 | 0 | -41521.3067 | -23602.0099 | -12511.6756 | 0 | 0 | 0 | 0 | 0 | 0 | 0 | 0 | 0 | 0 | 0 | 0 | 0 | 0 | 0 | 0 | 0 | 0 | 0 | 0 | 0 | 0 | 0 | 0 | 0 | 0 | 0 | 0 | 0 | 0 | 0 | 0 | 0
|  |  |  | Development fee | 0 | USD 000s | 8990.0349 | 0 | 0 | 0 | 0 | 0 | 0 | 0 | 0 | 0 | 0 | 0 | 0 | 0 | 0 | 0 | 0 | 0 | 0 | 0 | 0 | 0 | 8990.0349 | 0 | 0 | 0 | 0 | 0 | 0 | 0 | 0 | 0 | 0 | 0 | 0 | 0 | 0 | 0 | 0 | 0 | 0 | 0 | 0 | 0 | 0 | 0 | 0 | 0 | 0 | 0 | 0 | 0 | 0 | 0 | 0 | 0 | 0 | 0
|  |  |  | [Spare] | 0 | USD 000s | 0 | 0 | 0 | 0 | 0 | 0 | 0 | 0 | 0 | 0 | 0 | 0 | 0 | 0 | 0 | 0 | 0 | 0 | 0 | 0 | 0 | 0 | 0 | 0 | 0 | 0 | 0 | 0 | 0 | 0 | 0 | 0 | 0 | 0 | 0 | 0 | 0 | 0 | 0 | 0 | 0 | 0 | 0 | 0 | 0 | 0 | 0 | 0 | 0 | 0 | 0 | 0 | 0 | 0 | 0 | 0 | 0 | 0
|  |  |  | [Spare] | 0 | USD 000s | 0 | 0 | 0 | 0 | 0 | 0 | 0 | 0 | 0 | 0 | 0 | 0 | 0 | 0 | 0 | 0 | 0 | 0 | 0 | 0 | 0 | 0 | 0 | 0 | 0 | 0 | 0 | 0 | 0 | 0 | 0 | 0 | 0 | 0 | 0 | 0 | 0 | 0 | 0 | 0 | 0 | 0 | 0 | 0 | 0 | 0 | 0 | 0 | 0 | 0 | 0 | 0 | 0 | 0 | 0 | 0 | 0 | 0
|  |  |  | LNTP cashflow | 0 | USD 000s | 0 | 0 | 0 | 0 | 0 | 0 | 0 | 0 | 0 | 0 | 0 | 0 | 0 | 0 | 0 | 0 | 0 | 0 | 0 | 0 | 0 | 0 | 0 | 0 | 0 | 0 | 0 | 0 | 0 | 0 | 0 | 0 | 0 | 0 | 0 | 0 | 0 | 0 | 0 | 0 | 0 | 0 | 0 | 0 | 0 | 0 | 0 | 0 | 0 | 0 | 0 | 0 | 0 | 0 | 0 | 0 | 0 | 0
|  |  |  | EPC premium | 0 | USD 000s | 0 | 0 | 0 | 0 | 0 | 0 | 0 | 0 | 0 | 0 | 0 | 0 | 0 | 0 | 0 | 0 | 0 | 0 | 0 | 0 | 0 | 0 | 0 | 0 | 0 | 0 | 0 | 0 | 0 | 0 | 0 | 0 | 0 | 0 | 0 | 0 | 0 | 0 | 0 | 0 | 0 | 0 | 0 | 0 | 0 | 0 | 0 | 0 | 0 | 0 | 0 | 0 | 0 | 0 | 0 | 0 | 0 | 0
|  |  |  | Shareholder cashflows post adjustments |  | USD 000s | -68644.9573 |  | 0 | 0 | 0 | 0 | 0 | 0 | 0 | 0 | 0 | 0 | 0 | 0 | 0 | 0 | 0 | 0 | 0 | 0 | 0 | 0 | -32531.2718 | -23602.0099 | -12511.6756 | 0 | 0 | 0 | 0 | 0 | 0 | 0 | 0 | 0 | 0 | 0 | 0 | 0 | 0 | 0 | 0 | 0 | 0 | 0 | 0 | 0 | 0 | 0 | 0 | 0 | 0 | 0 | 0 | 0 | 0 | 0 | 0 | 0
|  |  |  | Initial negative value for xirr | -1e-08 | USD 000s
|  |  |  | Shareholder cashflows post adjustments | 0 | USD 000s | -68644.9573 | 0 | 0 | 0 | 0 | 0 | 0 | 0 | 0 | 0 | 0 | 0 | 0 | 0 | 0 | 0 | 0 | 0 | 0 | 0 | 0 | 0 | -32531.2718 | -23602.0099 | -12511.6756 | 0 | 0 | 0 | 0 | 0 | 0 | 0 | 0 | 0 | 0 | 0 | 0 | 0 | 0 | 0 | 0 | 0 | 0 | 0 | 0 | 0 | 0 | 0 | 0 | 0 | 0 | 0 | 0 | 0 | 0 | 0 | 0 | 0
|  |  |  | 1st model column flag - monthly | 0 | flag | 1 | 0 | 1 | 0 | 0 | 0 | 0 | 0 | 0 | 0 | 0 | 0 | 0 | 0 | 0 | 0 | 0 | 0 | 0 | 0 | 0 | 0 | 0 | 0 | 0 | 0 | 0 | 0 | 0 | 0 | 0 | 0 | 0 | 0 | 0 | 0 | 0 | 0 | 0 | 0 | 0 | 0 | 0 | 0 | 0 | 0 | 0 | 0 | 0 | 0 | 0 | 0 | 0 | 0 | 0 | 0 | 0 | 0
|  |  |  | Net cashflow to / (from) equity during construction |  | USD 000s | -68644.9573 |  | -1e-08 | 0 | 0 | 0 | 0 | 0 | 0 | 0 | 0 | 0 | 0 | 0 | 0 | 0 | 0 | 0 | 0 | 0 | 0 | 0 | -32531.2718 | -23602.0099 | -12511.6756 | 0 | 0 | 0 | 0 | 0 | 0 | 0 | 0 | 0 | 0 | 0 | 0 | 0 | 0 | 0 | 0 | 0 | 0 | 0 | 0 | 0 | 0 | 0 | 0 | 0 | 0 | 0 | 0 | 0 | 0 | 0 | 0 | 0
Equity cashflows during construction
|  |  |  | Masdar equity ownership | 100% | %
|  |  |  | Shareholder cashflow for IRR - Project Co | 0 | USD 000s | -77634.9922 | 0 | 0 | 0 | 0 | 0 | 0 | 0 | 0 | 0 | 0 | 0 | 0 | 0 | 0 | 0 | 0 | 0 | 0 | 0 | 0 | 0 | -41521.3067 | -23602.0099 | -12511.6756 | 0 | 0 | 0 | 0 | 0 | 0 | 0 | 0 | 0 | 0 | 0 | 0 | 0 | 0 | 0 | 0 | 0 | 0 | 0 | 0 | 0 | 0 | 0 | 0 | 0 | 0 | 0 | 0 | 0 | 0 | 0 | 0 | 0
|  |  |  | Masdar share of equity cashflows - Project Co |  | USD 000s | -77634.9922 |  | 0 | 0 | 0 | 0 | 0 | 0 | 0 | 0 | 0 | 0 | 0 | 0 | 0 | 0 | 0 | 0 | 0 | 0 | 0 | 0 | -41521.3067 | -23602.0099 | -12511.6756 | 0 | 0 | 0 | 0 | 0 | 0 | 0 | 0 | 0 | 0 | 0 | 0 | 0 | 0 | 0 | 0 | 0 | 0 | 0 | 0 | 0 | 0 | 0 | 0 | 0 | 0 | 0 | 0 | 0 | 0 | 0 | 0 | 0
|  |  |  | Masdar equity ownership | 100% | %
|  |  |  | Standby equity drawdown | 0 | USD 000s | 0 | 0 | 0 | 0 | 0 | 0 | 0 | 0 | 0 | 0 | 0 | 0 | 0 | 0 | 0 | 0 | 0 | 0 | 0 | 0 | 0 | 0 | 0 | 0 | 0 | 0 | 0 | 0 | 0 | 0 | 0 | 0 | 0 | 0 | 0 | 0 | 0 | 0 | 0 | 0 | 0 | 0 | 0 | 0 | 0 | 0 | 0 | 0 | 0 | 0 | 0 | 0 | 0 | 0 | 0 | 0 | 0 | 0
|  |  |  | Masdar share of equity cashflows - Standby equity drawdown |  | USD 000s | 0 |  | 0 | 0 | 0 | 0 | 0 | 0 | 0 | 0 | 0 | 0 | 0 | 0 | 0 | 0 | 0 | 0 | 0 | 0 | 0 | 0 | 0 | 0 | 0 | 0 | 0 | 0 | 0 | 0 | 0 | 0 | 0 | 0 | 0 | 0 | 0 | 0 | 0 | 0 | 0 | 0 | 0 | 0 | 0 | 0 | 0 | 0 | 0 | 0 | 0 | 0 | 0 | 0 | 0 | 0 | 0 | 0
|  |  |  | Holdco EBL active | 0 | 1 = active, 0 = inactive
|  |  |  | Masdar share of equity cashflows - Project Co | 0 | USD 000s | -77634.9922 | 0 | 0 | 0 | 0 | 0 | 0 | 0 | 0 | 0 | 0 | 0 | 0 | 0 | 0 | 0 | 0 | 0 | 0 | 0 | 0 | 0 | -41521.3067 | -23602.0099 | -12511.6756 | 0 | 0 | 0 | 0 | 0 | 0 | 0 | 0 | 0 | 0 | 0 | 0 | 0 | 0 | 0 | 0 | 0 | 0 | 0 | 0 | 0 | 0 | 0 | 0 | 0 | 0 | 0 | 0 | 0 | 0 | 0 | 0 | 0
|  |  |  | Holdco cashflow for IRR - Masdar adjusted | 0 | USD 000s | 0 | 0 | 0 | 0 | 0 | 0 | 0 | 0 | 0 | 0 | 0 | 0 | 0 | 0 | 0 | 0 | 0 | 0 | 0 | 0 | 0 | 0 | 0 | 0 | 0 | 0 | 0 | 0 | 0 | 0 | 0 | 0 | 0 | 0 | 0 | 0 | 0 | 0 | 0 | 0 | 0 | 0 | 0 | 0 | 0 | 0 | 0 | 0 | 0 | 0 | 0 | 0 | 0 | 0 | 0 | 0 | 0 | 0
|  |  |  | Masdar share of equity cashflows - Standby equity drawdown | 0 | USD 000s | 0 | 0 | 0 | 0 | 0 | 0 | 0 | 0 | 0 | 0 | 0 | 0 | 0 | 0 | 0 | 0 | 0 | 0 | 0 | 0 | 0 | 0 | 0 | 0 | 0 | 0 | 0 | 0 | 0 | 0 | 0 | 0 | 0 | 0 | 0 | 0 | 0 | 0 | 0 | 0 | 0 | 0 | 0 | 0 | 0 | 0 | 0 | 0 | 0 | 0 | 0 | 0 | 0 | 0 | 0 | 0 | 0 | 0 | 0 | 0 | 0 | 0 | 0 | 0 | 0 | 0 | 0 | 0 | 0 | 0 | 0 | 0 | 0 | 0 | 0 | 0 | 0 | 0 | 0 | 0 | 0 | 0 | 0 | 0 | 0 | 0 | 0 | 0 | 0 | 0 | 0 | 0 | 0 | 0 | 0 | 0 | 0 | 0 | 0 | 0 | 0
|  |  |  | Masdar cashflows Project Co / Hold Co |  | USD 000s | -77634.9922 |  | 0 | 0 | 0 | 0 | 0 | 0 | 0 | 0 | 0 | 0 | 0 | 0 | 0 | 0 | 0 | 0 | 0 | 0 | 0 | 0 | -41521.3067 | -23602.0099 | -12511.6756 | 0 | 0 | 0 | 0 | 0 | 0 | 0 | 0 | 0 | 0 | 0 | 0 | 0 | 0 | 0 | 0 | 0 | 0 | 0 | 0 | 0 | 0 | 0 | 0 | 0 | 0 | 0 | 0 | 0 | 0 | 0 | 0 | 0 | 0 | 0 | 0 | 0 | 0 | 0 | 0 | 0 | 0 | 0 | 0 | 0 | 0 | 0 | 0 | 0 | 0 | 0 | 0 | 0 | 0 | 0 | 0 | 0 | 0 | 0 | 0 | 0 | 0 | 0 | 0 | 0 | 0 | 0 | 0 | 0 | 0 | 0 | 0 | 0 | 0 | 0 | 0
|  |  |  | [sponsor 2] equity ownership | 0% | %
|  |  |  | Shareholder cashflow for IRR - Project Co | 0 | USD 000s | -77634.9922 | 0 | 0 | 0 | 0 | 0 | 0 | 0 | 0 | 0 | 0 | 0 | 0 | 0 | 0 | 0 | 0 | 0 | 0 | 0 | 0 | 0 | -41521.3067 | -23602.0099 | -12511.6756 | 0 | 0 | 0 | 0 | 0 | 0 | 0 | 0 | 0 | 0 | 0 | 0 | 0 | 0 | 0 | 0 | 0 | 0 | 0 | 0 | 0 | 0 | 0 | 0 | 0 | 0 | 0 | 0 | 0 | 0 | 0 | 0 | 0
|  |  |  | [sponsor 2] share of equity cashflows - Project Co |  | USD 000s | 0 |  | 0 | 0 | 0 | 0 | 0 | 0 | 0 | 0 | 0 | 0 | 0 | 0 | 0 | 0 | 0 | 0 | 0 | 0 | 0 | 0 | 0 | 0 | 0 | 0 | 0 | 0 | 0 | 0 | 0 | 0 | 0 | 0 | 0 | 0 | 0 | 0 | 0 | 0 | 0 | 0 | 0 | 0 | 0 | 0 | 0 | 0 | 0 | 0 | 0 | 0 | 0 | 0 | 0 | 0 | 0 | 0
|  |  |  | [sponsor 2] equity ownership | 0% | %
|  |  |  | Standby equity drawdown | 0 | USD 000s | 0 | 0 | 0 | 0 | 0 | 0 | 0 | 0 | 0 | 0 | 0 | 0 | 0 | 0 | 0 | 0 | 0 | 0 | 0 | 0 | 0 | 0 | 0 | 0 | 0 | 0 | 0 | 0 | 0 | 0 | 0 | 0 | 0 | 0 | 0 | 0 | 0 | 0 | 0 | 0 | 0 | 0 | 0 | 0 | 0 | 0 | 0 | 0 | 0 | 0 | 0 | 0 | 0 | 0 | 0 | 0 | 0 | 0
|  |  |  | [sponsor 2] share of equity cashflows - Standby equity drawdown |  | USD 000s | 0 |  | 0 | 0 | 0 | 0 | 0 | 0 | 0 | 0 | 0 | 0 | 0 | 0 | 0 | 0 | 0 | 0 | 0 | 0 | 0 | 0 | 0 | 0 | 0 | 0 | 0 | 0 | 0 | 0 | 0 | 0 | 0 | 0 | 0 | 0 | 0 | 0 | 0 | 0 | 0 | 0 | 0 | 0 | 0 | 0 | 0 | 0 | 0 | 0 | 0 | 0 | 0 | 0 | 0 | 0 | 0 | 0
|  |  |  | Holdco EBL active | 0 | 1 = active, 0 = inactive
|  |  |  | [sponsor 2] share of equity cashflows - Project Co | 0 | USD 000s | 0 | 0 | 0 | 0 | 0 | 0 | 0 | 0 | 0 | 0 | 0 | 0 | 0 | 0 | 0 | 0 | 0 | 0 | 0 | 0 | 0 | 0 | 0 | 0 | 0 | 0 | 0 | 0 | 0 | 0 | 0 | 0 | 0 | 0 | 0 | 0 | 0 | 0 | 0 | 0 | 0 | 0 | 0 | 0 | 0 | 0 | 0 | 0 | 0 | 0 | 0 | 0 | 0 | 0 | 0 | 0 | 0 | 0
|  |  |  | Holdco cashflow for IRR - [sponsor 2] adjusted | 0 | USD 000s | 0 | 0 | 0 | 0 | 0 | 0 | 0 | 0 | 0 | 0 | 0 | 0 | 0 | 0 | 0 | 0 | 0 | 0 | 0 | 0 | 0 | 0 | 0 | 0 | 0 | 0 | 0 | 0 | 0 | 0 | 0 | 0 | 0 | 0 | 0 | 0 | 0 | 0 | 0 | 0 | 0 | 0 | 0 | 0 | 0 | 0 | 0 | 0 | 0 | 0 | 0 | 0 | 0 | 0 | 0 | 0 | 0 | 0
|  |  |  | [sponsor 2] share of equity cashflows - Standby equity drawdown | 0 | USD 000s | 0 | 0 | 0 | 0 | 0 | 0 | 0 | 0 | 0 | 0 | 0 | 0 | 0 | 0 | 0 | 0 | 0 | 0 | 0 | 0 | 0 | 0 | 0 | 0 | 0 | 0 | 0 | 0 | 0 | 0 | 0 | 0 | 0 | 0 | 0 | 0 | 0 | 0 | 0 | 0 | 0 | 0 | 0 | 0 | 0 | 0 | 0 | 0 | 0 | 0 | 0 | 0 | 0 | 0 | 0 | 0 | 0 | 0 | 0 | 0 | 0 | 0 | 0 | 0 | 0 | 0 | 0 | 0 | 0 | 0 | 0 | 0 | 0 | 0 | 0 | 0 | 0 | 0 | 0 | 0 | 0 | 0 | 0 | 0 | 0 | 0 | 0 | 0 | 0 | 0 | 0 | 0 | 0 | 0 | 0 | 0 | 0 | 0 | 0 | 0 | 0
|  |  |  | [sponsor 2] cashflows Project Co / Hold Co |  | USD 000s | 0 |  | 0 | 0 | 0 | 0 | 0 | 0 | 0 | 0 | 0 | 0 | 0 | 0 | 0 | 0 | 0 | 0 | 0 | 0 | 0 | 0 | 0 | 0 | 0 | 0 | 0 | 0 | 0 | 0 | 0 | 0 | 0 | 0 | 0 | 0 | 0 | 0 | 0 | 0 | 0 | 0 | 0 | 0 | 0 | 0 | 0 | 0 | 0 | 0 | 0 | 0 | 0 | 0 | 0 | 0 | 0 | 0 | 0 | 0 | 0 | 0 | 0 | 0 | 0 | 0 | 0 | 0 | 0 | 0 | 0 | 0 | 0 | 0 | 0 | 0 | 0 | 0 | 0 | 0 | 0 | 0 | 0 | 0 | 0 | 0 | 0 | 0 | 0 | 0 | 0 | 0 | 0 | 0 | 0 | 0 | 0 | 0 | 0 | 0 | 0
Development fee
|  |  |  | Masdar share of fee premium % | 100% | %
|  |  |  | Development fee | 0 | USD 000s | 8990.0349 | 0 | 0 | 0 | 0 | 0 | 0 | 0 | 0 | 0 | 0 | 0 | 0 | 0 | 0 | 0 | 0 | 0 | 0 | 0 | 0 | 0 | 8990.0349 | 0 | 0 | 0 | 0 | 0 | 0 | 0 | 0 | 0 | 0 | 0 | 0 | 0 | 0 | 0 | 0 | 0 | 0 | 0 | 0 | 0 | 0 | 0 | 0 | 0 | 0 | 0 | 0 | 0 | 0 | 0 | 0 | 0 | 0 | 0
|  |  |  | Masdar share of development fee |  | USD 000s | 8990.0349 |  | 0 | 0 | 0 | 0 | 0 | 0 | 0 | 0 | 0 | 0 | 0 | 0 | 0 | 0 | 0 | 0 | 0 | 0 | 0 | 0 | 8990.0349 | 0 | 0 | 0 | 0 | 0 | 0 | 0 | 0 | 0 | 0 | 0 | 0 | 0 | 0 | 0 | 0 | 0 | 0 | 0 | 0 | 0 | 0 | 0 | 0 | 0 | 0 | 0 | 0 | 0 | 0 | 0 | 0 | 0 | 0 | 0
|  |  |  | Masdar share of development fee total | 8990.0349 | USD 000s
|  |  |  | [sponsor 2] share of development fee % | 0% | %
|  |  |  | Development fee | 0 | USD 000s | 8990.0349 | 0 | 0 | 0 | 0 | 0 | 0 | 0 | 0 | 0 | 0 | 0 | 0 | 0 | 0 | 0 | 0 | 0 | 0 | 0 | 0 | 0 | 8990.0349 | 0 | 0 | 0 | 0 | 0 | 0 | 0 | 0 | 0 | 0 | 0 | 0 | 0 | 0 | 0 | 0 | 0 | 0 | 0 | 0 | 0 | 0 | 0 | 0 | 0 | 0 | 0 | 0 | 0 | 0 | 0 | 0 | 0 | 0 | 0
|  |  |  | [sponsor 2] share of development fee |  | USD 000s | 0 |  | 0 | 0 | 0 | 0 | 0 | 0 | 0 | 0 | 0 | 0 | 0 | 0 | 0 | 0 | 0 | 0 | 0 | 0 | 0 | 0 | 0 | 0 | 0 | 0 | 0 | 0 | 0 | 0 | 0 | 0 | 0 | 0 | 0 | 0 | 0 | 0 | 0 | 0 | 0 | 0 | 0 | 0 | 0 | 0 | 0 | 0 | 0 | 0 | 0 | 0 | 0 | 0 | 0 | 0 | 0 | 0
|  |  |  | [sponsor 2] share of development fee total | 0 | USD 000s
[Spare]
|  |  |  | Masdar share of [Spare] % | 0% | %
|  |  |  | [Spare] | 0 | USD 000s | 0 | 0 | 0 | 0 | 0 | 0 | 0 | 0 | 0 | 0 | 0 | 0 | 0 | 0 | 0 | 0 | 0 | 0 | 0 | 0 | 0 | 0 | 0 | 0 | 0 | 0 | 0 | 0 | 0 | 0 | 0 | 0 | 0 | 0 | 0 | 0 | 0 | 0 | 0 | 0 | 0 | 0 | 0 | 0 | 0 | 0 | 0 | 0 | 0 | 0 | 0 | 0 | 0 | 0 | 0 | 0 | 0 | 0
|  |  |  | Masdar share of [Spare] |  | USD 000s | 0 |  | 0 | 0 | 0 | 0 | 0 | 0 | 0 | 0 | 0 | 0 | 0 | 0 | 0 | 0 | 0 | 0 | 0 | 0 | 0 | 0 | 0 | 0 | 0 | 0 | 0 | 0 | 0 | 0 | 0 | 0 | 0 | 0 | 0 | 0 | 0 | 0 | 0 | 0 | 0 | 0 | 0 | 0 | 0 | 0 | 0 | 0 | 0 | 0 | 0 | 0 | 0 | 0 | 0 | 0 | 0 | 0
|  |  |  | Masdar share of [Spare] % | 0% | %
|  |  |  | [Spare] | 0 | USD 000s | 0 | 0 | 0 | 0 | 0 | 0 | 0 | 0 | 0 | 0 | 0 | 0 | 0 | 0 | 0 | 0 | 0 | 0 | 0 | 0 | 0 | 0 | 0 | 0 | 0 | 0 | 0 | 0 | 0 | 0 | 0 | 0 | 0 | 0 | 0 | 0 | 0 | 0 | 0 | 0 | 0 | 0 | 0 | 0 | 0 | 0 | 0 | 0 | 0 | 0 | 0 | 0 | 0 | 0 | 0 | 0 | 0 | 0
|  |  |  | [sponsor 2] share of [Spare] |  | USD 000s | 0 |  | 0 | 0 | 0 | 0 | 0 | 0 | 0 | 0 | 0 | 0 | 0 | 0 | 0 | 0 | 0 | 0 | 0 | 0 | 0 | 0 | 0 | 0 | 0 | 0 | 0 | 0 | 0 | 0 | 0 | 0 | 0 | 0 | 0 | 0 | 0 | 0 | 0 | 0 | 0 | 0 | 0 | 0 | 0 | 0 | 0 | 0 | 0 | 0 | 0 | 0 | 0 | 0 | 0 | 0 | 0 | 0
[Spare]
|  |  |  | Masdar share of [Spare] % | 0% | %
|  |  |  | [Spare] | 0 | USD 000s | 0 | 0 | 0 | 0 | 0 | 0 | 0 | 0 | 0 | 0 | 0 | 0 | 0 | 0 | 0 | 0 | 0 | 0 | 0 | 0 | 0 | 0 | 0 | 0 | 0 | 0 | 0 | 0 | 0 | 0 | 0 | 0 | 0 | 0 | 0 | 0 | 0 | 0 | 0 | 0 | 0 | 0 | 0 | 0 | 0 | 0 | 0 | 0 | 0 | 0 | 0 | 0 | 0 | 0 | 0 | 0 | 0 | 0
|  |  |  | Masdar share of [Spare] |  | USD 000s | 0 |  | 0 | 0 | 0 | 0 | 0 | 0 | 0 | 0 | 0 | 0 | 0 | 0 | 0 | 0 | 0 | 0 | 0 | 0 | 0 | 0 | 0 | 0 | 0 | 0 | 0 | 0 | 0 | 0 | 0 | 0 | 0 | 0 | 0 | 0 | 0 | 0 | 0 | 0 | 0 | 0 | 0 | 0 | 0 | 0 | 0 | 0 | 0 | 0 | 0 | 0 | 0 | 0 | 0 | 0 | 0 | 0
|  |  |  | [sponsor 2] share of [Spare] % | 0% | %
|  |  |  | [Spare] | 0 | USD 000s | 0 | 0 | 0 | 0 | 0 | 0 | 0 | 0 | 0 | 0 | 0 | 0 | 0 | 0 | 0 | 0 | 0 | 0 | 0 | 0 | 0 | 0 | 0 | 0 | 0 | 0 | 0 | 0 | 0 | 0 | 0 | 0 | 0 | 0 | 0 | 0 | 0 | 0 | 0 | 0 | 0 | 0 | 0 | 0 | 0 | 0 | 0 | 0 | 0 | 0 | 0 | 0 | 0 | 0 | 0 | 0 | 0 | 0
|  |  |  | [sponsor 2] share of [Spare] |  | USD 000s | 0 |  | 0 | 0 | 0 | 0 | 0 | 0 | 0 | 0 | 0 | 0 | 0 | 0 | 0 | 0 | 0 | 0 | 0 | 0 | 0 | 0 | 0 | 0 | 0 | 0 | 0 | 0 | 0 | 0 | 0 | 0 | 0 | 0 | 0 | 0 | 0 | 0 | 0 | 0 | 0 | 0 | 0 | 0 | 0 | 0 | 0 | 0 | 0 | 0 | 0 | 0 | 0 | 0 | 0 | 0 | 0 | 0
EPC premium
|  |  |  | Masdar share of EPC premium % | 0% | %
|  |  |  | EPC premium | 0 | USD 000s | 0 | 0 | 0 | 0 | 0 | 0 | 0 | 0 | 0 | 0 | 0 | 0 | 0 | 0 | 0 | 0 | 0 | 0 | 0 | 0 | 0 | 0 | 0 | 0 | 0 | 0 | 0 | 0 | 0 | 0 | 0 | 0 | 0 | 0 | 0 | 0 | 0 | 0 | 0 | 0 | 0 | 0 | 0 | 0 | 0 | 0 | 0 | 0 | 0 | 0 | 0 | 0 | 0 | 0 | 0 | 0 | 0 | 0
|  |  |  | Masdar share of EPC premium |  | USD 000s | 0 |  | 0 | 0 | 0 | 0 | 0 | 0 | 0 | 0 | 0 | 0 | 0 | 0 | 0 | 0 | 0 | 0 | 0 | 0 | 0 | 0 | 0 | 0 | 0 | 0 | 0 | 0 | 0 | 0 | 0 | 0 | 0 | 0 | 0 | 0 | 0 | 0 | 0 | 0 | 0 | 0 | 0 | 0 | 0 | 0 | 0 | 0 | 0 | 0 | 0 | 0 | 0 | 0 | 0 | 0 | 0 | 0
|  |  |  | [sponsor 2] share of EPC premium % | 0% | %
|  |  |  | EPC premium | 0 | USD 000s | 0 | 0 | 0 | 0 | 0 | 0 | 0 | 0 | 0 | 0 | 0 | 0 | 0 | 0 | 0 | 0 | 0 | 0 | 0 | 0 | 0 | 0 | 0 | 0 | 0 | 0 | 0 | 0 | 0 | 0 | 0 | 0 | 0 | 0 | 0 | 0 | 0 | 0 | 0 | 0 | 0 | 0 | 0 | 0 | 0 | 0 | 0 | 0 | 0 | 0 | 0 | 0 | 0 | 0 | 0 | 0 | 0 | 0
|  |  |  | [sponsor 2] share of EPC premium |  | USD 000s | 0 |  | 0 | 0 | 0 | 0 | 0 | 0 | 0 | 0 | 0 | 0 | 0 | 0 | 0 | 0 | 0 | 0 | 0 | 0 | 0 | 0 | 0 | 0 | 0 | 0 | 0 | 0 | 0 | 0 | 0 | 0 | 0 | 0 | 0 | 0 | 0 | 0 | 0 | 0 | 0 | 0 | 0 | 0 | 0 | 0 | 0 | 0 | 0 | 0 | 0 | 0 | 0 | 0 | 0 | 0 | 0 | 0
LNTP cashflow
|  |  |  | Masdar share of LNTP cashflows % | 0% | %
|  |  |  | LNTP cashflow | 0 | USD 000s | 0 | 0 | 0 | 0 | 0 | 0 | 0 | 0 | 0 | 0 | 0 | 0 | 0 | 0 | 0 | 0 | 0 | 0 | 0 | 0 | 0 | 0 | 0 | 0 | 0 | 0 | 0 | 0 | 0 | 0 | 0 | 0 | 0 | 0 | 0 | 0 | 0 | 0 | 0 | 0 | 0 | 0 | 0 | 0 | 0 | 0 | 0 | 0 | 0 | 0 | 0 | 0 | 0 | 0 | 0 | 0 | 0 | 0
|  |  |  | Masdar share of LNTP cashflows |  | USD 000s | 0 |  | 0 | 0 | 0 | 0 | 0 | 0 | 0 | 0 | 0 | 0 | 0 | 0 | 0 | 0 | 0 | 0 | 0 | 0 | 0 | 0 | 0 | 0 | 0 | 0 | 0 | 0 | 0 | 0 | 0 | 0 | 0 | 0 | 0 | 0 | 0 | 0 | 0 | 0 | 0 | 0 | 0 | 0 | 0 | 0 | 0 | 0 | 0 | 0 | 0 | 0 | 0 | 0 | 0 | 0 | 0 | 0
|  |  |  | [sponsor 2] share of LNTP cashflows % | 0% | %
|  |  |  | LNTP cashflow | 0 | USD 000s | 0 | 0 | 0 | 0 | 0 | 0 | 0 | 0 | 0 | 0 | 0 | 0 | 0 | 0 | 0 | 0 | 0 | 0 | 0 | 0 | 0 | 0 | 0 | 0 | 0 | 0 | 0 | 0 | 0 | 0 | 0 | 0 | 0 | 0 | 0 | 0 | 0 | 0 | 0 | 0 | 0 | 0 | 0 | 0 | 0 | 0 | 0 | 0 | 0 | 0 | 0 | 0 | 0 | 0 | 0 | 0 | 0 | 0
|  |  |  | [sponsor 2] share of LNTP cashflows |  | USD 000s | 0 |  | 0 | 0 | 0 | 0 | 0 | 0 | 0 | 0 | 0 | 0 | 0 | 0 | 0 | 0 | 0 | 0 | 0 | 0 | 0 | 0 | 0 | 0 | 0 | 0 | 0 | 0 | 0 | 0 | 0 | 0 | 0 | 0 | 0 | 0 | 0 | 0 | 0 | 0 | 0 | 0 | 0 | 0 | 0 | 0 | 0 | 0 | 0 | 0 | 0 | 0 | 0 | 0 | 0 | 0 | 0 | 0
Masdar's eligibility excluding WHT
|  |  |  | Masdar cashflows Project Co / Hold Co | 0 | USD 000s | -77634.9922 | 0 | 0 | 0 | 0 | 0 | 0 | 0 | 0 | 0 | 0 | 0 | 0 | 0 | 0 | 0 | 0 | 0 | 0 | 0 | 0 | 0 | -41521.3067 | -23602.0099 | -12511.6756 | 0 | 0 | 0 | 0 | 0 | 0 | 0 | 0 | 0 | 0 | 0 | 0 | 0 | 0 | 0 | 0 | 0 | 0 | 0 | 0 | 0 | 0 | 0 | 0 | 0 | 0 | 0 | 0 | 0 | 0 | 0 | 0 | 0
|  |  |  | Masdar share of [Spare] | 0 | USD 000s | 0 | 0 | 0 | 0 | 0 | 0 | 0 | 0 | 0 | 0 | 0 | 0 | 0 | 0 | 0 | 0 | 0 | 0 | 0 | 0 | 0 | 0 | 0 | 0 | 0 | 0 | 0 | 0 | 0 | 0 | 0 | 0 | 0 | 0 | 0 | 0 | 0 | 0 | 0 | 0 | 0 | 0 | 0 | 0 | 0 | 0 | 0 | 0 | 0 | 0 | 0 | 0 | 0 | 0 | 0 | 0 | 0 | 0
|  |  |  | Masdar share of [Spare] | 0 | USD 000s | 0 | 0 | 0 | 0 | 0 | 0 | 0 | 0 | 0 | 0 | 0 | 0 | 0 | 0 | 0 | 0 | 0 | 0 | 0 | 0 | 0 | 0 | 0 | 0 | 0 | 0 | 0 | 0 | 0 | 0 | 0 | 0 | 0 | 0 | 0 | 0 | 0 | 0 | 0 | 0 | 0 | 0 | 0 | 0 | 0 | 0 | 0 | 0 | 0 | 0 | 0 | 0 | 0 | 0 | 0 | 0 | 0 | 0
|  |  |  | Masdar share of development fee | 0 | USD 000s | 8990.0349 | 0 | 0 | 0 | 0 | 0 | 0 | 0 | 0 | 0 | 0 | 0 | 0 | 0 | 0 | 0 | 0 | 0 | 0 | 0 | 0 | 0 | 8990.0349 | 0 | 0 | 0 | 0 | 0 | 0 | 0 | 0 | 0 | 0 | 0 | 0 | 0 | 0 | 0 | 0 | 0 | 0 | 0 | 0 | 0 | 0 | 0 | 0 | 0 | 0 | 0 | 0 | 0 | 0 | 0 | 0 | 0 | 0 | 0
|  |  |  | Masdar share of LNTP cashflows | 0 | USD 000s | 0 | 0 | 0 | 0 | 0 | 0 | 0 | 0 | 0 | 0 | 0 | 0 | 0 | 0 | 0 | 0 | 0 | 0 | 0 | 0 | 0 | 0 | 0 | 0 | 0 | 0 | 0 | 0 | 0 | 0 | 0 | 0 | 0 | 0 | 0 | 0 | 0 | 0 | 0 | 0 | 0 | 0 | 0 | 0 | 0 | 0 | 0 | 0 | 0 | 0 | 0 | 0 | 0 | 0 | 0 | 0 | 0 | 0
|  |  |  | Masdar share of EPC premium | 0 | USD 000s | 0 | 0 | 0 | 0 | 0 | 0 | 0 | 0 | 0 | 0 | 0 | 0 | 0 | 0 | 0 | 0 | 0 | 0 | 0 | 0 | 0 | 0 | 0 | 0 | 0 | 0 | 0 | 0 | 0 | 0 | 0 | 0 | 0 | 0 | 0 | 0 | 0 | 0 | 0 | 0 | 0 | 0 | 0 | 0 | 0 | 0 | 0 | 0 | 0 | 0 | 0 | 0 | 0 | 0 | 0 | 0 | 0 | 0
|  |  |  | Masdars cashflows post adjustments |  | USD 000s | -68644.9573 |  | 0 | 0 | 0 | 0 | 0 | 0 | 0 | 0 | 0 | 0 | 0 | 0 | 0 | 0 | 0 | 0 | 0 | 0 | 0 | 0 | -32531.2718 | -23602.0099 | -12511.6756 | 0 | 0 | 0 | 0 | 0 | 0 | 0 | 0 | 0 | 0 | 0 | 0 | 0 | 0 | 0 | 0 | 0 | 0 | 0 | 0 | 0 | 0 | 0 | 0 | 0 | 0 | 0 | 0 | 0 | 0 | 0 | 0 | 0
|  |  |  | Initial negative value for xirr | -1e-08 | USD 000s
|  |  |  | 1st model column flag - monthly | 0 | flag | 1 | 0 | 1 | 0 | 0 | 0 | 0 | 0 | 0 | 0 | 0 | 0 | 0 | 0 | 0 | 0 | 0 | 0 | 0 | 0 | 0 | 0 | 0 | 0 | 0 | 0 | 0 | 0 | 0 | 0 | 0 | 0 | 0 | 0 | 0 | 0 | 0 | 0 | 0 | 0 | 0 | 0 | 0 | 0 | 0 | 0 | 0 | 0 | 0 | 0 | 0 | 0 | 0 | 0 | 0 | 0 | 0 | 0
|  |  |  | Masdars cashflows post adjustments | 0 | USD 000s | -68644.9573 | 0 | 0 | 0 | 0 | 0 | 0 | 0 | 0 | 0 | 0 | 0 | 0 | 0 | 0 | 0 | 0 | 0 | 0 | 0 | 0 | 0 | -32531.2718 | -23602.0099 | -12511.6756 | 0 | 0 | 0 | 0 | 0 | 0 | 0 | 0 | 0 | 0 | 0 | 0 | 0 | 0 | 0 | 0 | 0 | 0 | 0 | 0 | 0 | 0 | 0 | 0 | 0 | 0 | 0 | 0 | 0 | 0 | 0 | 0 | 0
|  |  |  | Masdar construction period cashflow to / (from) equity |  | USD 000s | -68644.9573 |  | -1e-08 | 0 | 0 | 0 | 0 | 0 | 0 | 0 | 0 | 0 | 0 | 0 | 0 | 0 | 0 | 0 | 0 | 0 | 0 | 0 | -32531.2718 | -23602.0099 | -12511.6756 | 0 | 0 | 0 | 0 | 0 | 0 | 0 | 0 | 0 | 0 | 0 | 0 | 0 | 0 | 0 | 0 | 0 | 0 | 0 | 0 | 0 | 0 | 0 | 0 | 0 | 0 | 0 | 0 | 0 | 0 | 0 | 0 | 0
|  |  |  | Masdar construction period cashflow to / (from) equity - total | -68644.9573 | USD 000s
[sponsor 2] eligibility excluding WHT
|  |  |  | [sponsor 2] cashflows Project Co / Hold Co | 0 | USD 000s | 0 | 0 | 0 | 0 | 0 | 0 | 0 | 0 | 0 | 0 | 0 | 0 | 0 | 0 | 0 | 0 | 0 | 0 | 0 | 0 | 0 | 0 | 0 | 0 | 0 | 0 | 0 | 0 | 0 | 0 | 0 | 0 | 0 | 0 | 0 | 0 | 0 | 0 | 0 | 0 | 0 | 0 | 0 | 0 | 0 | 0 | 0 | 0 | 0 | 0 | 0 | 0 | 0 | 0 | 0 | 0 | 0 | 0
|  |  |  | [sponsor 2] share of [Spare] | 0 | USD 000s | 0 | 0 | 0 | 0 | 0 | 0 | 0 | 0 | 0 | 0 | 0 | 0 | 0 | 0 | 0 | 0 | 0 | 0 | 0 | 0 | 0 | 0 | 0 | 0 | 0 | 0 | 0 | 0 | 0 | 0 | 0 | 0 | 0 | 0 | 0 | 0 | 0 | 0 | 0 | 0 | 0 | 0 | 0 | 0 | 0 | 0 | 0 | 0 | 0 | 0 | 0 | 0 | 0 | 0 | 0 | 0 | 0 | 0
|  |  |  | [sponsor 2] share of [Spare] | 0 | USD 000s | 0 | 0 | 0 | 0 | 0 | 0 | 0 | 0 | 0 | 0 | 0 | 0 | 0 | 0 | 0 | 0 | 0 | 0 | 0 | 0 | 0 | 0 | 0 | 0 | 0 | 0 | 0 | 0 | 0 | 0 | 0 | 0 | 0 | 0 | 0 | 0 | 0 | 0 | 0 | 0 | 0 | 0 | 0 | 0 | 0 | 0 | 0 | 0 | 0 | 0 | 0 | 0 | 0 | 0 | 0 | 0 | 0 | 0
|  |  |  | [sponsor 2] share of development fee | 0 | USD 000s | 0 | 0 | 0 | 0 | 0 | 0 | 0 | 0 | 0 | 0 | 0 | 0 | 0 | 0 | 0 | 0 | 0 | 0 | 0 | 0 | 0 | 0 | 0 | 0 | 0 | 0 | 0 | 0 | 0 | 0 | 0 | 0 | 0 | 0 | 0 | 0 | 0 | 0 | 0 | 0 | 0 | 0 | 0 | 0 | 0 | 0 | 0 | 0 | 0 | 0 | 0 | 0 | 0 | 0 | 0 | 0 | 0 | 0
|  |  |  | [sponsor 2] share of LNTP cashflows | 0 | USD 000s | 0 | 0 | 0 | 0 | 0 | 0 | 0 | 0 | 0 | 0 | 0 | 0 | 0 | 0 | 0 | 0 | 0 | 0 | 0 | 0 | 0 | 0 | 0 | 0 | 0 | 0 | 0 | 0 | 0 | 0 | 0 | 0 | 0 | 0 | 0 | 0 | 0 | 0 | 0 | 0 | 0 | 0 | 0 | 0 | 0 | 0 | 0 | 0 | 0 | 0 | 0 | 0 | 0 | 0 | 0 | 0 | 0 | 0
|  |  |  | [sponsor 2] share of EPC premium | 0 | USD 000s | 0 | 0 | 0 | 0 | 0 | 0 | 0 | 0 | 0 | 0 | 0 | 0 | 0 | 0 | 0 | 0 | 0 | 0 | 0 | 0 | 0 | 0 | 0 | 0 | 0 | 0 | 0 | 0 | 0 | 0 | 0 | 0 | 0 | 0 | 0 | 0 | 0 | 0 | 0 | 0 | 0 | 0 | 0 | 0 | 0 | 0 | 0 | 0 | 0 | 0 | 0 | 0 | 0 | 0 | 0 | 0 | 0 | 0
|  |  |  | [sponsor 2] cashflows post adjustments |  | USD 000s | 0 |  | 0 | 0 | 0 | 0 | 0 | 0 | 0 | 0 | 0 | 0 | 0 | 0 | 0 | 0 | 0 | 0 | 0 | 0 | 0 | 0 | 0 | 0 | 0 | 0 | 0 | 0 | 0 | 0 | 0 | 0 | 0 | 0 | 0 | 0 | 0 | 0 | 0 | 0 | 0 | 0 | 0 | 0 | 0 | 0 | 0 | 0 | 0 | 0 | 0 | 0 | 0 | 0 | 0 | 0 | 0 | 0
|  |  |  | Initial negative value for xirr | -1e-08 | USD 000s
|  |  |  | 1st model column flag - monthly | 0 | flag | 1 | 0 | 1 | 0 | 0 | 0 | 0 | 0 | 0 | 0 | 0 | 0 | 0 | 0 | 0 | 0 | 0 | 0 | 0 | 0 | 0 | 0 | 0 | 0 | 0 | 0 | 0 | 0 | 0 | 0 | 0 | 0 | 0 | 0 | 0 | 0 | 0 | 0 | 0 | 0 | 0 | 0 | 0 | 0 | 0 | 0 | 0 | 0 | 0 | 0 | 0 | 0 | 0 | 0 | 0 | 0 | 0 | 0
|  |  |  | [sponsor 2] cashflows post adjustments | 0 | USD 000s | 0 | 0 | 0 | 0 | 0 | 0 | 0 | 0 | 0 | 0 | 0 | 0 | 0 | 0 | 0 | 0 | 0 | 0 | 0 | 0 | 0 | 0 | 0 | 0 | 0 | 0 | 0 | 0 | 0 | 0 | 0 | 0 | 0 | 0 | 0 | 0 | 0 | 0 | 0 | 0 | 0 | 0 | 0 | 0 | 0 | 0 | 0 | 0 | 0 | 0 | 0 | 0 | 0 | 0 | 0 | 0 | 0 | 0
|  |  |  | [sponsor 2] construction period cashflow to / (from) equity |  | USD 000s | -1e-08 |  | -1e-08 | 0 | 0 | 0 | 0 | 0 | 0 | 0 | 0 | 0 | 0 | 0 | 0 | 0 | 0 | 0 | 0 | 0 | 0 | 0 | 0 | 0 | 0 | 0 | 0 | 0 | 0 | 0 | 0 | 0 | 0 | 0 | 0 | 0 | 0 | 0 | 0 | 0 | 0 | 0 | 0 | 0 | 0 | 0 | 0 | 0 | 0 | 0 | 0 | 0 | 0 | 0 | 0 | 0 | 0 | 0
DEBT PROFILE FOR SWAP RATES
|  |  |  | Units in a thousand | 1000 | units in thousand
|  |  |  | % of ADB hedged during availability period | 92% | %
|  |  |  | ADB Loan availability period balance BEG | 0 | USD 000s | 0 | 0 | 0 | 0 | 0 | 0 | 0 | 0 | 0 | 0 | 0 | 0 | 0 | 0 | 0 | 0 | 0 | 0 | 0 | 0 | 0 | 0 | 0 | 0 | 0 | 3485.0941 | 10679.2234 | 16339.3086 | 18874.884 | 20107.8949 | 20183.1646 | 20258.3846 | 21005.292 | 21043.8366 | 21096.0131 | 22121.8954 | 22132.5632 | 22135.4027 | 22856.1386 | 22858.9781 | 22861.8177 | 22864.6075 | 22867.447 | 22870.2368 | 23639.5958 | 23642.4354 | 23645.1257 | 23647.9652 | 23652.7245 | 23655.5641 | 0 | 0 | 0 | 0 | 0 | 0 | 0 | 0
|  |  |  | ADB notional profile - calculated - construction |  | USD |  |  | 0 | 0 | 0 | 0 | 0 | 0 | 0 | 0 | 0 | 0 | 0 | 0 | 0 | 0 | 0 | 0 | 0 | 0 | 0 | 0 | 0 | 0 | 0 | 3206286.6053 | 9824885.5257 | 15032163.9074 | 17364893.2956 | 18499263.3061 | 18568511.4428 | 18637713.8054 | 19324868.5994 | 19360329.6434 | 19408332.0382 | 20352143.7962 | 20361958.1315 | 20364570.5202 | 21027647.485 | 21030259.8736 | 21032872.2622 | 21035438.8769 | 21038051.2655 | 21040617.8801 | 21748428.1813 | 21751040.5699 | 21753515.6365 | 21756128.0251 | 21760506.5699 | 21763118.9585 | 0 | 0 | 0 | 0 | 0 | 0 | 0 | 0
|  |  |  | Units in a thousand | 1000 | units in thousand
|  |  |  | % of EBRD hedged during availability period | 92% | %
|  |  |  | EBRD availability period balance BEG | 0 | USD 000s | 0 | 0 | 0 | 0 | 0 | 0 | 0 | 0 | 0 | 0 | 0 | 0 | 0 | 0 | 0 | 0 | 0 | 0 | 0 | 0 | 0 | 0 | 0 | 0 | 0 | 4575.5306 | 14020.6008 | 21451.6463 | 24780.5672 | 26399.3697 | 26498.1903 | 26596.9455 | 27577.5496 | 27628.1543 | 27696.6561 | 29043.5224 | 29057.528 | 29061.256 | 30007.4998 | 30011.2278 | 30014.9558 | 30018.6185 | 30022.3465 | 30026.0092 | 31036.0898 | 31039.8178 | 31043.3498 | 31047.0778 | 31053.3262 | 31057.0542 | 0 | 0 | 0 | 0 | 0 | 0 | 0 | 0
|  |  |  | EBRD notional profile - calculated - construction |  | USD |  |  | 0 | 0 | 0 | 0 | 0 | 0 | 0 | 0 | 0 | 0 | 0 | 0 | 0 | 0 | 0 | 0 | 0 | 0 | 0 | 0 | 0 | 0 | 0 | 4209488.1627 | 12898952.7175 | 19735514.5745 | 22798121.8692 | 24287420.1507 | 24378335.0462 | 24469189.8456 | 25371345.6188 | 25417901.9199 | 25480923.5826 | 26720040.6398 | 26732925.7414 | 26736355.5093 | 27606899.8424 | 27610329.6103 | 27613759.3782 | 27617129.0501 | 27620558.8181 | 27623928.49 | 28553202.5852 | 28556632.3531 | 28559881.8329 | 28563311.6008 | 28569060.1301 | 28572489.8981 | 0 | 0 | 0 | 0 | 0 | 0 | 0 | 0
|  |  |  | Units in a thousand | 1000 | units in thousand
|  |  |  | % of AIIB hedged during availability period | 92% | %
|  |  |  | AIIB availability period balance BEG | 0 | USD 000s | 0 | 0 | 0 | 0 | 0 | 0 | 0 | 0 | 0 | 0 | 0 | 0 | 0 | 0 | 0 | 0 | 0 | 0 | 0 | 0 | 0 | 0 | 0 | 0 | 0 | 2686.4267 | 8231.9014 | 12594.8837 | 14549.3898 | 15499.8357 | 15557.8561 | 15615.8381 | 16191.5792 | 16221.2907 | 16261.5101 | 17052.2944 | 17060.5175 | 17062.7063 | 17618.2735 | 17620.4623 | 17622.6511 | 17624.8016 | 17626.9904 | 17629.1409 | 18222.1885 | 18224.3773 | 18226.4511 | 18228.6399 | 18232.3085 | 18234.4973 | 0 | 0 | 0 | 0 | 0 | 0 | 0 | 0
|  |  |  | AIIB notional profile - calculated - construction |  | USD |  |  | 0 | 0 | 0 | 0 | 0 | 0 | 0 | 0 | 0 | 0 | 0 | 0 | 0 | 0 | 0 | 0 | 0 | 0 | 0 | 0 | 0 | 0 | 0 | 2471512.5916 | 7573349.2594 | 11587293.012 | 13385438.5821 | 14259848.7984 | 14313227.5705 | 14366571.0584 | 14896252.8787 | 14923587.4335 | 14960589.2795 | 15688110.8429 | 15695676.0597 | 15697689.776 | 16208811.603 | 16210825.3192 | 16212839.0355 | 16214817.4676 | 16216831.1838 | 16218809.6159 | 16764413.3897 | 16766427.106 | 16768334.9698 | 16770348.686 | 16773723.8143 | 16775737.5305 | 0 | 0 | 0 | 0 | 0 | 0 | 0 | 0
|  |  |  | Units in a thousand | 1000 | units in thousand
|  |  |  | % of EIBhedged during availability period | 92% | %
|  |  |  | EIB availability period balance BEG | 0 | USD 000s | 0 | 0 | 0 | 0 | 0 | 0 | 0 | 0 | 0 | 0 | 0 | 0 | 0 | 0 | 0 | 0 | 0 | 0 | 0 | 0 | 0 | 0 | 0 | 0 | 0 | 2686.4267 | 8231.9014 | 12594.8837 | 14549.3898 | 15499.8357 | 15557.8561 | 15615.8381 | 16191.5792 | 16221.2907 | 16261.5101 | 17052.2944 | 17060.5175 | 17062.7063 | 17618.2735 | 17620.4623 | 17622.6511 | 17624.8016 | 17626.9904 | 17629.1409 | 18222.1885 | 18224.3773 | 18226.4511 | 18228.6399 | 18232.3085 | 18234.4973 | 0 | 0 | 0 | 0 | 0 | 0 | 0 | 0
|  |  |  | EIB notional profile - calculated - construction |  | USD |  |  | 0 | 0 | 0 | 0 | 0 | 0 | 0 | 0 | 0 | 0 | 0 | 0 | 0 | 0 | 0 | 0 | 0 | 0 | 0 | 0 | 0 | 0 | 0 | 2471512.5916 | 7573349.2594 | 11587293.012 | 13385438.5821 | 14259848.7984 | 14313227.5705 | 14366571.0584 | 14896252.8787 | 14923587.4335 | 14960589.2795 | 15688110.8429 | 15695676.0597 | 15697689.776 | 16208811.603 | 16210825.3192 | 16212839.0355 | 16214817.4676 | 16216831.1838 | 16218809.6159 | 16764413.3897 | 16766427.106 | 16768334.9698 | 16770348.686 | 16773723.8143 | 16775737.5305 | 0 | 0 | 0 | 0 | 0 | 0 | 0 | 0
|  |  |  | Units in a thousand | 1000 | units in thousand
|  |  |  | ADB Loan availability period balance BEG | 0 | USD 000s | 0 | 0 | 0 | 0 | 0 | 0 | 0 | 0 | 0 | 0 | 0 | 0 | 0 | 0 | 0 | 0 | 0 | 0 | 0 | 0 | 0 | 0 | 0 | 0 | 0 | 3485.0941 | 10679.2234 | 16339.3086 | 18874.884 | 20107.8949 | 20183.1646 | 20258.3846 | 21005.292 | 21043.8366 | 21096.0131 | 22121.8954 | 22132.5632 | 22135.4027 | 22856.1386 | 22858.9781 | 22861.8177 | 22864.6075 | 22867.447 | 22870.2368 | 23639.5958 | 23642.4354 | 23645.1257 | 23647.9652 | 23652.7245 | 23655.5641 | 0 | 0 | 0 | 0 | 0 | 0 | 0 | 0
|  |  |  | Senior debt hedged profile during construction - ADB | 0 | USD | 0 | 0 | 0 | 0 | 0 | 0 | 0 | 0 | 0 | 0 | 0 | 0 | 0 | 0 | 0 | 0 | 0 | 0 | 0 | 0 | 0 | 0 | 0 | 0 | 0 | 0 | 10165991.8535 | 10165991.8535 | 10165991.8535 | 10165991.8535 | 10165991.8535 | 10165991.8535 | 19621872.9945 | 19621872.9945 | 19621872.9945 | 19621872.9945 | 19621872.9945 | 19621872.9945 | 21317311.0648 | 21317311.0648 | 21317311.0648 | 21317311.0648 | 21317311.0648 | 21317311.0648 | 22029460.665 | 22029460.665 | 22029460.665 | 22029460.665 | 22029460.665 | 22029460.665 | 0 | 0 | 0 | 0 | 0 | 0 | 0 | 0
|  |  |  | ADB hedged debt during construction |  | % |  |  | 0% | 0% | 0% | 0% | 0% | 0% | 0% | 0% | 0% | 0% | 0% | 0% | 0% | 0% | 0% | 0% | 0% | 0% | 0% | 0% | 0% | 0% | 0% | 0% | 95.19% | 62.22% | 53.86% | 50.56% | 50.37% | 50.18% | 93.41% | 93.24% | 93.01% | 88.7% | 88.66% | 88.64% | 93.27% | 93.26% | 93.24% | 93.23% | 93.22% | 93.21% | 93.19% | 93.18% | 93.17% | 93.16% | 93.14% | 93.13% | 0% | 0% | 0% | 0% | 0% | 0% | 0% | 0%
|  |  |  | Units in a thousand | 1000 | units in thousand
|  |  |  | EBRD availability period balance BEG | 0 | USD 000s | 0 | 0 | 0 | 0 | 0 | 0 | 0 | 0 | 0 | 0 | 0 | 0 | 0 | 0 | 0 | 0 | 0 | 0 | 0 | 0 | 0 | 0 | 0 | 0 | 0 | 4575.5306 | 14020.6008 | 21451.6463 | 24780.5672 | 26399.3697 | 26498.1903 | 26596.9455 | 27577.5496 | 27628.1543 | 27696.6561 | 29043.5224 | 29057.528 | 29061.256 | 30007.4998 | 30011.2278 | 30014.9558 | 30018.6185 | 30022.3465 | 30026.0092 | 31036.0898 | 31039.8178 | 31043.3498 | 31047.0778 | 31053.3262 | 31057.0542 | 0 | 0 | 0 | 0 | 0 | 0 | 0 | 0
|  |  |  | Senior debt hedged profile during construction - EBRD | 0 | USD | 0 | 0 | 0 | 0 | 0 | 0 | 0 | 0 | 0 | 0 | 0 | 0 | 0 | 0 | 0 | 0 | 0 | 0 | 0 | 0 | 0 | 0 | 0 | 0 | 0 | 0 | 13346786.3724 | 13346786.3724 | 13346786.3724 | 13346786.3724 | 13346786.3724 | 13346786.3724 | 25761278.4723 | 25761278.4723 | 25761278.4723 | 25761278.4723 | 25761278.4723 | 25761278.4723 | 27987195.0437 | 27987195.0437 | 27987195.0437 | 27987195.0437 | 27987195.0437 | 27987195.0437 | 28922166.1431 | 28922166.1431 | 28922166.1431 | 28922166.1431 | 28922166.1431 | 28922166.1431 | 0 | 0 | 0 | 0 | 0 | 0 | 0 | 0
|  |  |  | EBRD hedged debt during construction |  | % |  |  | 0% | 0% | 0% | 0% | 0% | 0% | 0% | 0% | 0% | 0% | 0% | 0% | 0% | 0% | 0% | 0% | 0% | 0% | 0% | 0% | 0% | 0% | 0% | 0% | 95.19% | 62.22% | 53.86% | 50.56% | 50.37% | 50.18% | 93.41% | 93.24% | 93.01% | 88.7% | 88.66% | 88.64% | 93.27% | 93.26% | 93.24% | 93.23% | 93.22% | 93.21% | 93.19% | 93.18% | 93.17% | 93.16% | 93.14% | 93.13% | 0% | 0% | 0% | 0% | 0% | 0% | 0% | 0%
|  |  |  | Units in a thousand | 1000 | units in thousand
|  |  |  | AIIB availability period balance BEG | 0 | USD 000s | 0 | 0 | 0 | 0 | 0 | 0 | 0 | 0 | 0 | 0 | 0 | 0 | 0 | 0 | 0 | 0 | 0 | 0 | 0 | 0 | 0 | 0 | 0 | 0 | 0 | 2686.4267 | 8231.9014 | 12594.8837 | 14549.3898 | 15499.8357 | 15557.8561 | 15615.8381 | 16191.5792 | 16221.2907 | 16261.5101 | 17052.2944 | 17060.5175 | 17062.7063 | 17618.2735 | 17620.4623 | 17622.6511 | 17624.8016 | 17626.9904 | 17629.1409 | 18222.1885 | 18224.3773 | 18226.4511 | 18228.6399 | 18232.3085 | 18234.4973 | 0 | 0 | 0 | 0 | 0 | 0 | 0 | 0
|  |  |  | Senior debt hedged profile during construction - AIIB | 0 | USD | 0 | 0 | 0 | 0 | 0 | 0 | 0 | 0 | 0 | 0 | 0 | 0 | 0 | 0 | 0 | 0 | 0 | 0 | 0 | 0 | 0 | 0 | 0 | 0 | 0 | 0 | 7836285.387 | 7836285.387 | 7836285.387 | 7836285.387 | 7836285.387 | 7836285.387 | 15125193.7666 | 15125193.7666 | 15125193.7666 | 15125193.7666 | 15125193.7666 | 15125193.7666 | 16432093.9458 | 16432093.9458 | 16432093.9458 | 16432093.9458 | 16432093.9458 | 16432093.9458 | 16981042.5959 | 16981042.5959 | 16981042.5959 | 16981042.5959 | 16981042.5959 | 16981042.5959 | 0 | 0 | 0 | 0 | 0 | 0 | 0 | 0
|  |  |  | AIIB hedged debt during construction |  | % |  |  | 0% | 0% | 0% | 0% | 0% | 0% | 0% | 0% | 0% | 0% | 0% | 0% | 0% | 0% | 0% | 0% | 0% | 0% | 0% | 0% | 0% | 0% | 0% | 0% | 95.19% | 62.22% | 53.86% | 50.56% | 50.37% | 50.18% | 93.41% | 93.24% | 93.01% | 88.7% | 88.66% | 88.64% | 93.27% | 93.26% | 93.24% | 93.23% | 93.22% | 93.21% | 93.19% | 93.18% | 93.17% | 93.16% | 93.14% | 93.13% | 0% | 0% | 0% | 0% | 0% | 0% | 0% | 0%
|  |  |  | Units in a thousand | 1000 | units in thousand
|  |  |  | EIB availability period balance BEG | 0 | USD 000s | 0 | 0 | 0 | 0 | 0 | 0 | 0 | 0 | 0 | 0 | 0 | 0 | 0 | 0 | 0 | 0 | 0 | 0 | 0 | 0 | 0 | 0 | 0 | 0 | 0 | 2686.4267 | 8231.9014 | 12594.8837 | 14549.3898 | 15499.8357 | 15557.8561 | 15615.8381 | 16191.5792 | 16221.2907 | 16261.5101 | 17052.2944 | 17060.5175 | 17062.7063 | 17618.2735 | 17620.4623 | 17622.6511 | 17624.8016 | 17626.9904 | 17629.1409 | 18222.1885 | 18224.3773 | 18226.4511 | 18228.6399 | 18232.3085 | 18234.4973 | 0 | 0 | 0 | 0 | 0 | 0 | 0 | 0
|  |  |  | Senior debt hedged profile during construction - EIB | 0 | USD | 0 | 0 | 0 | 0 | 0 | 0 | 0 | 0 | 0 | 0 | 0 | 0 | 0 | 0 | 0 | 0 | 0 | 0 | 0 | 0 | 0 | 0 | 0 | 0 | 0 | 0 | 7836285.387 | 7836285.387 | 7836285.387 | 7836285.387 | 7836285.387 | 7836285.387 | 15125193.7666 | 15125193.7666 | 15125193.7666 | 15125193.7666 | 15125193.7666 | 15125193.7666 | 16432093.9458 | 16432093.9458 | 16432093.9458 | 16432093.9458 | 16432093.9458 | 16432093.9458 | 16981042.5959 | 16981042.5959 | 16981042.5959 | 16981042.5959 | 16981042.5959 | 16981042.5959 | 0 | 0 | 0 | 0 | 0 | 0 | 0 | 0
|  |  |  | EIB hedged debt during construction |  | % |  |  | 0% | 0% | 0% | 0% | 0% | 0% | 0% | 0% | 0% | 0% | 0% | 0% | 0% | 0% | 0% | 0% | 0% | 0% | 0% | 0% | 0% | 0% | 0% | 0% | 95.19% | 62.22% | 53.86% | 50.56% | 50.37% | 50.18% | 93.41% | 93.24% | 93.01% | 88.7% | 88.66% | 88.64% | 93.27% | 93.26% | 93.24% | 93.23% | 93.22% | 93.21% | 93.19% | 93.18% | 93.17% | 93.16% | 93.14% | 93.13% | 0% | 0% | 0% | 0% | 0% | 0% | 0% | 0%
|  |  |  | ADB notional profile - calculated - construction | 0 | USD | 0 | 0 | 0 | 0 | 0 | 0 | 0 | 0 | 0 | 0 | 0 | 0 | 0 | 0 | 0 | 0 | 0 | 0 | 0 | 0 | 0 | 0 | 0 | 0 | 0 | 3206286.6053 | 9824885.5257 | 15032163.9074 | 17364893.2956 | 18499263.3061 | 18568511.4428 | 18637713.8054 | 19324868.5994 | 19360329.6434 | 19408332.0382 | 20352143.7962 | 20361958.1315 | 20364570.5202 | 21027647.485 | 21030259.8736 | 21032872.2622 | 21035438.8769 | 21038051.2655 | 21040617.8801 | 21748428.1813 | 21751040.5699 | 21753515.6365 | 21756128.0251 | 21760506.5699 | 21763118.9585 | 0 | 0 | 0 | 0 | 0 | 0 | 0 | 0
|  |  |  | EBRD notional profile - calculated - construction | 0 | USD | 0 | 0 | 0 | 0 | 0 | 0 | 0 | 0 | 0 | 0 | 0 | 0 | 0 | 0 | 0 | 0 | 0 | 0 | 0 | 0 | 0 | 0 | 0 | 0 | 0 | 4209488.1627 | 12898952.7175 | 19735514.5745 | 22798121.8692 | 24287420.1507 | 24378335.0462 | 24469189.8456 | 25371345.6188 | 25417901.9199 | 25480923.5826 | 26720040.6398 | 26732925.7414 | 26736355.5093 | 27606899.8424 | 27610329.6103 | 27613759.3782 | 27617129.0501 | 27620558.8181 | 27623928.49 | 28553202.5852 | 28556632.3531 | 28559881.8329 | 28563311.6008 | 28569060.1301 | 28572489.8981 | 0 | 0 | 0 | 0 | 0 | 0 | 0 | 0
|  |  |  | AIIB notional profile - calculated - construction | 0 | USD | 0 | 0 | 0 | 0 | 0 | 0 | 0 | 0 | 0 | 0 | 0 | 0 | 0 | 0 | 0 | 0 | 0 | 0 | 0 | 0 | 0 | 0 | 0 | 0 | 0 | 2471512.5916 | 7573349.2594 | 11587293.012 | 13385438.5821 | 14259848.7984 | 14313227.5705 | 14366571.0584 | 14896252.8787 | 14923587.4335 | 14960589.2795 | 15688110.8429 | 15695676.0597 | 15697689.776 | 16208811.603 | 16210825.3192 | 16212839.0355 | 16214817.4676 | 16216831.1838 | 16218809.6159 | 16764413.3897 | 16766427.106 | 16768334.9698 | 16770348.686 | 16773723.8143 | 16775737.5305 | 0 | 0 | 0 | 0 | 0 | 0 | 0 | 0
|  |  |  | EIB notional profile - calculated - construction | 0 | USD | 0 | 0 | 0 | 0 | 0 | 0 | 0 | 0 | 0 | 0 | 0 | 0 | 0 | 0 | 0 | 0 | 0 | 0 | 0 | 0 | 0 | 0 | 0 | 0 | 0 | 2471512.5916 | 7573349.2594 | 11587293.012 | 13385438.5821 | 14259848.7984 | 14313227.5705 | 14366571.0584 | 14896252.8787 | 14923587.4335 | 14960589.2795 | 15688110.8429 | 15695676.0597 | 15697689.776 | 16208811.603 | 16210825.3192 | 16212839.0355 | 16214817.4676 | 16216831.1838 | 16218809.6159 | 16764413.3897 | 16766427.106 | 16768334.9698 | 16770348.686 | 16773723.8143 | 16775737.5305 | 0 | 0 | 0 | 0 | 0 | 0 | 0 | 0
|  |  |  | Total notional profile - calculated |  | USD |  |  | 0 | 0 | 0 | 0 | 0 | 0 | 0 | 0 | 0 | 0 | 0 | 0 | 0 | 0 | 0 | 0 | 0 | 0 | 0 | 0 | 0 | 0 | 0 | 12358799.9512 | 37870536.7619 | 57942264.5058 | 66933892.329 | 71306381.0537 | 71573301.6299 | 71840045.7678 | 74488719.9757 | 74625406.4303 | 74810434.1797 | 78448406.1217 | 78486235.9924 | 78496305.5814 | 81052170.5334 | 81062240.1224 | 81072309.7115 | 81082202.8621 | 81092272.4512 | 81102165.6019 | 83830457.5459 | 83840527.1349 | 83850067.4089 | 83860136.9979 | 83877014.3286 | 83887083.9177 | 0 | 0 | 0 | 0 | 0 | 0 | 0 | 0
% of senior debt hedged during construction - on interest payment date
Base Case
|  |  |  | Units in a thousand | 1000 | units in thousand
|  |  |  | Senior debt hedged profile during construction - ADB | 0 | USD | 0 | 0 | 0 | 0 | 0 | 0 | 0 | 0 | 0 | 0 | 0 | 0 | 0 | 0 | 0 | 0 | 0 | 0 | 0 | 0 | 0 | 0 | 0 | 0 | 0 | 0 | 10165991.8535 | 10165991.8535 | 10165991.8535 | 10165991.8535 | 10165991.8535 | 10165991.8535 | 19621872.9945 | 19621872.9945 | 19621872.9945 | 19621872.9945 | 19621872.9945 | 19621872.9945 | 21317311.0648 | 21317311.0648 | 21317311.0648 | 21317311.0648 | 21317311.0648 | 21317311.0648 | 22029460.665 | 22029460.665 | 22029460.665 | 22029460.665 | 22029460.665 | 22029460.665 | 0 | 0 | 0 | 0 | 0 | 0 | 0 | 0
|  |  |  | Senior debt hedged profile during construction - EBRD | 0 | USD | 0 | 0 | 0 | 0 | 0 | 0 | 0 | 0 | 0 | 0 | 0 | 0 | 0 | 0 | 0 | 0 | 0 | 0 | 0 | 0 | 0 | 0 | 0 | 0 | 0 | 0 | 13346786.3724 | 13346786.3724 | 13346786.3724 | 13346786.3724 | 13346786.3724 | 13346786.3724 | 25761278.4723 | 25761278.4723 | 25761278.4723 | 25761278.4723 | 25761278.4723 | 25761278.4723 | 27987195.0437 | 27987195.0437 | 27987195.0437 | 27987195.0437 | 27987195.0437 | 27987195.0437 | 28922166.1431 | 28922166.1431 | 28922166.1431 | 28922166.1431 | 28922166.1431 | 28922166.1431 | 0 | 0 | 0 | 0 | 0 | 0 | 0 | 0
|  |  |  | Senior debt hedged profile during construction - AIIB | 0 | USD | 0 | 0 | 0 | 0 | 0 | 0 | 0 | 0 | 0 | 0 | 0 | 0 | 0 | 0 | 0 | 0 | 0 | 0 | 0 | 0 | 0 | 0 | 0 | 0 | 0 | 0 | 7836285.387 | 7836285.387 | 7836285.387 | 7836285.387 | 7836285.387 | 7836285.387 | 15125193.7666 | 15125193.7666 | 15125193.7666 | 15125193.7666 | 15125193.7666 | 15125193.7666 | 16432093.9458 | 16432093.9458 | 16432093.9458 | 16432093.9458 | 16432093.9458 | 16432093.9458 | 16981042.5959 | 16981042.5959 | 16981042.5959 | 16981042.5959 | 16981042.5959 | 16981042.5959 | 0 | 0 | 0 | 0 | 0 | 0 | 0 | 0
|  |  |  | Senior debt hedged profile during construction - EIB | 0 | USD | 0 | 0 | 0 | 0 | 0 | 0 | 0 | 0 | 0 | 0 | 0 | 0 | 0 | 0 | 0 | 0 | 0 | 0 | 0 | 0 | 0 | 0 | 0 | 0 | 0 | 0 | 7836285.387 | 7836285.387 | 7836285.387 | 7836285.387 | 7836285.387 | 7836285.387 | 15125193.7666 | 15125193.7666 | 15125193.7666 | 15125193.7666 | 15125193.7666 | 15125193.7666 | 16432093.9458 | 16432093.9458 | 16432093.9458 | 16432093.9458 | 16432093.9458 | 16432093.9458 | 16981042.5959 | 16981042.5959 | 16981042.5959 | 16981042.5959 | 16981042.5959 | 16981042.5959 | 0 | 0 | 0 | 0 | 0 | 0 | 0 | 0
|  |  |  | ADB Loan availability period balance BEG | 0 | USD 000s | 0 | 0 | 0 | 0 | 0 | 0 | 0 | 0 | 0 | 0 | 0 | 0 | 0 | 0 | 0 | 0 | 0 | 0 | 0 | 0 | 0 | 0 | 0 | 0 | 0 | 3485.0941 | 10679.2234 | 16339.3086 | 18874.884 | 20107.8949 | 20183.1646 | 20258.3846 | 21005.292 | 21043.8366 | 21096.0131 | 22121.8954 | 22132.5632 | 22135.4027 | 22856.1386 | 22858.9781 | 22861.8177 | 22864.6075 | 22867.447 | 22870.2368 | 23639.5958 | 23642.4354 | 23645.1257 | 23647.9652 | 23652.7245 | 23655.5641 | 0 | 0 | 0 | 0 | 0 | 0 | 0 | 0 | 0 | 0 | 0 | 0 | 0 | 0 | 0 | 0 | 0 | 0 | 0 | 0 | 0 | 0 | 0 | 0 | 0 | 0 | 0 | 0 | 0 | 0 | 0 | 0 | 0 | 0 | 0 | 0 | 0 | 0 | 0 | 0 | 0 | 0 | 0 | 0 | 0 | 0 | 0 | 0 | 0 | 0 | 0
|  |  |  | EBRD availability period balance BEG | 0 | USD 000s | 0 | 0 | 0 | 0 | 0 | 0 | 0 | 0 | 0 | 0 | 0 | 0 | 0 | 0 | 0 | 0 | 0 | 0 | 0 | 0 | 0 | 0 | 0 | 0 | 0 | 4575.5306 | 14020.6008 | 21451.6463 | 24780.5672 | 26399.3697 | 26498.1903 | 26596.9455 | 27577.5496 | 27628.1543 | 27696.6561 | 29043.5224 | 29057.528 | 29061.256 | 30007.4998 | 30011.2278 | 30014.9558 | 30018.6185 | 30022.3465 | 30026.0092 | 31036.0898 | 31039.8178 | 31043.3498 | 31047.0778 | 31053.3262 | 31057.0542 | 0 | 0 | 0 | 0 | 0 | 0 | 0 | 0 | 0 | 0 | 0 | 0 | 0 | 0 | 0 | 0 | 0 | 0 | 0 | 0 | 0 | 0 | 0 | 0 | 0 | 0 | 0 | 0 | 0 | 0 | 0 | 0 | 0 | 0 | 0 | 0 | 0 | 0 | 0 | 0 | 0 | 0 | 0 | 0 | 0 | 0 | 0 | 0 | 0 | 0 | 0
|  |  |  | AIIB availability period balance BEG | 0 | USD 000s | 0 | 0 | 0 | 0 | 0 | 0 | 0 | 0 | 0 | 0 | 0 | 0 | 0 | 0 | 0 | 0 | 0 | 0 | 0 | 0 | 0 | 0 | 0 | 0 | 0 | 2686.4267 | 8231.9014 | 12594.8837 | 14549.3898 | 15499.8357 | 15557.8561 | 15615.8381 | 16191.5792 | 16221.2907 | 16261.5101 | 17052.2944 | 17060.5175 | 17062.7063 | 17618.2735 | 17620.4623 | 17622.6511 | 17624.8016 | 17626.9904 | 17629.1409 | 18222.1885 | 18224.3773 | 18226.4511 | 18228.6399 | 18232.3085 | 18234.4973 | 0 | 0 | 0 | 0 | 0 | 0 | 0 | 0 | 0 | 0 | 0 | 0 | 0 | 0 | 0 | 0 | 0 | 0 | 0 | 0 | 0 | 0 | 0 | 0 | 0 | 0 | 0 | 0 | 0 | 0 | 0 | 0 | 0 | 0 | 0 | 0 | 0 | 0 | 0 | 0 | 0 | 0 | 0 | 0 | 0 | 0 | 0 | 0 | 0 | 0 | 0
|  |  |  | EIB availability period balance BEG | 0 | USD 000s | 0 | 0 | 0 | 0 | 0 | 0 | 0 | 0 | 0 | 0 | 0 | 0 | 0 | 0 | 0 | 0 | 0 | 0 | 0 | 0 | 0 | 0 | 0 | 0 | 0 | 2686.4267 | 8231.9014 | 12594.8837 | 14549.3898 | 15499.8357 | 15557.8561 | 15615.8381 | 16191.5792 | 16221.2907 | 16261.5101 | 17052.2944 | 17060.5175 | 17062.7063 | 17618.2735 | 17620.4623 | 17622.6511 | 17624.8016 | 17626.9904 | 17629.1409 | 18222.1885 | 18224.3773 | 18226.4511 | 18228.6399 | 18232.3085 | 18234.4973 | 0 | 0 | 0 | 0 | 0 | 0 | 0 | 0 | 0 | 0 | 0 | 0 | 0 | 0 | 0 | 0 | 0 | 0 | 0 | 0 | 0 | 0 | 0 | 0 | 0 | 0 | 0 | 0 | 0 | 0 | 0 | 0 | 0 | 0 | 0 | 0 | 0 | 0 | 0 | 0 | 0 | 0 | 0 | 0 | 0 | 0 | 0 | 0 | 0 | 0 | 0
|  |  |  | Senior debt interest payment frequency flag - stub adjustment | 0 | 0 | 0 | 0 | 0 | 0 | 0 | 0 | 0 | 0 | 0 | 0 | 0 | 0 | 0 | 0 | 0 | 0 | 0 | 0 | 0 | 0 | 0 | 0 | 0 | 0 | 0 | 1 | 0 | 0 | 0 | 0 | 0 | 1 | 0 | 0 | 0 | 0 | 0 | 1 | 0 | 0 | 0 | 0 | 0 | 1 | 0 | 0 | 0 | 0 | 0 | 1 | 0 | 0 | 0 | 0 | 0 | 0 | 0 | 0
|  |  |  | % of senior debt hedged during construction - on interest payment date |  | % | 0: * for info; 25: 0%; 26: 0%; 27: 0%; 28: 0%; 29: 0%; 30: 95.19%; 31: 0%; 32: 0%; 33: 0%; 34: 0%; 35: 0%; 36: 93.41%; 37: 0%; 38: 0%; 39: 0%; 40: 0%; 41: 0%; 42: 93.27%; 43: 0%; 44: 0%; 45: 0%; 46: 0%; 47: 0%; 48: 93.19%; 49: 0%; 50: 0%; 51: 0%; 52: 0%; 53: 0%; 54: 0%; 55: 0%; 56: 0% | 0% | 0% | 0% | 0% | 0% | 0% | 0% | 0% | 0% | 0% | 0% | 0% | 0% | 0% | 0% | 0% | 0% | 0% | 0% | 0% | 0% | 0% | 0% | 0% | 0% | 0% | 0% | 0% | 0% | 0% | 0% | 0% | 0% | 0% | 0% | 0% | 0% | 0% | 0% | 0% | 0% | 0% | 0%
DEBT PROFILE CASHSWEEP CASE - INPUT % BASED
|  |  |  | Units in a thousand | 1000 | units in thousand
|  |  |  | ADB Loan availability period balance BEG | 0 | USD 000s | 0 | 0 | 0 | 0 | 0 | 0 | 0 | 0 | 0 | 0 | 0 | 0 | 0 | 0 | 0 | 0 | 0 | 0 | 0 | 0 | 0 | 0 | 0 | 0 | 0 | 3485.0941 | 10679.2234 | 16339.3086 | 18874.884 | 20107.8949 | 20183.1646 | 20258.3846 | 21005.292 | 21043.8366 | 21096.0131 | 22121.8954 | 22132.5632 | 22135.4027 | 22856.1386 | 22858.9781 | 22861.8177 | 22864.6075 | 22867.447 | 22870.2368 | 23639.5958 | 23642.4354 | 23645.1257 | 23647.9652 | 23652.7245 | 23655.5641 | 0 | 0 | 0 | 0 | 0 | 0 | 0 | 0 | 0 | 0 | 0 | 0 | 0 | 0 | 0 | 0 | 0 | 0 | 0 | 0 | 0 | 0 | 0 | 0 | 0 | 0 | 0 | 0 | 0 | 0 | 0 | 0 | 0 | 0 | 0 | 0 | 0 | 0 | 0 | 0 | 0 | 0 | 0 | 0 | 0 | 0 | 0 | 0 | 0 | 0 | 0
|  |  |  | ADB notional profile - construction - fixed | 0 | USD | 0 | 0 | 0 | 0 | 0 | 0 | 0 | 0 | 0 | 0 | 0 | 0 | 0 | 0 | 0 | 0 | 0 | 0 | 0 | 0 | 0 | 0 | 0 | 0 | 0 | 3206286.6039 | 9824885.5237 | 15032163.9055 | 17364893.2937 | 18499263.3041 | 18568511.4408 | 18637713.8035 | 19324868.5939 | 19360329.6379 | 19408332.0327 | 20352143.7907 | 20361958.126 | 20364570.5147 | 21027647.4762 | 21030259.8648 | 21032872.2534 | 21035438.868 | 21038051.2567 | 21040617.8713 | 21748428.1693 | 21751040.558 | 21753515.6245 | 21756128.0132 | 21760506.558 | 21763118.9466 | 0 | 0 | 0 | 0 | 0 | 0 | 0 | 0 | 0 | 0 | 0 | 0 | 0 | 0 | 0 | 0 | 0 | 0 | 0 | 0 | 0 | 0 | 0 | 0 | 0 | 0 | 0 | 0 | 0 | 0 | 0 | 0 | 0 | 0 | 0 | 0 | 0 | 0 | 0 | 0 | 0 | 0 | 0 | 0 | 0 | 0 | 0 | 0 | 0 | 0 | 0
|  |  |  | ADB hedged debt during construction - cashsweep case |  | % |  |  | 0% | 0% | 0% | 0% | 0% | 0% | 0% | 0% | 0% | 0% | 0% | 0% | 0% | 0% | 0% | 0% | 0% | 0% | 0% | 0% | 0% | 0% | 0% | 92% | 92% | 92% | 92% | 92% | 92% | 92% | 92% | 92% | 92% | 92% | 92% | 92% | 92% | 92% | 92% | 92% | 92% | 92% | 92% | 92% | 92% | 92% | 92% | 92% | 0% | 0% | 0% | 0% | 0% | 0% | 0% | 0%
|  |  |  | Units in a thousand | 1000 | units in thousand
|  |  |  | EBRD availability period balance BEG | 0 | USD 000s | 0 | 0 | 0 | 0 | 0 | 0 | 0 | 0 | 0 | 0 | 0 | 0 | 0 | 0 | 0 | 0 | 0 | 0 | 0 | 0 | 0 | 0 | 0 | 0 | 0 | 4575.5306 | 14020.6008 | 21451.6463 | 24780.5672 | 26399.3697 | 26498.1903 | 26596.9455 | 27577.5496 | 27628.1543 | 27696.6561 | 29043.5224 | 29057.528 | 29061.256 | 30007.4998 | 30011.2278 | 30014.9558 | 30018.6185 | 30022.3465 | 30026.0092 | 31036.0898 | 31039.8178 | 31043.3498 | 31047.0778 | 31053.3262 | 31057.0542 | 0 | 0 | 0 | 0 | 0 | 0 | 0 | 0 | 0 | 0 | 0 | 0 | 0 | 0 | 0 | 0 | 0 | 0 | 0 | 0 | 0 | 0 | 0 | 0 | 0 | 0 | 0 | 0 | 0 | 0 | 0 | 0 | 0 | 0 | 0 | 0 | 0 | 0 | 0 | 0 | 0 | 0 | 0 | 0 | 0 | 0 | 0 | 0 | 0 | 0 | 0
|  |  |  | EBRD notional profile - construction - fixed | 0 | USD | 0 | 0 | 0 | 0 | 0 | 0 | 0 | 0 | 0 | 0 | 0 | 0 | 0 | 0 | 0 | 0 | 0 | 0 | 0 | 0 | 0 | 0 | 0 | 0 | 0 | 4209488.1609 | 12898952.7149 | 19735514.5719 | 22798121.8667 | 24287420.1481 | 24378335.0436 | 24469189.8431 | 25371345.6115 | 25417901.9127 | 25480923.5754 | 26720040.6326 | 26732925.7342 | 26736355.5021 | 27606899.8308 | 27610329.5987 | 27613759.3667 | 27617129.0386 | 27620558.8065 | 27623928.4784 | 28553202.5695 | 28556632.3375 | 28559881.8172 | 28563311.5852 | 28569060.1145 | 28572489.8824 | 0 | 0 | 0 | 0 | 0 | 0 | 0 | 0 | 0 | 0 | 0 | 0 | 0 | 0 | 0 | 0 | 0 | 0 | 0 | 0 | 0 | 0 | 0 | 0 | 0 | 0 | 0 | 0 | 0 | 0 | 0 | 0 | 0 | 0 | 0 | 0 | 0 | 0 | 0 | 0 | 0 | 0 | 0 | 0 | 0 | 0 | 0 | 0 | 0 | 0 | 0
|  |  |  | EBRD hedged debt during construction - cashsweep case |  | % |  |  | 0% | 0% | 0% | 0% | 0% | 0% | 0% | 0% | 0% | 0% | 0% | 0% | 0% | 0% | 0% | 0% | 0% | 0% | 0% | 0% | 0% | 0% | 0% | 92% | 92% | 92% | 92% | 92% | 92% | 92% | 92% | 92% | 92% | 92% | 92% | 92% | 92% | 92% | 92% | 92% | 92% | 92% | 92% | 92% | 92% | 92% | 92% | 92% | 0% | 0% | 0% | 0% | 0% | 0% | 0% | 0%
|  |  |  | Units in a thousand | 1000 | units in thousand
|  |  |  | AIIB availability period balance BEG | 0 | USD 000s | 0 | 0 | 0 | 0 | 0 | 0 | 0 | 0 | 0 | 0 | 0 | 0 | 0 | 0 | 0 | 0 | 0 | 0 | 0 | 0 | 0 | 0 | 0 | 0 | 0 | 2686.4267 | 8231.9014 | 12594.8837 | 14549.3898 | 15499.8357 | 15557.8561 | 15615.8381 | 16191.5792 | 16221.2907 | 16261.5101 | 17052.2944 | 17060.5175 | 17062.7063 | 17618.2735 | 17620.4623 | 17622.6511 | 17624.8016 | 17626.9904 | 17629.1409 | 18222.1885 | 18224.3773 | 18226.4511 | 18228.6399 | 18232.3085 | 18234.4973 | 0 | 0 | 0 | 0 | 0 | 0 | 0 | 0 | 0 | 0 | 0 | 0 | 0 | 0 | 0 | 0 | 0 | 0 | 0 | 0 | 0 | 0 | 0 | 0 | 0 | 0 | 0 | 0 | 0 | 0 | 0 | 0 | 0 | 0 | 0 | 0 | 0 | 0 | 0 | 0 | 0 | 0 | 0 | 0 | 0 | 0 | 0 | 0 | 0 | 0 | 0
|  |  |  | AIIB notional profile - construction - fixed | 0 | USD | 0 | 0 | 0 | 0 | 0 | 0 | 0 | 0 | 0 | 0 | 0 | 0 | 0 | 0 | 0 | 0 | 0 | 0 | 0 | 0 | 0 | 0 | 0 | 0 | 0 | 2471512.5905 | 7573349.2578 | 11587293.0105 | 13385438.5805 | 14259848.7969 | 14313227.569 | 14366571.0568 | 14896252.8745 | 14923587.4292 | 14960589.2752 | 15688110.8386 | 15695676.0555 | 15697689.7717 | 16208811.5962 | 16210825.3124 | 16212839.0287 | 16214817.4608 | 16216831.177 | 16218809.6091 | 16764413.3805 | 16766427.0968 | 16768334.9606 | 16770348.6768 | 16773723.8051 | 16775737.5213 | 0 | 0 | 0 | 0 | 0 | 0 | 0 | 0 | 0 | 0 | 0 | 0 | 0 | 0 | 0 | 0 | 0 | 0 | 0 | 0 | 0 | 0 | 0 | 0 | 0 | 0 | 0 | 0 | 0 | 0 | 0 | 0 | 0 | 0 | 0 | 0 | 0 | 0 | 0 | 0 | 0 | 0 | 0 | 0 | 0 | 0 | 0 | 0 | 0 | 0 | 0
|  |  |  | AIIB hedged debt during construction - cashsweep case |  | % |  |  | 0% | 0% | 0% | 0% | 0% | 0% | 0% | 0% | 0% | 0% | 0% | 0% | 0% | 0% | 0% | 0% | 0% | 0% | 0% | 0% | 0% | 0% | 0% | 92% | 92% | 92% | 92% | 92% | 92% | 92% | 92% | 92% | 92% | 92% | 92% | 92% | 92% | 92% | 92% | 92% | 92% | 92% | 92% | 92% | 92% | 92% | 92% | 92% | 0% | 0% | 0% | 0% | 0% | 0% | 0% | 0%
|  |  |  | Units in a thousand | 1000 | units in thousand
|  |  |  | EIB availability period balance BEG | 0 | USD 000s | 0 | 0 | 0 | 0 | 0 | 0 | 0 | 0 | 0 | 0 | 0 | 0 | 0 | 0 | 0 | 0 | 0 | 0 | 0 | 0 | 0 | 0 | 0 | 0 | 0 | 2686.4267 | 8231.9014 | 12594.8837 | 14549.3898 | 15499.8357 | 15557.8561 | 15615.8381 | 16191.5792 | 16221.2907 | 16261.5101 | 17052.2944 | 17060.5175 | 17062.7063 | 17618.2735 | 17620.4623 | 17622.6511 | 17624.8016 | 17626.9904 | 17629.1409 | 18222.1885 | 18224.3773 | 18226.4511 | 18228.6399 | 18232.3085 | 18234.4973 | 0 | 0 | 0 | 0 | 0 | 0 | 0 | 0 | 0 | 0 | 0 | 0 | 0 | 0 | 0 | 0 | 0 | 0 | 0 | 0 | 0 | 0 | 0 | 0 | 0 | 0 | 0 | 0 | 0 | 0 | 0 | 0 | 0 | 0 | 0 | 0 | 0 | 0 | 0 | 0 | 0 | 0 | 0 | 0 | 0 | 0 | 0 | 0 | 0 | 0 | 0
|  |  |  | EIB notional profile - construction - fixed | 0 | USD | 0 | 0 | 0 | 0 | 0 | 0 | 0 | 0 | 0 | 0 | 0 | 0 | 0 | 0 | 0 | 0 | 0 | 0 | 0 | 0 | 0 | 0 | 0 | 0 | 0 | 2471512.5905 | 7573349.2578 | 11587293.0105 | 13385438.5805 | 14259848.7969 | 14313227.569 | 14366571.0568 | 14896252.8745 | 14923587.4292 | 14960589.2752 | 15688110.8386 | 15695676.0555 | 15697689.7717 | 16208811.5962 | 16210825.3124 | 16212839.0287 | 16214817.4608 | 16216831.177 | 16218809.6091 | 16764413.3805 | 16766427.0968 | 16768334.9606 | 16770348.6768 | 16773723.8051 | 16775737.5213 | 0 | 0 | 0 | 0 | 0 | 0 | 0 | 0 | 0 | 0 | 0 | 0 | 0 | 0 | 0 | 0 | 0 | 0 | 0 | 0 | 0 | 0 | 0 | 0 | 0 | 0 | 0 | 0 | 0 | 0 | 0 | 0 | 0 | 0 | 0 | 0 | 0 | 0 | 0 | 0 | 0 | 0 | 0 | 0 | 0 | 0 | 0 | 0 | 0 | 0 | 0
|  |  |  | EIB hedged debt during construction - cashsweep case |  | % |  |  | 0% | 0% | 0% | 0% | 0% | 0% | 0% | 0% | 0% | 0% | 0% | 0% | 0% | 0% | 0% | 0% | 0% | 0% | 0% | 0% | 0% | 0% | 0% | 92% | 92% | 92% | 92% | 92% | 92% | 92% | 92% | 92% | 92% | 92% | 92% | 92% | 92% | 92% | 92% | 92% | 92% | 92% | 92% | 92% | 92% | 92% | 92% | 92% | 0% | 0% | 0% | 0% | 0% | 0% | 0% | 0%
END

## HoldCo-M
HoldCo-M
|  |  | Model period start date - monthly | 0 | Error chks | time axis 2021-07-01 to 2026-02-01
|  |  | Model period end date - monthly | 0 | Track chgs | time axis 2021-07-31 to 2026-02-28
|  |  | Timeline label | 1 | Alerts |  |  | Dev | Dev | Dev | Dev | Dev | Dev | Dev | Dev | Dev | Dev | Dev | Dev | Dev | Dev | Dev | Dev | Dev | Dev | Dev | Dev | Fin-close | Const | Const | Const | Const | Const | Const | Const | Const | Const | Const | Const | Const | Const | Const | Const | Const | Const | Const | Const | Const | Const | Const | Const | Const | Const | Const | Const | Ops | Ops | Ops | Ops | Ops | Ops | Ops | Ops
|  |  | Model column counter - monthly | Constant | Unit | Total |  | 1 | 2 | 3 | 4 | 5 | 6 | 7 | 8 | 9 | 10 | 11 | 12 | 13 | 14 | 15 | 16 | 17 | 18 | 19 | 20 | 21 | 22 | 23 | 24 | 25 | 26 | 27 | 28 | 29 | 30 | 31 | 32 | 33 | 34 | 35 | 36 | 37 | 38 | 39 | 40 | 41 | 42 | 43 | 44 | 45 | 46 | 47 | 48 | 49 | 50 | 51 | 52 | 53 | 54 | 55 | 56
HOLDCO EBL DRAWDOWN - MASDAR
|  |  | Holdco EBL active | 0 | 1 = active, 0 = inactive
|  |  | Shareholder funds drawdown | 0 | USD 000s | 77512.265 | 0 | 0 | 0 | 0 | 0 | 0 | 0 | 0 | 0 | 0 | 0 | 0 | 0 | 0 | 0 | 0 | 0 | 0 | 0 | 0 | 0 | 41398.5794 | 23602.0099 | 12511.6756 | 0 | 0 | 0 | 0 | 0 | 0 | 0 | 0 | 0 | 0 | 0 | 0 | 0 | 0 | 0 | 0 | 0 | 0 | 0 | 0 | 0 | 0 | 0 | 0 | 0 | 0 | 0 | 0 | 0 | 0 | 0 | 0 | 0
|  |  | Initial equity investment | 0 | USD 000s | 122.7273 | 0 | 0 | 0 | 0 | 0 | 0 | 0 | 0 | 0 | 0 | 0 | 0 | 0 | 0 | 0 | 0 | 0 | 0 | 0 | 0 | 0 | 122.7273 | 0 | 0 | 0 | 0 | 0 | 0 | 0 | 0 | 0 | 0 | 0 | 0 | 0 | 0 | 0 | 0 | 0 | 0 | 0 | 0 | 0 | 0 | 0 | 0 | 0 | 0 | 0 | 0 | 0 | 0 | 0 | 0 | 0 | 0 | 0
|  |  | Holdco EBL shareholder drawdown |  | USD 000s | 0 |  | 0 | 0 | 0 | 0 | 0 | 0 | 0 | 0 | 0 | 0 | 0 | 0 | 0 | 0 | 0 | 0 | 0 | 0 | 0 | 0 | 0 | 0 | 0 | 0 | 0 | 0 | 0 | 0 | 0 | 0 | 0 | 0 | 0 | 0 | 0 | 0 | 0 | 0 | 0 | 0 | 0 | 0 | 0 | 0 | 0 | 0 | 0 | 0 | 0 | 0 | 0 | 0 | 0 | 0 | 0 | 0
|  |  | Masdar share of EBL | 100% | %
|  |  | Holdco EBL shareholder drawdown | 0 | USD 000s | 0 | 0 | 0 | 0 | 0 | 0 | 0 | 0 | 0 | 0 | 0 | 0 | 0 | 0 | 0 | 0 | 0 | 0 | 0 | 0 | 0 | 0 | 0 | 0 | 0 | 0 | 0 | 0 | 0 | 0 | 0 | 0 | 0 | 0 | 0 | 0 | 0 | 0 | 0 | 0 | 0 | 0 | 0 | 0 | 0 | 0 | 0 | 0 | 0 | 0 | 0 | 0 | 0 | 0 | 0 | 0 | 0 | 0
|  |  | Holdco EBL shareholder drawdown - Masdar |  | USD 000s | 0 |  | 0 | 0 | 0 | 0 | 0 | 0 | 0 | 0 | 0 | 0 | 0 | 0 | 0 | 0 | 0 | 0 | 0 | 0 | 0 | 0 | 0 | 0 | 0 | 0 | 0 | 0 | 0 | 0 | 0 | 0 | 0 | 0 | 0 | 0 | 0 | 0 | 0 | 0 | 0 | 0 | 0 | 0 | 0 | 0 | 0 | 0 | 0 | 0 | 0 | 0 | 0 | 0 | 0 | 0 | 0 | 0
|  |  | Total Holdco EBL shareholder drawdown - Masdar | 0 | USD 000s
HOLDCO EBL - MASDAR
|  |  | Holdco EBL - Masdar - balance - construction BEG |  | USD 000s |  |  | 0 | 0 | 0 | 0 | 0 | 0 | 0 | 0 | 0 | 0 | 0 | 0 | 0 | 0 | 0 | 0 | 0 | 0 | 0 | 0 | 0 | 0 | 0 | 0 | 0 | 0 | 0 | 0 | 0 | 0 | 0 | 0 | 0 | 0 | 0 | 0 | 0 | 0 | 0 | 0 | 0 | 0 | 0 | 0 | 0 | 0 | 0 | 0 | 0 | 0 | 0 | 0 | 0 | 0 | 0 | 0
|  | Plus | Holdco EBL shareholder drawdown - Masdar | 0 | USD 000s | 0 | 0 | 0 | 0 | 0 | 0 | 0 | 0 | 0 | 0 | 0 | 0 | 0 | 0 | 0 | 0 | 0 | 0 | 0 | 0 | 0 | 0 | 0 | 0 | 0 | 0 | 0 | 0 | 0 | 0 | 0 | 0 | 0 | 0 | 0 | 0 | 0 | 0 | 0 | 0 | 0 | 0 | 0 | 0 | 0 | 0 | 0 | 0 | 0 | 0 | 0 | 0 | 0 | 0 | 0 | 0 | 0 | 0
|  | Plus | Holdco EBL interest rolled up - construction - Masdar | 0 | USD 000s | 0 | 0 | 0 | 0 | 0 | 0 | 0 | 0 | 0 | 0 | 0 | 0 | 0 | 0 | 0 | 0 | 0 | 0 | 0 | 0 | 0 | 0 | 0 | 0 | 0 | 0 | 0 | 0 | 0 | 0 | 0 | 0 | 0 | 0 | 0 | 0 | 0 | 0 | 0 | 0 | 0 | 0 | 0 | 0 | 0 | 0 | 0 | 0 | 0 | 0 | 0 | 0 | 0 | 0 | 0 | 0 | 0 | 0
|  | Plus | Holdco EBL upfront fee rolled up - Masdar | 0 | USD 000s | 0 | 0 | 0 | 0 | 0 | 0 | 0 | 0 | 0 | 0 | 0 | 0 | 0 | 0 | 0 | 0 | 0 | 0 | 0 | 0 | 0 | 0 | 0 | 0 | 0 | 0 | 0 | 0 | 0 | 0 | 0 | 0 | 0 | 0 | 0 | 0 | 0 | 0 | 0 | 0 | 0 | 0 | 0 | 0 | 0 | 0 | 0 | 0 | 0 | 0 | 0 | 0 | 0 | 0 | 0 | 0 | 0 | 0
|  | Plus | Holdco EBL commitment fee rolled up - Masdar | 0 | USD 000s | 0 | 0 | 0 | 0 | 0 | 0 | 0 | 0 | 0 | 0 | 0 | 0 | 0 | 0 | 0 | 0 | 0 | 0 | 0 | 0 | 0 | 0 | 0 | 0 | 0 | 0 | 0 | 0 | 0 | 0 | 0 | 0 | 0 | 0 | 0 | 0 | 0 | 0 | 0 | 0 | 0 | 0 | 0 | 0 | 0 | 0 | 0 | 0 | 0 | 0 | 0 | 0 | 0 | 0 | 0 | 0 | 0 | 0
|  | Less | [Holdco EBL repayment - Masdar] | 0 | USD 000s | 0 | 0 | 0 | 0 | 0 | 0 | 0 | 0 | 0 | 0 | 0 | 0 | 0 | 0 | 0 | 0 | 0 | 0 | 0 | 0 | 0 | 0 | 0 | 0 | 0 | 0 | 0 | 0 | 0 | 0 | 0 | 0 | 0 | 0 | 0 | 0 | 0 | 0 | 0 | 0 | 0 | 0 | 0 | 0 | 0 | 0 | 0 | 0 | 0 | 0 | 0 | 0 | 0 | 0 | 0 | 0 | 0 | 0
|  |  | Holdco EBL - Masdar - construction - balance |  | USD 000s |  |  | 0 | 0 | 0 | 0 | 0 | 0 | 0 | 0 | 0 | 0 | 0 | 0 | 0 | 0 | 0 | 0 | 0 | 0 | 0 | 0 | 0 | 0 | 0 | 0 | 0 | 0 | 0 | 0 | 0 | 0 | 0 | 0 | 0 | 0 | 0 | 0 | 0 | 0 | 0 | 0 | 0 | 0 | 0 | 0 | 0 | 0 | 0 | 0 | 0 | 0 | 0 | 0 | 0 | 0 | 0 | 0
|  |  | Holdco EBL - Masdar - construction - balance | 0 | USD 000s | 0 | 0 | 0 | 0 | 0 | 0 | 0 | 0 | 0 | 0 | 0 | 0 | 0 | 0 | 0 | 0 | 0 | 0 | 0 | 0 | 0 | 0 | 0 | 0 | 0 | 0 | 0 | 0 | 0 | 0 | 0 | 0 | 0 | 0 | 0 | 0 | 0 | 0 | 0 | 0 | 0 | 0 | 0 | 0 | 0 | 0 | 0 | 0 | 0 | 0 | 0 | 0 | 0 | 0 | 0 | 0 | 0 | 0
|  |  | Last construction period flag - monthly | 0 | flag | 1 | 0 | 0 | 0 | 0 | 0 | 0 | 0 | 0 | 0 | 0 | 0 | 0 | 0 | 0 | 0 | 0 | 0 | 0 | 0 | 0 | 0 | 0 | 0 | 0 | 0 | 0 | 0 | 0 | 0 | 0 | 0 | 0 | 0 | 0 | 0 | 0 | 0 | 0 | 0 | 0 | 0 | 0 | 0 | 0 | 0 | 0 | 0 | 0 | 1 | 0 | 0 | 0 | 0 | 0 | 0 | 0 | 0
|  |  | HoldCo EBL balance at end construction - masdar | 0 | USD 000s
|  |  | Holdco EBL % hedged | 0% | %
|  |  | EBL hedgling periods | 0 | flag | 0 | 0 | 0 | 0 | 0 | 0 | 0 | 0 | 0 | 0 | 0 | 0 | 0 | 0 | 0 | 0 | 0 | 0 | 0 | 0 | 0 | 0 | 0 | 1 | 0 | 0 | 0 | 0 | 0 | 1 | 0 | 0 | 0 | 0 | 0 | 1 | 0 | 0 | 0 | 0 | 0 | 1 | 0 | 0 | 0 | 0 | 0 | 1 | 0 | 0 | 0 | 0 | 0 | 0 | 0 | 0 | 0 | 0
|  |  | Holdco EBL - Masdar - balance - construction BEG | 0 | USD 000s | 0 | 0 | 0 | 0 | 0 | 0 | 0 | 0 | 0 | 0 | 0 | 0 | 0 | 0 | 0 | 0 | 0 | 0 | 0 | 0 | 0 | 0 | 0 | 0 | 0 | 0 | 0 | 0 | 0 | 0 | 0 | 0 | 0 | 0 | 0 | 0 | 0 | 0 | 0 | 0 | 0 | 0 | 0 | 0 | 0 | 0 | 0 | 0 | 0 | 0 | 0 | 0 | 0 | 0 | 0 | 0 | 0 | 0
|  |  | EBL holdco calculated notional balance - BEG |  | USD 000s |  |  | 0 | 0 | 0 | 0 | 0 | 0 | 0 | 0 | 0 | 0 | 0 | 0 | 0 | 0 | 0 | 0 | 0 | 0 | 0 | 0 | 0 | 0 | 0 | 0 | 0 | 0 | 0 | 0 | 0 | 0 | 0 | 0 | 0 | 0 | 0 | 0 | 0 | 0 | 0 | 0 | 0 | 0 | 0 | 0 | 0 | 0 | 0 | 0 | 0 | 0 | 0 | 0 | 0 | 0 | 0 | 0
|  |  | Units in a thousand | 1000 | units in thousand
|  |  | EBL holdco calculated notional balance - BEG | 0 | USD 000s | 0 | 0 | 0 | 0 | 0 | 0 | 0 | 0 | 0 | 0 | 0 | 0 | 0 | 0 | 0 | 0 | 0 | 0 | 0 | 0 | 0 | 0 | 0 | 0 | 0 | 0 | 0 | 0 | 0 | 0 | 0 | 0 | 0 | 0 | 0 | 0 | 0 | 0 | 0 | 0 | 0 | 0 | 0 | 0 | 0 | 0 | 0 | 0 | 0 | 0 | 0 | 0 | 0 | 0 | 0 | 0 | 0 | 0
|  |  | EBL holdco calculated notional balance - BEG (USD) |  | USD |  |  | 0 | 0 | 0 | 0 | 0 | 0 | 0 | 0 | 0 | 0 | 0 | 0 | 0 | 0 | 0 | 0 | 0 | 0 | 0 | 0 | 0 | 0 | 0 | 0 | 0 | 0 | 0 | 0 | 0 | 0 | 0 | 0 | 0 | 0 | 0 | 0 | 0 | 0 | 0 | 0 | 0 | 0 | 0 | 0 | 0 | 0 | 0 | 0 | 0 | 0 | 0 | 0 | 0 | 0 | 0 | 0
|  |  | EBL hedging based on calculated debt | 1 | 1 = input, 0 = notional based
|  |  | Holdco EBL % hedged | 0% | %
|  |  | Holdco EBL - Masdar - balance - construction BEG | 0 | USD 000s | 0 | 0 | 0 | 0 | 0 | 0 | 0 | 0 | 0 | 0 | 0 | 0 | 0 | 0 | 0 | 0 | 0 | 0 | 0 | 0 | 0 | 0 | 0 | 0 | 0 | 0 | 0 | 0 | 0 | 0 | 0 | 0 | 0 | 0 | 0 | 0 | 0 | 0 | 0 | 0 | 0 | 0 | 0 | 0 | 0 | 0 | 0 | 0 | 0 | 0 | 0 | 0 | 0 | 0 | 0 | 0 | 0 | 0
|  |  | EBL holdco calculated notional balance - BEG | 0 | USD 000s | 0 | 0 | 0 | 0 | 0 | 0 | 0 | 0 | 0 | 0 | 0 | 0 | 0 | 0 | 0 | 0 | 0 | 0 | 0 | 0 | 0 | 0 | 0 | 0 | 0 | 0 | 0 | 0 | 0 | 0 | 0 | 0 | 0 | 0 | 0 | 0 | 0 | 0 | 0 | 0 | 0 | 0 | 0 | 0 | 0 | 0 | 0 | 0 | 0 | 0 | 0 | 0 | 0 | 0 | 0 | 0 | 0 | 0
|  |  | EBL notional profile during construction - hedged portion - Masdar | 0 | USD | 0 | 0 | 0 | 0 | 0 | 0 | 0 | 0 | 0 | 0 | 0 | 0 | 0 | 0 | 0 | 0 | 0 | 0 | 0 | 0 | 0 | 0 | 0 | 0 | 0 | 0 | 0 | 0 | 0 | 0 | 0 | 0 | 0 | 0 | 0 | 0 | 0 | 0 | 0 | 0 | 0 | 0 | 0 | 0 | 0 | 0 | 0 | 0 | 0 | 0 | 0 | 0 | 0 | 0 | 0 | 0 | 0 | 0
|  |  | Holdco EBL % hedged |  | % | bar: 1 to 56
|  |  | EBL hedgling periods | 0 | flag | 0 | 0 | 0 | 0 | 0 | 0 | 0 | 0 | 0 | 0 | 0 | 0 | 0 | 0 | 0 | 0 | 0 | 0 | 0 | 0 | 0 | 0 | 0 | 1 | 0 | 0 | 0 | 0 | 0 | 1 | 0 | 0 | 0 | 0 | 0 | 1 | 0 | 0 | 0 | 0 | 0 | 1 | 0 | 0 | 0 | 0 | 0 | 1 | 0 | 0 | 0 | 0 | 0 | 0 | 0 | 0 | 0 | 0
|  |  | Holdco EBL - Masdar - balance - construction BEG | 0 | USD 000s | 0 | 0 | 0 | 0 | 0 | 0 | 0 | 0 | 0 | 0 | 0 | 0 | 0 | 0 | 0 | 0 | 0 | 0 | 0 | 0 | 0 | 0 | 0 | 0 | 0 | 0 | 0 | 0 | 0 | 0 | 0 | 0 | 0 | 0 | 0 | 0 | 0 | 0 | 0 | 0 | 0 | 0 | 0 | 0 | 0 | 0 | 0 | 0 | 0 | 0 | 0 | 0 | 0 | 0 | 0 | 0 | 0 | 0
|  |  | EBL notional profile during construction - hedged portion - Masdar | 0 | USD | 0 | 0 | 0 | 0 | 0 | 0 | 0 | 0 | 0 | 0 | 0 | 0 | 0 | 0 | 0 | 0 | 0 | 0 | 0 | 0 | 0 | 0 | 0 | 0 | 0 | 0 | 0 | 0 | 0 | 0 | 0 | 0 | 0 | 0 | 0 | 0 | 0 | 0 | 0 | 0 | 0 | 0 | 0 | 0 | 0 | 0 | 0 | 0 | 0 | 0 | 0 | 0 | 0 | 0 | 0 | 0 | 0 | 0
|  |  | % of HoldCo EBL hedged during construction - on interest payment date |  | % | * for info | 0% | bar: 1 to 56
Holdco EBL period interest rate
|  |  | Holdco EBL swap rate - construction - Masdar | 0% | % p.a.
|  |  | EBL + Senior debt swap rate - sensitivity | 0% | % p.a.
|  |  | Holdco EBL swap rate margin - Masdar | 0% | % p.a.
|  |  | Holdco EBL % hedged | 0 | % | 0 | 0 | 0 | 0 | 0 | 0 | 0 | 0 | 0 | 0 | 0 | 0 | 0 | 0 | 0 | 0 | 0 | 0 | 0 | 0 | 0 | 0 | 0 | 0 | 0 | 0 | 0 | 0 | 0 | 0 | 0 | 0 | 0 | 0 | 0 | 0 | 0 | 0 | 0 | 0 | 0 | 0 | 0 | 0 | 0 | 0 | 0 | 0 | 0 | 0 | 0 | 0 | 0 | 0 | 0 | 0 | 0 | 0
|  |  | 1M SOFR forward curve - construction period | 0% | % p.a. | 0% | 0% | 0% | 0% | 0% | 0% | 0% | 0% | 0% | 0% | 0% | 0% | 0% | 0% | 0% | 0% | 0% | 0% | 0% | 0% | 0% | 0% | 5.062% | 5.062% | 5.062% | 5.062% | 5.116% | 5.059% | 5.035% | 4.911% | 4.779% | 4.634% | 4.433% | 4.285% | 4.168% | 3.904% | 3.766% | 3.489% | 3.379% | 3.282% | 3.189% | 3.105% | 3.025% | 2.932% | 2.837% | 2.761% | 2.714% | 2.695% | 2.7% | 2.704% | 2.704% | 2.704% | 2.704% | 2.704% | 2.704% | 2.704% | 2.704% | 2.704%
|  |  | EBL period flag - monthly | 0 | flag | 35 | 0 | 0 | 0 | 0 | 0 | 0 | 0 | 0 | 0 | 0 | 0 | 0 | 0 | 0 | 0 | 0 | 0 | 0 | 0 | 0 | 0 | 0 | 1 | 1 | 1 | 1 | 1 | 1 | 1 | 1 | 1 | 1 | 1 | 1 | 1 | 1 | 1 | 1 | 1 | 1 | 1 | 1 | 1 | 1 | 1 | 1 | 1 | 1 | 1 | 1 | 1 | 1 | 1 | 1 | 1 | 1 | 1
|  |  | Holdco EBL availability period base rate - construction - Masdar |  | % p.a. |  |  | 0% | 0% | 0% | 0% | 0% | 0% | 0% | 0% | 0% | 0% | 0% | 0% | 0% | 0% | 0% | 0% | 0% | 0% | 0% | 0% | 0% | 5.062% | 5.062% | 5.062% | 5.116% | 5.059% | 5.035% | 4.911% | 4.779% | 4.634% | 4.433% | 4.285% | 4.168% | 3.904% | 3.766% | 3.489% | 3.379% | 3.282% | 3.189% | 3.105% | 3.025% | 2.932% | 2.837% | 2.761% | 2.714% | 2.695% | 2.7% | 2.704% | 2.704% | 2.704% | 2.704% | 2.704% | 2.704% | 2.704% | 2.704% | 2.704%
|  |  | Holdco EBL margin - Masdar | 0% | % p.a.
|  |  | Holdco EBL day count convention | 360 | days
|  |  | Holdco EBL availability period base rate - construction - Masdar | 0% | % p.a. | 0% | 0% | 0% | 0% | 0% | 0% | 0% | 0% | 0% | 0% | 0% | 0% | 0% | 0% | 0% | 0% | 0% | 0% | 0% | 0% | 0% | 0% | 0% | 5.062% | 5.062% | 5.062% | 5.116% | 5.059% | 5.035% | 4.911% | 4.779% | 4.634% | 4.433% | 4.285% | 4.168% | 3.904% | 3.766% | 3.489% | 3.379% | 3.282% | 3.189% | 3.105% | 3.025% | 2.932% | 2.837% | 2.761% | 2.714% | 2.695% | 2.7% | 2.704% | 2.704% | 2.704% | 2.704% | 2.704% | 2.704% | 2.704% | 2.704% | 2.704%
|  |  | Days in period - construction | 0 | days | 0 | 0 | 31 | 31 | 30 | 31 | 30 | 31 | 31 | 28 | 31 | 30 | 31 | 30 | 31 | 31 | 30 | 31 | 30 | 31 | 31 | 28 | 31 | 30 | 31 | 30 | 31 | 31 | 30 | 31 | 30 | 31 | 31 | 29 | 31 | 30 | 31 | 30 | 31 | 31 | 30 | 31 | 30 | 31 | 31 | 28 | 31 | 30 | 31 | 30 | 31 | 31 | 30 | 31 | 30 | 31 | 31 | 28
|  |  | EBL period flag - monthly | 0 | flag | 35 | 0 | 0 | 0 | 0 | 0 | 0 | 0 | 0 | 0 | 0 | 0 | 0 | 0 | 0 | 0 | 0 | 0 | 0 | 0 | 0 | 0 | 0 | 1 | 1 | 1 | 1 | 1 | 1 | 1 | 1 | 1 | 1 | 1 | 1 | 1 | 1 | 1 | 1 | 1 | 1 | 1 | 1 | 1 | 1 | 1 | 1 | 1 | 1 | 1 | 1 | 1 | 1 | 1 | 1 | 1 | 1 | 1
|  |  | Holdco EBL period interest rate - construction - Masdar |  | % |  |  | 0% | 0% | 0% | 0% | 0% | 0% | 0% | 0% | 0% | 0% | 0% | 0% | 0% | 0% | 0% | 0% | 0% | 0% | 0% | 0% | 0% | 0.4219% | 0.4359% | 0.4219% | 0.4405% | 0.4356% | 0.4196% | 0.4229% | 0.3982% | 0.3991% | 0.3817% | 0.3452% | 0.3589% | 0.3253% | 0.3243% | 0.2908% | 0.291% | 0.2826% | 0.2658% | 0.2673% | 0.2521% | 0.2525% | 0.2443% | 0.2147% | 0.2337% | 0.2246% | 0.2325% | 0.2253% | 0.2328% | 0.2328% | 0.2253% | 0.2328% | 0.2253% | 0.2328% | 0.2328% | 0.2103%
Holdco EBL interest
|  |  | Holdco EBL period interest rate - construction - Masdar | 0% | % | 0% | 0% | 0% | 0% | 0% | 0% | 0% | 0% | 0% | 0% | 0% | 0% | 0% | 0% | 0% | 0% | 0% | 0% | 0% | 0% | 0% | 0% | 0% | 0.4219% | 0.4359% | 0.4219% | 0.4405% | 0.4356% | 0.4196% | 0.4229% | 0.3982% | 0.3991% | 0.3817% | 0.3452% | 0.3589% | 0.3253% | 0.3243% | 0.2908% | 0.291% | 0.2826% | 0.2658% | 0.2673% | 0.2521% | 0.2525% | 0.2443% | 0.2147% | 0.2337% | 0.2246% | 0.2325% | 0.2253% | 0.2328% | 0.2328% | 0.2253% | 0.2328% | 0.2253% | 0.2328% | 0.2328% | 0.2103%
|  |  | Holdco EBL - Masdar - balance - construction BEG | 0 | USD 000s | 0 | 0 | 0 | 0 | 0 | 0 | 0 | 0 | 0 | 0 | 0 | 0 | 0 | 0 | 0 | 0 | 0 | 0 | 0 | 0 | 0 | 0 | 0 | 0 | 0 | 0 | 0 | 0 | 0 | 0 | 0 | 0 | 0 | 0 | 0 | 0 | 0 | 0 | 0 | 0 | 0 | 0 | 0 | 0 | 0 | 0 | 0 | 0 | 0 | 0 | 0 | 0 | 0 | 0 | 0 | 0 | 0 | 0
|  |  | Holdco EBL shareholder drawdown - Masdar | 0 | USD 000s | 0 | 0 | 0 | 0 | 0 | 0 | 0 | 0 | 0 | 0 | 0 | 0 | 0 | 0 | 0 | 0 | 0 | 0 | 0 | 0 | 0 | 0 | 0 | 0 | 0 | 0 | 0 | 0 | 0 | 0 | 0 | 0 | 0 | 0 | 0 | 0 | 0 | 0 | 0 | 0 | 0 | 0 | 0 | 0 | 0 | 0 | 0 | 0 | 0 | 0 | 0 | 0 | 0 | 0 | 0 | 0 | 0 | 0
|  |  | EBL period flag - monthly | 0 | flag | 35 | 0 | 0 | 0 | 0 | 0 | 0 | 0 | 0 | 0 | 0 | 0 | 0 | 0 | 0 | 0 | 0 | 0 | 0 | 0 | 0 | 0 | 0 | 1 | 1 | 1 | 1 | 1 | 1 | 1 | 1 | 1 | 1 | 1 | 1 | 1 | 1 | 1 | 1 | 1 | 1 | 1 | 1 | 1 | 1 | 1 | 1 | 1 | 1 | 1 | 1 | 1 | 1 | 1 | 1 | 1 | 1 | 1
|  |  | Construction / FC overlap flag | 0 | flag | 0 | 0 | 0 | 0 | 0 | 0 | 0 | 0 | 0 | 0 | 0 | 0 | 0 | 0 | 0 | 0 | 0 | 0 | 0 | 0 | 0 | 0 | 0 | 0 | 0 | 0 | 0 | 0 | 0 | 0 | 0 | 0 | 0 | 0 | 0 | 0 | 0 | 0 | 0 | 0 | 0 | 0 | 0 | 0 | 0 | 0 | 0 | 0 | 0 | 0 | 0 | 0 | 0 | 0 | 0 | 0 | 0 | 0
|  |  | Construction period ppf | 0 | time factor | 27 | 0 | 0 | 0 | 0 | 0 | 0 | 0 | 0 | 0 | 0 | 0 | 0 | 0 | 0 | 0 | 0 | 0 | 0 | 0 | 0 | 0 | 0 | 1 | 1 | 1 | 1 | 1 | 1 | 1 | 1 | 1 | 1 | 1 | 1 | 1 | 1 | 1 | 1 | 1 | 1 | 1 | 1 | 1 | 1 | 1 | 1 | 1 | 1 | 1 | 0 | 0 | 0 | 0 | 0 | 0 | 0 | 0
|  |  | Holdco EBL interest - construction - Masdar |  | USD 000s | 0 |  | 0 | 0 | 0 | 0 | 0 | 0 | 0 | 0 | 0 | 0 | 0 | 0 | 0 | 0 | 0 | 0 | 0 | 0 | 0 | 0 | 0 | 0 | 0 | 0 | 0 | 0 | 0 | 0 | 0 | 0 | 0 | 0 | 0 | 0 | 0 | 0 | 0 | 0 | 0 | 0 | 0 | 0 | 0 | 0 | 0 | 0 | 0 | 0 | 0 | 0 | 0 | 0 | 0 | 0 | 0 | 0
|  |  | Holdco EBL interest & fee paid vs rolled-up switch - construction | 1 | 0 = paid, 1 = rolled-up
|  |  | Holdco EBL interest - construction - Masdar | 0 | USD 000s | 0 | 0 | 0 | 0 | 0 | 0 | 0 | 0 | 0 | 0 | 0 | 0 | 0 | 0 | 0 | 0 | 0 | 0 | 0 | 0 | 0 | 0 | 0 | 0 | 0 | 0 | 0 | 0 | 0 | 0 | 0 | 0 | 0 | 0 | 0 | 0 | 0 | 0 | 0 | 0 | 0 | 0 | 0 | 0 | 0 | 0 | 0 | 0 | 0 | 0 | 0 | 0 | 0 | 0 | 0 | 0 | 0 | 0
|  |  | Holdco EBL interest paid - construction - Masdar |  | USD 000s | 0 |  | 0 | 0 | 0 | 0 | 0 | 0 | 0 | 0 | 0 | 0 | 0 | 0 | 0 | 0 | 0 | 0 | 0 | 0 | 0 | 0 | 0 | 0 | 0 | 0 | 0 | 0 | 0 | 0 | 0 | 0 | 0 | 0 | 0 | 0 | 0 | 0 | 0 | 0 | 0 | 0 | 0 | 0 | 0 | 0 | 0 | 0 | 0 | 0 | 0 | 0 | 0 | 0 | 0 | 0 | 0 | 0
|  |  | Holdco EBL interest - construction - Masdar | 0 | USD 000s | 0 | 0 | 0 | 0 | 0 | 0 | 0 | 0 | 0 | 0 | 0 | 0 | 0 | 0 | 0 | 0 | 0 | 0 | 0 | 0 | 0 | 0 | 0 | 0 | 0 | 0 | 0 | 0 | 0 | 0 | 0 | 0 | 0 | 0 | 0 | 0 | 0 | 0 | 0 | 0 | 0 | 0 | 0 | 0 | 0 | 0 | 0 | 0 | 0 | 0 | 0 | 0 | 0 | 0 | 0 | 0 | 0 | 0
|  |  | Holdco EBL interest paid - construction - Masdar | 0 | USD 000s | 0 | 0 | 0 | 0 | 0 | 0 | 0 | 0 | 0 | 0 | 0 | 0 | 0 | 0 | 0 | 0 | 0 | 0 | 0 | 0 | 0 | 0 | 0 | 0 | 0 | 0 | 0 | 0 | 0 | 0 | 0 | 0 | 0 | 0 | 0 | 0 | 0 | 0 | 0 | 0 | 0 | 0 | 0 | 0 | 0 | 0 | 0 | 0 | 0 | 0 | 0 | 0 | 0 | 0 | 0 | 0 | 0 | 0
|  |  | Holdco EBL interest rolled up - construction - Masdar |  | USD 000s | 0 |  | 0 | 0 | 0 | 0 | 0 | 0 | 0 | 0 | 0 | 0 | 0 | 0 | 0 | 0 | 0 | 0 | 0 | 0 | 0 | 0 | 0 | 0 | 0 | 0 | 0 | 0 | 0 | 0 | 0 | 0 | 0 | 0 | 0 | 0 | 0 | 0 | 0 | 0 | 0 | 0 | 0 | 0 | 0 | 0 | 0 | 0 | 0 | 0 | 0 | 0 | 0 | 0 | 0 | 0 | 0 | 0
Holdco EBL upfront fee - Masdar
|  |  | Holdco EBL active | 0 | 1 = active, 0 = inactive
|  |  | Equity bridge upfront fee - Masdar | 0% | %
|  |  | HoldCo EBL balance at end construction masdar - fixed | 0 | USD 000s
|  |  | Financial close date flag - construction | 0 | flag | 1 | 0 | 0 | 0 | 0 | 0 | 0 | 0 | 0 | 0 | 0 | 0 | 0 | 0 | 0 | 0 | 0 | 0 | 0 | 0 | 0 | 0 | 1 | 0 | 0 | 0 | 0 | 0 | 0 | 0 | 0 | 0 | 0 | 0 | 0 | 0 | 0 | 0 | 0 | 0 | 0 | 0 | 0 | 0 | 0 | 0 | 0 | 0 | 0 | 0 | 0 | 0 | 0 | 0 | 0 | 0 | 0 | 0
|  |  | Holdco EBL upfront fee - Masdar |  | USD 000s | 0 |  | 0 | 0 | 0 | 0 | 0 | 0 | 0 | 0 | 0 | 0 | 0 | 0 | 0 | 0 | 0 | 0 | 0 | 0 | 0 | 0 | 0 | 0 | 0 | 0 | 0 | 0 | 0 | 0 | 0 | 0 | 0 | 0 | 0 | 0 | 0 | 0 | 0 | 0 | 0 | 0 | 0 | 0 | 0 | 0 | 0 | 0 | 0 | 0 | 0 | 0 | 0 | 0 | 0 | 0 | 0 | 0
|  |  | Holdco EBL interest & fee paid vs rolled-up switch - construction | 1 | 0 = paid, 1 = rolled-up
|  |  | Holdco EBL upfront fee - Masdar | 0 | USD 000s | 0 | 0 | 0 | 0 | 0 | 0 | 0 | 0 | 0 | 0 | 0 | 0 | 0 | 0 | 0 | 0 | 0 | 0 | 0 | 0 | 0 | 0 | 0 | 0 | 0 | 0 | 0 | 0 | 0 | 0 | 0 | 0 | 0 | 0 | 0 | 0 | 0 | 0 | 0 | 0 | 0 | 0 | 0 | 0 | 0 | 0 | 0 | 0 | 0 | 0 | 0 | 0 | 0 | 0 | 0 | 0 | 0 | 0
|  |  | Holdco EBL upfront fee paid - Masdar |  | USD 000s | 0 |  | 0 | 0 | 0 | 0 | 0 | 0 | 0 | 0 | 0 | 0 | 0 | 0 | 0 | 0 | 0 | 0 | 0 | 0 | 0 | 0 | 0 | 0 | 0 | 0 | 0 | 0 | 0 | 0 | 0 | 0 | 0 | 0 | 0 | 0 | 0 | 0 | 0 | 0 | 0 | 0 | 0 | 0 | 0 | 0 | 0 | 0 | 0 | 0 | 0 | 0 | 0 | 0 | 0 | 0 | 0 | 0
|  |  | Holdco EBL upfront fee - Masdar | 0 | USD 000s | 0 | 0 | 0 | 0 | 0 | 0 | 0 | 0 | 0 | 0 | 0 | 0 | 0 | 0 | 0 | 0 | 0 | 0 | 0 | 0 | 0 | 0 | 0 | 0 | 0 | 0 | 0 | 0 | 0 | 0 | 0 | 0 | 0 | 0 | 0 | 0 | 0 | 0 | 0 | 0 | 0 | 0 | 0 | 0 | 0 | 0 | 0 | 0 | 0 | 0 | 0 | 0 | 0 | 0 | 0 | 0 | 0 | 0
|  |  | Holdco EBL upfront fee paid - Masdar | 0 | USD 000s | 0 | 0 | 0 | 0 | 0 | 0 | 0 | 0 | 0 | 0 | 0 | 0 | 0 | 0 | 0 | 0 | 0 | 0 | 0 | 0 | 0 | 0 | 0 | 0 | 0 | 0 | 0 | 0 | 0 | 0 | 0 | 0 | 0 | 0 | 0 | 0 | 0 | 0 | 0 | 0 | 0 | 0 | 0 | 0 | 0 | 0 | 0 | 0 | 0 | 0 | 0 | 0 | 0 | 0 | 0 | 0 | 0 | 0
|  |  | Holdco EBL upfront fee rolled up - Masdar |  | USD 000s | 0 |  | 0 | 0 | 0 | 0 | 0 | 0 | 0 | 0 | 0 | 0 | 0 | 0 | 0 | 0 | 0 | 0 | 0 | 0 | 0 | 0 | 0 | 0 | 0 | 0 | 0 | 0 | 0 | 0 | 0 | 0 | 0 | 0 | 0 | 0 | 0 | 0 | 0 | 0 | 0 | 0 | 0 | 0 | 0 | 0 | 0 | 0 | 0 | 0 | 0 | 0 | 0 | 0 | 0 | 0 | 0 | 0
Holdco EBL commitment fee - Masdar
|  |  | Holdco EBL active | 0 | 1 = active, 0 = inactive
|  |  | HoldCo EBL balance at end construction masdar - fixed | 0 | USD 000s
|  |  | Holdco EBL - Masdar - balance - construction BEG | 0 | USD 000s | 0 | 0 | 0 | 0 | 0 | 0 | 0 | 0 | 0 | 0 | 0 | 0 | 0 | 0 | 0 | 0 | 0 | 0 | 0 | 0 | 0 | 0 | 0 | 0 | 0 | 0 | 0 | 0 | 0 | 0 | 0 | 0 | 0 | 0 | 0 | 0 | 0 | 0 | 0 | 0 | 0 | 0 | 0 | 0 | 0 | 0 | 0 | 0 | 0 | 0 | 0 | 0 | 0 | 0 | 0 | 0 | 0 | 0
|  |  | Holdco EBL shareholder drawdown - Masdar | 0 | USD 000s | 0 | 0 | 0 | 0 | 0 | 0 | 0 | 0 | 0 | 0 | 0 | 0 | 0 | 0 | 0 | 0 | 0 | 0 | 0 | 0 | 0 | 0 | 0 | 0 | 0 | 0 | 0 | 0 | 0 | 0 | 0 | 0 | 0 | 0 | 0 | 0 | 0 | 0 | 0 | 0 | 0 | 0 | 0 | 0 | 0 | 0 | 0 | 0 | 0 | 0 | 0 | 0 | 0 | 0 | 0 | 0 | 0 | 0
|  |  | Construction / FC overlap flag | 0 | flag | 0 | 0 | 0 | 0 | 0 | 0 | 0 | 0 | 0 | 0 | 0 | 0 | 0 | 0 | 0 | 0 | 0 | 0 | 0 | 0 | 0 | 0 | 0 | 0 | 0 | 0 | 0 | 0 | 0 | 0 | 0 | 0 | 0 | 0 | 0 | 0 | 0 | 0 | 0 | 0 | 0 | 0 | 0 | 0 | 0 | 0 | 0 | 0 | 0 | 0 | 0 | 0 | 0 | 0 | 0 | 0 | 0 | 0
|  |  | Holdco EBL undrawn balance - Masdar |  | USD 000s |  |  | 0 | 0 | 0 | 0 | 0 | 0 | 0 | 0 | 0 | 0 | 0 | 0 | 0 | 0 | 0 | 0 | 0 | 0 | 0 | 0 | 0 | 0 | 0 | 0 | 0 | 0 | 0 | 0 | 0 | 0 | 0 | 0 | 0 | 0 | 0 | 0 | 0 | 0 | 0 | 0 | 0 | 0 | 0 | 0 | 0 | 0 | 0 | 0 | 0 | 0 | 0 | 0 | 0 | 0 | 0 | 0
|  |  | Holdco EBL commitment fee - Masdar | 0% | % p.a.
|  |  | Holdco EBL day count convention | 360 | days
|  |  | Holdco EBL undrawn balance - Masdar | 0 | USD 000s | 0 | 0 | 0 | 0 | 0 | 0 | 0 | 0 | 0 | 0 | 0 | 0 | 0 | 0 | 0 | 0 | 0 | 0 | 0 | 0 | 0 | 0 | 0 | 0 | 0 | 0 | 0 | 0 | 0 | 0 | 0 | 0 | 0 | 0 | 0 | 0 | 0 | 0 | 0 | 0 | 0 | 0 | 0 | 0 | 0 | 0 | 0 | 0 | 0 | 0 | 0 | 0 | 0 | 0 | 0 | 0 | 0 | 0
|  |  | Days in period - construction | 0 | days | 0 | 0 | 31 | 31 | 30 | 31 | 30 | 31 | 31 | 28 | 31 | 30 | 31 | 30 | 31 | 31 | 30 | 31 | 30 | 31 | 31 | 28 | 31 | 30 | 31 | 30 | 31 | 31 | 30 | 31 | 30 | 31 | 31 | 29 | 31 | 30 | 31 | 30 | 31 | 31 | 30 | 31 | 30 | 31 | 31 | 28 | 31 | 30 | 31 | 30 | 31 | 31 | 30 | 31 | 30 | 31 | 31 | 28
|  |  | Construction period ppf | 0 | time factor | 27 | 0 | 0 | 0 | 0 | 0 | 0 | 0 | 0 | 0 | 0 | 0 | 0 | 0 | 0 | 0 | 0 | 0 | 0 | 0 | 0 | 0 | 0 | 1 | 1 | 1 | 1 | 1 | 1 | 1 | 1 | 1 | 1 | 1 | 1 | 1 | 1 | 1 | 1 | 1 | 1 | 1 | 1 | 1 | 1 | 1 | 1 | 1 | 1 | 1 | 0 | 0 | 0 | 0 | 0 | 0 | 0 | 0
|  |  | Holdco EBL commitment fee - Masdar |  | USD 000s | 0 |  | 0 | 0 | 0 | 0 | 0 | 0 | 0 | 0 | 0 | 0 | 0 | 0 | 0 | 0 | 0 | 0 | 0 | 0 | 0 | 0 | 0 | 0 | 0 | 0 | 0 | 0 | 0 | 0 | 0 | 0 | 0 | 0 | 0 | 0 | 0 | 0 | 0 | 0 | 0 | 0 | 0 | 0 | 0 | 0 | 0 | 0 | 0 | 0 | 0 | 0 | 0 | 0 | 0 | 0 | 0 | 0
|  |  | Holdco EBL interest & fee paid vs rolled-up switch - construction | 1 | 0 = paid, 1 = rolled-up
|  |  | Holdco EBL commitment fee - Masdar | 0 | USD 000s | 0 | 0 | 0 | 0 | 0 | 0 | 0 | 0 | 0 | 0 | 0 | 0 | 0 | 0 | 0 | 0 | 0 | 0 | 0 | 0 | 0 | 0 | 0 | 0 | 0 | 0 | 0 | 0 | 0 | 0 | 0 | 0 | 0 | 0 | 0 | 0 | 0 | 0 | 0 | 0 | 0 | 0 | 0 | 0 | 0 | 0 | 0 | 0 | 0 | 0 | 0 | 0 | 0 | 0 | 0 | 0 | 0 | 0
|  |  | Holdco EBL commitment fee paid - Masdar |  | USD 000s | 0 |  | 0 | 0 | 0 | 0 | 0 | 0 | 0 | 0 | 0 | 0 | 0 | 0 | 0 | 0 | 0 | 0 | 0 | 0 | 0 | 0 | 0 | 0 | 0 | 0 | 0 | 0 | 0 | 0 | 0 | 0 | 0 | 0 | 0 | 0 | 0 | 0 | 0 | 0 | 0 | 0 | 0 | 0 | 0 | 0 | 0 | 0 | 0 | 0 | 0 | 0 | 0 | 0 | 0 | 0 | 0 | 0
|  |  | Holdco EBL commitment fee - Masdar | 0 | USD 000s | 0 | 0 | 0 | 0 | 0 | 0 | 0 | 0 | 0 | 0 | 0 | 0 | 0 | 0 | 0 | 0 | 0 | 0 | 0 | 0 | 0 | 0 | 0 | 0 | 0 | 0 | 0 | 0 | 0 | 0 | 0 | 0 | 0 | 0 | 0 | 0 | 0 | 0 | 0 | 0 | 0 | 0 | 0 | 0 | 0 | 0 | 0 | 0 | 0 | 0 | 0 | 0 | 0 | 0 | 0 | 0 | 0 | 0
|  |  | Holdco EBL commitment fee paid - Masdar | 0 | USD 000s | 0 | 0 | 0 | 0 | 0 | 0 | 0 | 0 | 0 | 0 | 0 | 0 | 0 | 0 | 0 | 0 | 0 | 0 | 0 | 0 | 0 | 0 | 0 | 0 | 0 | 0 | 0 | 0 | 0 | 0 | 0 | 0 | 0 | 0 | 0 | 0 | 0 | 0 | 0 | 0 | 0 | 0 | 0 | 0 | 0 | 0 | 0 | 0 | 0 | 0 | 0 | 0 | 0 | 0 | 0 | 0 | 0 | 0
|  |  | Holdco EBL commitment fee rolled up - Masdar |  | USD 000s | 0 |  | 0 | 0 | 0 | 0 | 0 | 0 | 0 | 0 | 0 | 0 | 0 | 0 | 0 | 0 | 0 | 0 | 0 | 0 | 0 | 0 | 0 | 0 | 0 | 0 | 0 | 0 | 0 | 0 | 0 | 0 | 0 | 0 | 0 | 0 | 0 | 0 | 0 | 0 | 0 | 0 | 0 | 0 | 0 | 0 | 0 | 0 | 0 | 0 | 0 | 0 | 0 | 0 | 0 | 0 | 0 | 0
Holdco EBL interest and fee paid - EBL
|  |  | Holdco EBL interest paid - construction - Masdar | 0 | USD 000s | 0 | 0 | 0 | 0 | 0 | 0 | 0 | 0 | 0 | 0 | 0 | 0 | 0 | 0 | 0 | 0 | 0 | 0 | 0 | 0 | 0 | 0 | 0 | 0 | 0 | 0 | 0 | 0 | 0 | 0 | 0 | 0 | 0 | 0 | 0 | 0 | 0 | 0 | 0 | 0 | 0 | 0 | 0 | 0 | 0 | 0 | 0 | 0 | 0 | 0 | 0 | 0 | 0 | 0 | 0 | 0 | 0 | 0
|  |  | Holdco EBL upfront fee paid - Masdar | 0 | USD 000s | 0 | 0 | 0 | 0 | 0 | 0 | 0 | 0 | 0 | 0 | 0 | 0 | 0 | 0 | 0 | 0 | 0 | 0 | 0 | 0 | 0 | 0 | 0 | 0 | 0 | 0 | 0 | 0 | 0 | 0 | 0 | 0 | 0 | 0 | 0 | 0 | 0 | 0 | 0 | 0 | 0 | 0 | 0 | 0 | 0 | 0 | 0 | 0 | 0 | 0 | 0 | 0 | 0 | 0 | 0 | 0 | 0 | 0
|  |  | Holdco EBL commitment fee paid - Masdar | 0 | USD 000s | 0 | 0 | 0 | 0 | 0 | 0 | 0 | 0 | 0 | 0 | 0 | 0 | 0 | 0 | 0 | 0 | 0 | 0 | 0 | 0 | 0 | 0 | 0 | 0 | 0 | 0 | 0 | 0 | 0 | 0 | 0 | 0 | 0 | 0 | 0 | 0 | 0 | 0 | 0 | 0 | 0 | 0 | 0 | 0 | 0 | 0 | 0 | 0 | 0 | 0 | 0 | 0 | 0 | 0 | 0 | 0 | 0 | 0
|  |  | Holdco EBL interest and fees paid - construction - Masdar |  | USD 000s | 0 |  | 0 | 0 | 0 | 0 | 0 | 0 | 0 | 0 | 0 | 0 | 0 | 0 | 0 | 0 | 0 | 0 | 0 | 0 | 0 | 0 | 0 | 0 | 0 | 0 | 0 | 0 | 0 | 0 | 0 | 0 | 0 | 0 | 0 | 0 | 0 | 0 | 0 | 0 | 0 | 0 | 0 | 0 | 0 | 0 | 0 | 0 | 0 | 0 | 0 | 0 | 0 | 0 | 0 | 0 | 0 | 0
Holdco EBL repayment - Masdar
|  |  | % of equity bridge repaid at end construction? | 0% | %
|  |  | Holdco EBL - Masdar - balance - construction BEG | 0 | USD 000s | 0 | 0 | 0 | 0 | 0 | 0 | 0 | 0 | 0 | 0 | 0 | 0 | 0 | 0 | 0 | 0 | 0 | 0 | 0 | 0 | 0 | 0 | 0 | 0 | 0 | 0 | 0 | 0 | 0 | 0 | 0 | 0 | 0 | 0 | 0 | 0 | 0 | 0 | 0 | 0 | 0 | 0 | 0 | 0 | 0 | 0 | 0 | 0 | 0 | 0 | 0 | 0 | 0 | 0 | 0 | 0 | 0 | 0
|  |  | Holdco EBL interest rolled up - construction - Masdar | 0 | USD 000s | 0 | 0 | 0 | 0 | 0 | 0 | 0 | 0 | 0 | 0 | 0 | 0 | 0 | 0 | 0 | 0 | 0 | 0 | 0 | 0 | 0 | 0 | 0 | 0 | 0 | 0 | 0 | 0 | 0 | 0 | 0 | 0 | 0 | 0 | 0 | 0 | 0 | 0 | 0 | 0 | 0 | 0 | 0 | 0 | 0 | 0 | 0 | 0 | 0 | 0 | 0 | 0 | 0 | 0 | 0 | 0 | 0 | 0
|  |  | Holdco EBL upfront fee rolled up - Masdar | 0 | USD 000s | 0 | 0 | 0 | 0 | 0 | 0 | 0 | 0 | 0 | 0 | 0 | 0 | 0 | 0 | 0 | 0 | 0 | 0 | 0 | 0 | 0 | 0 | 0 | 0 | 0 | 0 | 0 | 0 | 0 | 0 | 0 | 0 | 0 | 0 | 0 | 0 | 0 | 0 | 0 | 0 | 0 | 0 | 0 | 0 | 0 | 0 | 0 | 0 | 0 | 0 | 0 | 0 | 0 | 0 | 0 | 0 | 0 | 0
|  |  | Holdco EBL commitment fee rolled up - Masdar | 0 | USD 000s | 0 | 0 | 0 | 0 | 0 | 0 | 0 | 0 | 0 | 0 | 0 | 0 | 0 | 0 | 0 | 0 | 0 | 0 | 0 | 0 | 0 | 0 | 0 | 0 | 0 | 0 | 0 | 0 | 0 | 0 | 0 | 0 | 0 | 0 | 0 | 0 | 0 | 0 | 0 | 0 | 0 | 0 | 0 | 0 | 0 | 0 | 0 | 0 | 0 | 0 | 0 | 0 | 0 | 0 | 0 | 0 | 0 | 0
|  |  | Construction period ppf | 0 | time factor | 27 | 0 | 0 | 0 | 0 | 0 | 0 | 0 | 0 | 0 | 0 | 0 | 0 | 0 | 0 | 0 | 0 | 0 | 0 | 0 | 0 | 0 | 0 | 1 | 1 | 1 | 1 | 1 | 1 | 1 | 1 | 1 | 1 | 1 | 1 | 1 | 1 | 1 | 1 | 1 | 1 | 1 | 1 | 1 | 1 | 1 | 1 | 1 | 1 | 1 | 0 | 0 | 0 | 0 | 0 | 0 | 0 | 0
|  |  | Equity bridge repayment date flag - monthly - masdar | 0 | flag | 0 | 0 | 0 | 0 | 0 | 0 | 0 | 0 | 0 | 0 | 0 | 0 | 0 | 0 | 0 | 0 | 0 | 0 | 0 | 0 | 0 | 0 | 0 | 0 | 0 | 0 | 0 | 0 | 0 | 0 | 0 | 0 | 0 | 0 | 0 | 0 | 0 | 0 | 0 | 0 | 0 | 0 | 0 | 0 | 0 | 0 | 0 | 0 | 0 | 0 | 0 | 0 | 0 | 0 | 0 | 0 | 0 | 0
|  |  | [Holdco EBL repayment - Masdar] |  | USD 000s | 0 |  | 0 | 0 | 0 | 0 | 0 | 0 | 0 | 0 | 0 | 0 | 0 | 0 | 0 | 0 | 0 | 0 | 0 | 0 | 0 | 0 | 0 | 0 | 0 | 0 | 0 | 0 | 0 | 0 | 0 | 0 | 0 | 0 | 0 | 0 | 0 | 0 | 0 | 0 | 0 | 0 | 0 | 0 | 0 | 0 | 0 | 0 | 0 | 0 | 0 | 0 | 0 | 0 | 0 | 0 | 0 | 0
Cashflow for IRR - Masdar
|  |  | [Holdco EBL repayment - Masdar] | 0 | USD 000s | 0 | 0 | 0 | 0 | 0 | 0 | 0 | 0 | 0 | 0 | 0 | 0 | 0 | 0 | 0 | 0 | 0 | 0 | 0 | 0 | 0 | 0 | 0 | 0 | 0 | 0 | 0 | 0 | 0 | 0 | 0 | 0 | 0 | 0 | 0 | 0 | 0 | 0 | 0 | 0 | 0 | 0 | 0 | 0 | 0 | 0 | 0 | 0 | 0 | 0 | 0 | 0 | 0 | 0 | 0 | 0 | 0 | 0
|  |  | Holdco EBL interest and fees paid - construction - Masdar | 0 | USD 000s | 0 | 0 | 0 | 0 | 0 | 0 | 0 | 0 | 0 | 0 | 0 | 0 | 0 | 0 | 0 | 0 | 0 | 0 | 0 | 0 | 0 | 0 | 0 | 0 | 0 | 0 | 0 | 0 | 0 | 0 | 0 | 0 | 0 | 0 | 0 | 0 | 0 | 0 | 0 | 0 | 0 | 0 | 0 | 0 | 0 | 0 | 0 | 0 | 0 | 0 | 0 | 0 | 0 | 0 | 0 | 0 | 0 | 0
|  |  | Holdco cashflow for IRR - POS |  | USD 000s | 0 |  | 0 | 0 | 0 | 0 | 0 | 0 | 0 | 0 | 0 | 0 | 0 | 0 | 0 | 0 | 0 | 0 | 0 | 0 | 0 | 0 | 0 | 0 | 0 | 0 | 0 | 0 | 0 | 0 | 0 | 0 | 0 | 0 | 0 | 0 | 0 | 0 | 0 | 0 | 0 | 0 | 0 | 0 | 0 | 0 | 0 | 0 | 0 | 0 | 0 | 0 | 0 | 0 | 0 | 0 | 0 | 0
|  |  | Holdco EBL interest as a project cost | 0 | 1 =yes, 0=no
|  |  | Holdco cashflow for IRR - POS | 0 | USD 000s | 0 | 0 | 0 | 0 | 0 | 0 | 0 | 0 | 0 | 0 | 0 | 0 | 0 | 0 | 0 | 0 | 0 | 0 | 0 | 0 | 0 | 0 | 0 | 0 | 0 | 0 | 0 | 0 | 0 | 0 | 0 | 0 | 0 | 0 | 0 | 0 | 0 | 0 | 0 | 0 | 0 | 0 | 0 | 0 | 0 | 0 | 0 | 0 | 0 | 0 | 0 | 0 | 0 | 0 | 0 | 0 | 0 | 0
|  |  | Holdco cashflow for IRR - Masdar adjusted |  | USD 000s | 0 |  | 0 | 0 | 0 | 0 | 0 | 0 | 0 | 0 | 0 | 0 | 0 | 0 | 0 | 0 | 0 | 0 | 0 | 0 | 0 | 0 | 0 | 0 | 0 | 0 | 0 | 0 | 0 | 0 | 0 | 0 | 0 | 0 | 0 | 0 | 0 | 0 | 0 | 0 | 0 | 0 | 0 | 0 | 0 | 0 | 0 | 0 | 0 | 0 | 0 | 0 | 0 | 0 | 0 | 0 | 0 | 0
|  |  | Holdco EBL interest as a project cost | 0 | 1 =yes, 0=no
|  |  | Holdco cashflow for IRR - POS | 0 | USD 000s | 0 | 0 | 0 | 0 | 0 | 0 | 0 | 0 | 0 | 0 | 0 | 0 | 0 | 0 | 0 | 0 | 0 | 0 | 0 | 0 | 0 | 0 | 0 | 0 | 0 | 0 | 0 | 0 | 0 | 0 | 0 | 0 | 0 | 0 | 0 | 0 | 0 | 0 | 0 | 0 | 0 | 0 | 0 | 0 | 0 | 0 | 0 | 0 | 0 | 0 | 0 | 0 | 0 | 0 | 0 | 0 | 0 | 0
|  |  | Holdco EBL financing costs funded as project costs - calc |  | USD 000s | 0 |  | 0 | 0 | 0 | 0 | 0 | 0 | 0 | 0 | 0 | 0 | 0 | 0 | 0 | 0 | 0 | 0 | 0 | 0 | 0 | 0 | 0 | 0 | 0 | 0 | 0 | 0 | 0 | 0 | 0 | 0 | 0 | 0 | 0 | 0 | 0 | 0 | 0 | 0 | 0 | 0 | 0 | 0 | 0 | 0 | 0 | 0 | 0 | 0 | 0 | 0 | 0 | 0 | 0 | 0 | 0 | 0
CASHFLOWS FOR AVERAGE COST OF DEBT - MASDAR
|  |  | Holdco EBL shareholder drawdown - Masdar | 0 | USD 000s | 0 | 0 | 0 | 0 | 0 | 0 | 0 | 0 | 0 | 0 | 0 | 0 | 0 | 0 | 0 | 0 | 0 | 0 | 0 | 0 | 0 | 0 | 0 | 0 | 0 | 0 | 0 | 0 | 0 | 0 | 0 | 0 | 0 | 0 | 0 | 0 | 0 | 0 | 0 | 0 | 0 | 0 | 0 | 0 | 0 | 0 | 0 | 0 | 0 | 0 | 0 | 0 | 0 | 0 | 0 | 0 | 0 | 0
|  |  | Holdco EBL interest paid - construction - Masdar | 0 | USD 000s | 0 | 0 | 0 | 0 | 0 | 0 | 0 | 0 | 0 | 0 | 0 | 0 | 0 | 0 | 0 | 0 | 0 | 0 | 0 | 0 | 0 | 0 | 0 | 0 | 0 | 0 | 0 | 0 | 0 | 0 | 0 | 0 | 0 | 0 | 0 | 0 | 0 | 0 | 0 | 0 | 0 | 0 | 0 | 0 | 0 | 0 | 0 | 0 | 0 | 0 | 0 | 0 | 0 | 0 | 0 | 0 | 0 | 0
|  |  | Holdco EBL upfront fee paid - Masdar | 0 | USD 000s | 0 | 0 | 0 | 0 | 0 | 0 | 0 | 0 | 0 | 0 | 0 | 0 | 0 | 0 | 0 | 0 | 0 | 0 | 0 | 0 | 0 | 0 | 0 | 0 | 0 | 0 | 0 | 0 | 0 | 0 | 0 | 0 | 0 | 0 | 0 | 0 | 0 | 0 | 0 | 0 | 0 | 0 | 0 | 0 | 0 | 0 | 0 | 0 | 0 | 0 | 0 | 0 | 0 | 0 | 0 | 0 | 0 | 0
|  |  | Holdco EBL commitment fee paid - Masdar | 0 | USD 000s | 0 | 0 | 0 | 0 | 0 | 0 | 0 | 0 | 0 | 0 | 0 | 0 | 0 | 0 | 0 | 0 | 0 | 0 | 0 | 0 | 0 | 0 | 0 | 0 | 0 | 0 | 0 | 0 | 0 | 0 | 0 | 0 | 0 | 0 | 0 | 0 | 0 | 0 | 0 | 0 | 0 | 0 | 0 | 0 | 0 | 0 | 0 | 0 | 0 | 0 | 0 | 0 | 0 | 0 | 0 | 0 | 0 | 0
|  |  | Masdar holdco EBL cashflow during construction |  | USD 000s | 0 |  | 0 | 0 | 0 | 0 | 0 | 0 | 0 | 0 | 0 | 0 | 0 | 0 | 0 | 0 | 0 | 0 | 0 | 0 | 0 | 0 | 0 | 0 | 0 | 0 | 0 | 0 | 0 | 0 | 0 | 0 | 0 | 0 | 0 | 0 | 0 | 0 | 0 | 0 | 0 | 0 | 0 | 0 | 0 | 0 | 0 | 0 | 0 | 0 | 0 | 0 | 0 | 0 | 0 | 0 | 0 | 0
|  |  | Initial negative value for xirr | -1e-08 | USD 000s
|  |  | 1st model column flag | 0 | flag | 1 | 0 | 1 | 0 | 0 | 0 | 0 | 0 | 0 | 0 | 0 | 0 | 0 | 0 | 0 | 0 | 0 | 0 | 0 | 0 | 0 | 0 | 0 | 0 | 0 | 0 | 0 | 0 | 0 | 0 | 0 | 0 | 0 | 0 | 0 | 0 | 0 | 0 | 0 | 0 | 0 | 0 | 0 | 0 | 0 | 0 | 0 | 0 | 0 | 0 | 0 | 0 | 0 | 0 | 0 | 0 | 0 | 0
|  |  | Masdar holdco EBL cashflow during construction | 0 | USD 000s | 0 | 0 | 0 | 0 | 0 | 0 | 0 | 0 | 0 | 0 | 0 | 0 | 0 | 0 | 0 | 0 | 0 | 0 | 0 | 0 | 0 | 0 | 0 | 0 | 0 | 0 | 0 | 0 | 0 | 0 | 0 | 0 | 0 | 0 | 0 | 0 | 0 | 0 | 0 | 0 | 0 | 0 | 0 | 0 | 0 | 0 | 0 | 0 | 0 | 0 | 0 | 0 | 0 | 0 | 0 | 0 | 0 | 0
|  |  | EBL drawdown - neg for cost of debt - Masdar |  | USD 000s | -1e-08 |  | -1e-08 | 0 | 0 | 0 | 0 | 0 | 0 | 0 | 0 | 0 | 0 | 0 | 0 | 0 | 0 | 0 | 0 | 0 | 0 | 0 | 0 | 0 | 0 | 0 | 0 | 0 | 0 | 0 | 0 | 0 | 0 | 0 | 0 | 0 | 0 | 0 | 0 | 0 | 0 | 0 | 0 | 0 | 0 | 0 | 0 | 0 | 0 | 0 | 0 | 0 | 0 | 0 | 0 | 0 | 0 | 0
HOLDCO EBL DRAWDOWN - [SPONSOR 2]
|  |  | Holdco EBL active | 0 | 1 = active, 0 = inactive
|  |  | Shareholder funds drawdown | 0 | USD 000s | 77512.265 | 0 | 0 | 0 | 0 | 0 | 0 | 0 | 0 | 0 | 0 | 0 | 0 | 0 | 0 | 0 | 0 | 0 | 0 | 0 | 0 | 0 | 41398.5794 | 23602.0099 | 12511.6756 | 0 | 0 | 0 | 0 | 0 | 0 | 0 | 0 | 0 | 0 | 0 | 0 | 0 | 0 | 0 | 0 | 0 | 0 | 0 | 0 | 0 | 0 | 0 | 0 | 0 | 0 | 0 | 0 | 0 | 0 | 0 | 0 | 0
|  |  | Initial equity investment | 0 | USD 000s | 122.7273 | 0 | 0 | 0 | 0 | 0 | 0 | 0 | 0 | 0 | 0 | 0 | 0 | 0 | 0 | 0 | 0 | 0 | 0 | 0 | 0 | 0 | 122.7273 | 0 | 0 | 0 | 0 | 0 | 0 | 0 | 0 | 0 | 0 | 0 | 0 | 0 | 0 | 0 | 0 | 0 | 0 | 0 | 0 | 0 | 0 | 0 | 0 | 0 | 0 | 0 | 0 | 0 | 0 | 0 | 0 | 0 | 0 | 0
|  |  | Holdco EBL shareholder drawdown |  | USD 000s | 0 |  | 0 | 0 | 0 | 0 | 0 | 0 | 0 | 0 | 0 | 0 | 0 | 0 | 0 | 0 | 0 | 0 | 0 | 0 | 0 | 0 | 0 | 0 | 0 | 0 | 0 | 0 | 0 | 0 | 0 | 0 | 0 | 0 | 0 | 0 | 0 | 0 | 0 | 0 | 0 | 0 | 0 | 0 | 0 | 0 | 0 | 0 | 0 | 0 | 0 | 0 | 0 | 0 | 0 | 0 | 0 | 0
|  |  | [sponsor 2] share of EBL | 0% | %
|  |  | Holdco EBL shareholder drawdown | 0 | USD 000s | 0 | 0 | 0 | 0 | 0 | 0 | 0 | 0 | 0 | 0 | 0 | 0 | 0 | 0 | 0 | 0 | 0 | 0 | 0 | 0 | 0 | 0 | 0 | 0 | 0 | 0 | 0 | 0 | 0 | 0 | 0 | 0 | 0 | 0 | 0 | 0 | 0 | 0 | 0 | 0 | 0 | 0 | 0 | 0 | 0 | 0 | 0 | 0 | 0 | 0 | 0 | 0 | 0 | 0 | 0 | 0 | 0 | 0
|  |  | Holdco EBL shareholder drawdown - [sponsor 2] |  | USD 000s | 0 |  | 0 | 0 | 0 | 0 | 0 | 0 | 0 | 0 | 0 | 0 | 0 | 0 | 0 | 0 | 0 | 0 | 0 | 0 | 0 | 0 | 0 | 0 | 0 | 0 | 0 | 0 | 0 | 0 | 0 | 0 | 0 | 0 | 0 | 0 | 0 | 0 | 0 | 0 | 0 | 0 | 0 | 0 | 0 | 0 | 0 | 0 | 0 | 0 | 0 | 0 | 0 | 0 | 0 | 0 | 0 | 0
|  |  | Total Holdco EBL shareholder drawdown - [sponsor 2] | 0 | USD 000s
HOLDCO EBL - [SPONSOR 2]
|  |  | Holdco EBL - balance - construction - [sponsor 2] BEG |  | USD 000s |  |  | 0 | 0 | 0 | 0 | 0 | 0 | 0 | 0 | 0 | 0 | 0 | 0 | 0 | 0 | 0 | 0 | 0 | 0 | 0 | 0 | 0 | 0 | 0 | 0 | 0 | 0 | 0 | 0 | 0 | 0 | 0 | 0 | 0 | 0 | 0 | 0 | 0 | 0 | 0 | 0 | 0 | 0 | 0 | 0 | 0 | 0 | 0 | 0 | 0 | 0 | 0 | 0 | 0 | 0 | 0 | 0
|  | Plus | Holdco EBL shareholder drawdown - [sponsor 2] | 0 | USD 000s | 0 | 0 | 0 | 0 | 0 | 0 | 0 | 0 | 0 | 0 | 0 | 0 | 0 | 0 | 0 | 0 | 0 | 0 | 0 | 0 | 0 | 0 | 0 | 0 | 0 | 0 | 0 | 0 | 0 | 0 | 0 | 0 | 0 | 0 | 0 | 0 | 0 | 0 | 0 | 0 | 0 | 0 | 0 | 0 | 0 | 0 | 0 | 0 | 0 | 0 | 0 | 0 | 0 | 0 | 0 | 0 | 0 | 0
|  | Plus | Holdco EBL interest rolled up - construction - [sponsor 2] | 0 | USD 000s | 0 | 0 | 0 | 0 | 0 | 0 | 0 | 0 | 0 | 0 | 0 | 0 | 0 | 0 | 0 | 0 | 0 | 0 | 0 | 0 | 0 | 0 | 0 | 0 | 0 | 0 | 0 | 0 | 0 | 0 | 0 | 0 | 0 | 0 | 0 | 0 | 0 | 0 | 0 | 0 | 0 | 0 | 0 | 0 | 0 | 0 | 0 | 0 | 0 | 0 | 0 | 0 | 0 | 0 | 0 | 0 | 0 | 0
|  | Plus | Holdco EBL upfront fee rolled up - [sponsor 2] | 0 | USD 000s | 0 | 0 | 0 | 0 | 0 | 0 | 0 | 0 | 0 | 0 | 0 | 0 | 0 | 0 | 0 | 0 | 0 | 0 | 0 | 0 | 0 | 0 | 0 | 0 | 0 | 0 | 0 | 0 | 0 | 0 | 0 | 0 | 0 | 0 | 0 | 0 | 0 | 0 | 0 | 0 | 0 | 0 | 0 | 0 | 0 | 0 | 0 | 0 | 0 | 0 | 0 | 0 | 0 | 0 | 0 | 0 | 0 | 0
|  | Plus | Holdco EBL commitment fee rolled up - [sponsor 2] | 0 | USD 000s | 0 | 0 | 0 | 0 | 0 | 0 | 0 | 0 | 0 | 0 | 0 | 0 | 0 | 0 | 0 | 0 | 0 | 0 | 0 | 0 | 0 | 0 | 0 | 0 | 0 | 0 | 0 | 0 | 0 | 0 | 0 | 0 | 0 | 0 | 0 | 0 | 0 | 0 | 0 | 0 | 0 | 0 | 0 | 0 | 0 | 0 | 0 | 0 | 0 | 0 | 0 | 0 | 0 | 0 | 0 | 0 | 0 | 0
|  | Less | [Holdco EBL repayment - [sponsor 2]] | 0 | USD 000s | 0 | 0 | 0 | 0 | 0 | 0 | 0 | 0 | 0 | 0 | 0 | 0 | 0 | 0 | 0 | 0 | 0 | 0 | 0 | 0 | 0 | 0 | 0 | 0 | 0 | 0 | 0 | 0 | 0 | 0 | 0 | 0 | 0 | 0 | 0 | 0 | 0 | 0 | 0 | 0 | 0 | 0 | 0 | 0 | 0 | 0 | 0 | 0 | 0 | 0 | 0 | 0 | 0 | 0 | 0 | 0 | 0 | 0
|  |  | Holdco EBL - balance - construction - [sponsor 2] |  | USD 000s |  |  | 0 | 0 | 0 | 0 | 0 | 0 | 0 | 0 | 0 | 0 | 0 | 0 | 0 | 0 | 0 | 0 | 0 | 0 | 0 | 0 | 0 | 0 | 0 | 0 | 0 | 0 | 0 | 0 | 0 | 0 | 0 | 0 | 0 | 0 | 0 | 0 | 0 | 0 | 0 | 0 | 0 | 0 | 0 | 0 | 0 | 0 | 0 | 0 | 0 | 0 | 0 | 0 | 0 | 0 | 0 | 0
|  |  | Holdco EBL - balance - construction - [sponsor 2] | 0 | USD 000s | 0 | 0 | 0 | 0 | 0 | 0 | 0 | 0 | 0 | 0 | 0 | 0 | 0 | 0 | 0 | 0 | 0 | 0 | 0 | 0 | 0 | 0 | 0 | 0 | 0 | 0 | 0 | 0 | 0 | 0 | 0 | 0 | 0 | 0 | 0 | 0 | 0 | 0 | 0 | 0 | 0 | 0 | 0 | 0 | 0 | 0 | 0 | 0 | 0 | 0 | 0 | 0 | 0 | 0 | 0 | 0 | 0 | 0
|  |  | Last construction period flag - monthly | 0 | flag | 1 | 0 | 0 | 0 | 0 | 0 | 0 | 0 | 0 | 0 | 0 | 0 | 0 | 0 | 0 | 0 | 0 | 0 | 0 | 0 | 0 | 0 | 0 | 0 | 0 | 0 | 0 | 0 | 0 | 0 | 0 | 0 | 0 | 0 | 0 | 0 | 0 | 0 | 0 | 0 | 0 | 0 | 0 | 0 | 0 | 0 | 0 | 0 | 0 | 1 | 0 | 0 | 0 | 0 | 0 | 0 | 0 | 0
|  |  | HoldCo EBL balance at end construction - [sponsor 2] | 0 | USD 000s
|  |  | Holdco EBL % hedged | 0% | %
|  |  | EBL hedgling periods | 0 | flag | 0 | 0 | 0 | 0 | 0 | 0 | 0 | 0 | 0 | 0 | 0 | 0 | 0 | 0 | 0 | 0 | 0 | 0 | 0 | 0 | 0 | 0 | 0 | 1 | 0 | 0 | 0 | 0 | 0 | 1 | 0 | 0 | 0 | 0 | 0 | 1 | 0 | 0 | 0 | 0 | 0 | 1 | 0 | 0 | 0 | 0 | 0 | 1 | 0 | 0 | 0 | 0 | 0 | 0 | 0 | 0 | 0 | 0
|  |  | Holdco EBL - balance - construction - [sponsor 2] BEG | 0 | USD 000s | 0 | 0 | 0 | 0 | 0 | 0 | 0 | 0 | 0 | 0 | 0 | 0 | 0 | 0 | 0 | 0 | 0 | 0 | 0 | 0 | 0 | 0 | 0 | 0 | 0 | 0 | 0 | 0 | 0 | 0 | 0 | 0 | 0 | 0 | 0 | 0 | 0 | 0 | 0 | 0 | 0 | 0 | 0 | 0 | 0 | 0 | 0 | 0 | 0 | 0 | 0 | 0 | 0 | 0 | 0 | 0 | 0 | 0
|  |  | EBL holdco calculated notional balance - [sponsor 2] - BEG |  | USD 000s |  |  | 0 | 0 | 0 | 0 | 0 | 0 | 0 | 0 | 0 | 0 | 0 | 0 | 0 | 0 | 0 | 0 | 0 | 0 | 0 | 0 | 0 | 0 | 0 | 0 | 0 | 0 | 0 | 0 | 0 | 0 | 0 | 0 | 0 | 0 | 0 | 0 | 0 | 0 | 0 | 0 | 0 | 0 | 0 | 0 | 0 | 0 | 0 | 0 | 0 | 0 | 0 | 0 | 0 | 0 | 0 | 0
|  |  | Units in a thousand | 1000 | units in thousand
|  |  | EBL holdco calculated notional balance - [sponsor 2] - BEG | 0 | USD 000s | 0 | 0 | 0 | 0 | 0 | 0 | 0 | 0 | 0 | 0 | 0 | 0 | 0 | 0 | 0 | 0 | 0 | 0 | 0 | 0 | 0 | 0 | 0 | 0 | 0 | 0 | 0 | 0 | 0 | 0 | 0 | 0 | 0 | 0 | 0 | 0 | 0 | 0 | 0 | 0 | 0 | 0 | 0 | 0 | 0 | 0 | 0 | 0 | 0 | 0 | 0 | 0 | 0 | 0 | 0 | 0 | 0 | 0
|  |  | EBL holdco calculated notional balance - BEG (USD) |  | USD |  |  | 0 | 0 | 0 | 0 | 0 | 0 | 0 | 0 | 0 | 0 | 0 | 0 | 0 | 0 | 0 | 0 | 0 | 0 | 0 | 0 | 0 | 0 | 0 | 0 | 0 | 0 | 0 | 0 | 0 | 0 | 0 | 0 | 0 | 0 | 0 | 0 | 0 | 0 | 0 | 0 | 0 | 0 | 0 | 0 | 0 | 0 | 0 | 0 | 0 | 0 | 0 | 0 | 0 | 0 | 0 | 0
|  |  | EBL hedging based on calculated debt | 1 | 1 = input, 0 = notional based
|  |  | Holdco EBL % hedged | 0% | %
|  |  | Holdco EBL - balance - construction - [sponsor 2] BEG | 0 | USD 000s | 0 | 0 | 0 | 0 | 0 | 0 | 0 | 0 | 0 | 0 | 0 | 0 | 0 | 0 | 0 | 0 | 0 | 0 | 0 | 0 | 0 | 0 | 0 | 0 | 0 | 0 | 0 | 0 | 0 | 0 | 0 | 0 | 0 | 0 | 0 | 0 | 0 | 0 | 0 | 0 | 0 | 0 | 0 | 0 | 0 | 0 | 0 | 0 | 0 | 0 | 0 | 0 | 0 | 0 | 0 | 0 | 0 | 0
|  |  | EBL holdco calculated notional balance - [sponsor 2] - BEG | 0 | USD 000s | 0 | 0 | 0 | 0 | 0 | 0 | 0 | 0 | 0 | 0 | 0 | 0 | 0 | 0 | 0 | 0 | 0 | 0 | 0 | 0 | 0 | 0 | 0 | 0 | 0 | 0 | 0 | 0 | 0 | 0 | 0 | 0 | 0 | 0 | 0 | 0 | 0 | 0 | 0 | 0 | 0 | 0 | 0 | 0 | 0 | 0 | 0 | 0 | 0 | 0 | 0 | 0 | 0 | 0 | 0 | 0 | 0 | 0
|  |  | EBL notional profile during construction - hedged portion - Masdar | 0 | USD | 0 | 0 | 0 | 0 | 0 | 0 | 0 | 0 | 0 | 0 | 0 | 0 | 0 | 0 | 0 | 0 | 0 | 0 | 0 | 0 | 0 | 0 | 0 | 0 | 0 | 0 | 0 | 0 | 0 | 0 | 0 | 0 | 0 | 0 | 0 | 0 | 0 | 0 | 0 | 0 | 0 | 0 | 0 | 0 | 0 | 0 | 0 | 0 | 0 | 0 | 0 | 0 | 0 | 0 | 0 | 0 | 0 | 0
|  |  | Holdco EBL % hedged - [sponsor 2] |  | % | bar: 1 to 56
|  |  | EBL hedgling periods | 0 | flag | 0 | 0 | 0 | 0 | 0 | 0 | 0 | 0 | 0 | 0 | 0 | 0 | 0 | 0 | 0 | 0 | 0 | 0 | 0 | 0 | 0 | 0 | 0 | 1 | 0 | 0 | 0 | 0 | 0 | 1 | 0 | 0 | 0 | 0 | 0 | 1 | 0 | 0 | 0 | 0 | 0 | 1 | 0 | 0 | 0 | 0 | 0 | 1 | 0 | 0 | 0 | 0 | 0 | 0 | 0 | 0 | 0 | 0
|  |  | Holdco EBL - balance - construction - [sponsor 2] BEG | 0 | USD 000s | 0 | 0 | 0 | 0 | 0 | 0 | 0 | 0 | 0 | 0 | 0 | 0 | 0 | 0 | 0 | 0 | 0 | 0 | 0 | 0 | 0 | 0 | 0 | 0 | 0 | 0 | 0 | 0 | 0 | 0 | 0 | 0 | 0 | 0 | 0 | 0 | 0 | 0 | 0 | 0 | 0 | 0 | 0 | 0 | 0 | 0 | 0 | 0 | 0 | 0 | 0 | 0 | 0 | 0 | 0 | 0 | 0 | 0
|  |  | EBL notional profile during construction - hedged portion - Masdar | 0 | USD | 0 | 0 | 0 | 0 | 0 | 0 | 0 | 0 | 0 | 0 | 0 | 0 | 0 | 0 | 0 | 0 | 0 | 0 | 0 | 0 | 0 | 0 | 0 | 0 | 0 | 0 | 0 | 0 | 0 | 0 | 0 | 0 | 0 | 0 | 0 | 0 | 0 | 0 | 0 | 0 | 0 | 0 | 0 | 0 | 0 | 0 | 0 | 0 | 0 | 0 | 0 | 0 | 0 | 0 | 0 | 0 | 0 | 0
|  |  | % of HoldCo EBL hedged during construction - on interest payment date - [sponsor 2] |  | % | * for info | bar: 1 to 56
Holdco EBL period interest rate
|  |  | Holdco EBL swap rate - construction - [Sponsor 2] | 0% | % p.a.
|  |  | EBL + Senior debt swap rate - sensitivity | 0% | % p.a.
|  |  | Holdco EBL swap rate margin - [Sponsor 2] | 0% | % p.a.
|  |  | Holdco EBL % hedged - [sponsor 2] | 0 | % | 0 | 0 | 0 | 0 | 0 | 0 | 0 | 0 | 0 | 0 | 0 | 0 | 0 | 0 | 0 | 0 | 0 | 0 | 0 | 0 | 0 | 0 | 0 | 0 | 0 | 0 | 0 | 0 | 0 | 0 | 0 | 0 | 0 | 0 | 0 | 0 | 0 | 0 | 0 | 0 | 0 | 0 | 0 | 0 | 0 | 0 | 0 | 0 | 0 | 0 | 0 | 0 | 0 | 0 | 0 | 0 | 0 | 0
|  |  | 1M SOFR forward curve - construction period | 0% | % p.a. | 0% | 0% | 0% | 0% | 0% | 0% | 0% | 0% | 0% | 0% | 0% | 0% | 0% | 0% | 0% | 0% | 0% | 0% | 0% | 0% | 0% | 0% | 5.062% | 5.062% | 5.062% | 5.062% | 5.116% | 5.059% | 5.035% | 4.911% | 4.779% | 4.634% | 4.433% | 4.285% | 4.168% | 3.904% | 3.766% | 3.489% | 3.379% | 3.282% | 3.189% | 3.105% | 3.025% | 2.932% | 2.837% | 2.761% | 2.714% | 2.695% | 2.7% | 2.704% | 2.704% | 2.704% | 2.704% | 2.704% | 2.704% | 2.704% | 2.704% | 2.704%
|  |  | EBL period flag - monthly | 0 | flag | 35 | 0 | 0 | 0 | 0 | 0 | 0 | 0 | 0 | 0 | 0 | 0 | 0 | 0 | 0 | 0 | 0 | 0 | 0 | 0 | 0 | 0 | 0 | 1 | 1 | 1 | 1 | 1 | 1 | 1 | 1 | 1 | 1 | 1 | 1 | 1 | 1 | 1 | 1 | 1 | 1 | 1 | 1 | 1 | 1 | 1 | 1 | 1 | 1 | 1 | 1 | 1 | 1 | 1 | 1 | 1 | 1 | 1
|  |  | Holdco EBL availability period base rate - construction - [sponsor 2] |  | % p.a. |  |  | 0% | 0% | 0% | 0% | 0% | 0% | 0% | 0% | 0% | 0% | 0% | 0% | 0% | 0% | 0% | 0% | 0% | 0% | 0% | 0% | 0% | 5.062% | 5.062% | 5.062% | 5.116% | 5.059% | 5.035% | 4.911% | 4.779% | 4.634% | 4.433% | 4.285% | 4.168% | 3.904% | 3.766% | 3.489% | 3.379% | 3.282% | 3.189% | 3.105% | 3.025% | 2.932% | 2.837% | 2.761% | 2.714% | 2.695% | 2.7% | 2.704% | 2.704% | 2.704% | 2.704% | 2.704% | 2.704% | 2.704% | 2.704% | 2.704%
|  |  | Holdco EBL margin - [sponsor 2] | 0% | % p.a.
|  |  | Holdco EBL day count convention | 360 | days
|  |  | Holdco EBL availability period base rate - construction - [sponsor 2] | 0% | % p.a. | 0% | 0% | 0% | 0% | 0% | 0% | 0% | 0% | 0% | 0% | 0% | 0% | 0% | 0% | 0% | 0% | 0% | 0% | 0% | 0% | 0% | 0% | 0% | 5.062% | 5.062% | 5.062% | 5.116% | 5.059% | 5.035% | 4.911% | 4.779% | 4.634% | 4.433% | 4.285% | 4.168% | 3.904% | 3.766% | 3.489% | 3.379% | 3.282% | 3.189% | 3.105% | 3.025% | 2.932% | 2.837% | 2.761% | 2.714% | 2.695% | 2.7% | 2.704% | 2.704% | 2.704% | 2.704% | 2.704% | 2.704% | 2.704% | 2.704% | 2.704%
|  |  | Days in period - construction | 0 | days | 0 | 0 | 31 | 31 | 30 | 31 | 30 | 31 | 31 | 28 | 31 | 30 | 31 | 30 | 31 | 31 | 30 | 31 | 30 | 31 | 31 | 28 | 31 | 30 | 31 | 30 | 31 | 31 | 30 | 31 | 30 | 31 | 31 | 29 | 31 | 30 | 31 | 30 | 31 | 31 | 30 | 31 | 30 | 31 | 31 | 28 | 31 | 30 | 31 | 30 | 31 | 31 | 30 | 31 | 30 | 31 | 31 | 28
|  |  | EBL period flag - monthly | 0 | flag | 35 | 0 | 0 | 0 | 0 | 0 | 0 | 0 | 0 | 0 | 0 | 0 | 0 | 0 | 0 | 0 | 0 | 0 | 0 | 0 | 0 | 0 | 0 | 1 | 1 | 1 | 1 | 1 | 1 | 1 | 1 | 1 | 1 | 1 | 1 | 1 | 1 | 1 | 1 | 1 | 1 | 1 | 1 | 1 | 1 | 1 | 1 | 1 | 1 | 1 | 1 | 1 | 1 | 1 | 1 | 1 | 1 | 1
|  |  | Holdco EBL period interest rate - construction - [sponsor 2] |  | % |  |  | 0% | 0% | 0% | 0% | 0% | 0% | 0% | 0% | 0% | 0% | 0% | 0% | 0% | 0% | 0% | 0% | 0% | 0% | 0% | 0% | 0% | 0.4219% | 0.4359% | 0.4219% | 0.4405% | 0.4356% | 0.4196% | 0.4229% | 0.3982% | 0.3991% | 0.3817% | 0.3452% | 0.3589% | 0.3253% | 0.3243% | 0.2908% | 0.291% | 0.2826% | 0.2658% | 0.2673% | 0.2521% | 0.2525% | 0.2443% | 0.2147% | 0.2337% | 0.2246% | 0.2325% | 0.2253% | 0.2328% | 0.2328% | 0.2253% | 0.2328% | 0.2253% | 0.2328% | 0.2328% | 0.2103%
Holdco EBL interest
|  |  | Holdco EBL period interest rate - construction - [sponsor 2] | 0% | % | 0% | 0% | 0% | 0% | 0% | 0% | 0% | 0% | 0% | 0% | 0% | 0% | 0% | 0% | 0% | 0% | 0% | 0% | 0% | 0% | 0% | 0% | 0% | 0.4219% | 0.4359% | 0.4219% | 0.4405% | 0.4356% | 0.4196% | 0.4229% | 0.3982% | 0.3991% | 0.3817% | 0.3452% | 0.3589% | 0.3253% | 0.3243% | 0.2908% | 0.291% | 0.2826% | 0.2658% | 0.2673% | 0.2521% | 0.2525% | 0.2443% | 0.2147% | 0.2337% | 0.2246% | 0.2325% | 0.2253% | 0.2328% | 0.2328% | 0.2253% | 0.2328% | 0.2253% | 0.2328% | 0.2328% | 0.2103%
|  |  | Holdco EBL - balance - construction - [sponsor 2] BEG | 0 | USD 000s | 0 | 0 | 0 | 0 | 0 | 0 | 0 | 0 | 0 | 0 | 0 | 0 | 0 | 0 | 0 | 0 | 0 | 0 | 0 | 0 | 0 | 0 | 0 | 0 | 0 | 0 | 0 | 0 | 0 | 0 | 0 | 0 | 0 | 0 | 0 | 0 | 0 | 0 | 0 | 0 | 0 | 0 | 0 | 0 | 0 | 0 | 0 | 0 | 0 | 0 | 0 | 0 | 0 | 0 | 0 | 0 | 0 | 0
|  |  | Holdco EBL shareholder drawdown - [sponsor 2] | 0 | USD 000s | 0 | 0 | 0 | 0 | 0 | 0 | 0 | 0 | 0 | 0 | 0 | 0 | 0 | 0 | 0 | 0 | 0 | 0 | 0 | 0 | 0 | 0 | 0 | 0 | 0 | 0 | 0 | 0 | 0 | 0 | 0 | 0 | 0 | 0 | 0 | 0 | 0 | 0 | 0 | 0 | 0 | 0 | 0 | 0 | 0 | 0 | 0 | 0 | 0 | 0 | 0 | 0 | 0 | 0 | 0 | 0 | 0 | 0
|  |  | EBL period flag - monthly | 0 | flag | 35 | 0 | 0 | 0 | 0 | 0 | 0 | 0 | 0 | 0 | 0 | 0 | 0 | 0 | 0 | 0 | 0 | 0 | 0 | 0 | 0 | 0 | 0 | 1 | 1 | 1 | 1 | 1 | 1 | 1 | 1 | 1 | 1 | 1 | 1 | 1 | 1 | 1 | 1 | 1 | 1 | 1 | 1 | 1 | 1 | 1 | 1 | 1 | 1 | 1 | 1 | 1 | 1 | 1 | 1 | 1 | 1 | 1
|  |  | Construction / FC overlap flag | 0 | flag | 0 | 0 | 0 | 0 | 0 | 0 | 0 | 0 | 0 | 0 | 0 | 0 | 0 | 0 | 0 | 0 | 0 | 0 | 0 | 0 | 0 | 0 | 0 | 0 | 0 | 0 | 0 | 0 | 0 | 0 | 0 | 0 | 0 | 0 | 0 | 0 | 0 | 0 | 0 | 0 | 0 | 0 | 0 | 0 | 0 | 0 | 0 | 0 | 0 | 0 | 0 | 0 | 0 | 0 | 0 | 0 | 0 | 0
|  |  | Construction period ppf | 0 | time factor | 27 | 0 | 0 | 0 | 0 | 0 | 0 | 0 | 0 | 0 | 0 | 0 | 0 | 0 | 0 | 0 | 0 | 0 | 0 | 0 | 0 | 0 | 0 | 1 | 1 | 1 | 1 | 1 | 1 | 1 | 1 | 1 | 1 | 1 | 1 | 1 | 1 | 1 | 1 | 1 | 1 | 1 | 1 | 1 | 1 | 1 | 1 | 1 | 1 | 1 | 0 | 0 | 0 | 0 | 0 | 0 | 0 | 0
|  |  | Holdco EBL interest - construction - [sponsor 2] |  | USD 000s | 0 |  | 0 | 0 | 0 | 0 | 0 | 0 | 0 | 0 | 0 | 0 | 0 | 0 | 0 | 0 | 0 | 0 | 0 | 0 | 0 | 0 | 0 | 0 | 0 | 0 | 0 | 0 | 0 | 0 | 0 | 0 | 0 | 0 | 0 | 0 | 0 | 0 | 0 | 0 | 0 | 0 | 0 | 0 | 0 | 0 | 0 | 0 | 0 | 0 | 0 | 0 | 0 | 0 | 0 | 0 | 0 | 0
|  |  | Holdco EBL interest & fee paid vs rolled-up switch - construction | 1 | 0 = paid, 1 = rolled-up
|  |  | Holdco EBL interest - construction - [sponsor 2] | 0 | USD 000s | 0 | 0 | 0 | 0 | 0 | 0 | 0 | 0 | 0 | 0 | 0 | 0 | 0 | 0 | 0 | 0 | 0 | 0 | 0 | 0 | 0 | 0 | 0 | 0 | 0 | 0 | 0 | 0 | 0 | 0 | 0 | 0 | 0 | 0 | 0 | 0 | 0 | 0 | 0 | 0 | 0 | 0 | 0 | 0 | 0 | 0 | 0 | 0 | 0 | 0 | 0 | 0 | 0 | 0 | 0 | 0 | 0 | 0
|  |  | Holdco EBL interest paid - construction - [sponsor 2] |  | USD 000s | 0 |  | 0 | 0 | 0 | 0 | 0 | 0 | 0 | 0 | 0 | 0 | 0 | 0 | 0 | 0 | 0 | 0 | 0 | 0 | 0 | 0 | 0 | 0 | 0 | 0 | 0 | 0 | 0 | 0 | 0 | 0 | 0 | 0 | 0 | 0 | 0 | 0 | 0 | 0 | 0 | 0 | 0 | 0 | 0 | 0 | 0 | 0 | 0 | 0 | 0 | 0 | 0 | 0 | 0 | 0 | 0 | 0
|  |  | Holdco EBL interest - construction - [sponsor 2] | 0 | USD 000s | 0 | 0 | 0 | 0 | 0 | 0 | 0 | 0 | 0 | 0 | 0 | 0 | 0 | 0 | 0 | 0 | 0 | 0 | 0 | 0 | 0 | 0 | 0 | 0 | 0 | 0 | 0 | 0 | 0 | 0 | 0 | 0 | 0 | 0 | 0 | 0 | 0 | 0 | 0 | 0 | 0 | 0 | 0 | 0 | 0 | 0 | 0 | 0 | 0 | 0 | 0 | 0 | 0 | 0 | 0 | 0 | 0 | 0
|  |  | Holdco EBL interest paid - construction - [sponsor 2] | 0 | USD 000s | 0 | 0 | 0 | 0 | 0 | 0 | 0 | 0 | 0 | 0 | 0 | 0 | 0 | 0 | 0 | 0 | 0 | 0 | 0 | 0 | 0 | 0 | 0 | 0 | 0 | 0 | 0 | 0 | 0 | 0 | 0 | 0 | 0 | 0 | 0 | 0 | 0 | 0 | 0 | 0 | 0 | 0 | 0 | 0 | 0 | 0 | 0 | 0 | 0 | 0 | 0 | 0 | 0 | 0 | 0 | 0 | 0 | 0
|  |  | Holdco EBL interest rolled up - construction - [sponsor 2] |  | USD 000s | 0 |  | 0 | 0 | 0 | 0 | 0 | 0 | 0 | 0 | 0 | 0 | 0 | 0 | 0 | 0 | 0 | 0 | 0 | 0 | 0 | 0 | 0 | 0 | 0 | 0 | 0 | 0 | 0 | 0 | 0 | 0 | 0 | 0 | 0 | 0 | 0 | 0 | 0 | 0 | 0 | 0 | 0 | 0 | 0 | 0 | 0 | 0 | 0 | 0 | 0 | 0 | 0 | 0 | 0 | 0 | 0 | 0
Holdco EBL upfront fee - [sponsor 2]
|  |  | Holdco EBL active | 0 | 1 = active, 0 = inactive
|  |  | Equity bridge upfront fee - [sponsor 2] | 0% | %
|  |  | HoldCo EBL balance at end construction [sponsor 2] - fixed | 0 | USD 000s
|  |  | Financial close date flag - construction | 0 | flag | 1 | 0 | 0 | 0 | 0 | 0 | 0 | 0 | 0 | 0 | 0 | 0 | 0 | 0 | 0 | 0 | 0 | 0 | 0 | 0 | 0 | 0 | 1 | 0 | 0 | 0 | 0 | 0 | 0 | 0 | 0 | 0 | 0 | 0 | 0 | 0 | 0 | 0 | 0 | 0 | 0 | 0 | 0 | 0 | 0 | 0 | 0 | 0 | 0 | 0 | 0 | 0 | 0 | 0 | 0 | 0 | 0 | 0
|  |  | Holdco EBL upfront fee - [sponsor 2] |  | USD 000s | 0 |  | 0 | 0 | 0 | 0 | 0 | 0 | 0 | 0 | 0 | 0 | 0 | 0 | 0 | 0 | 0 | 0 | 0 | 0 | 0 | 0 | 0 | 0 | 0 | 0 | 0 | 0 | 0 | 0 | 0 | 0 | 0 | 0 | 0 | 0 | 0 | 0 | 0 | 0 | 0 | 0 | 0 | 0 | 0 | 0 | 0 | 0 | 0 | 0 | 0 | 0 | 0 | 0 | 0 | 0 | 0 | 0
|  |  | Holdco EBL interest & fee paid vs rolled-up switch - construction | 1 | 0 = paid, 1 = rolled-up
|  |  | Holdco EBL upfront fee - [sponsor 2] | 0 | USD 000s | 0 | 0 | 0 | 0 | 0 | 0 | 0 | 0 | 0 | 0 | 0 | 0 | 0 | 0 | 0 | 0 | 0 | 0 | 0 | 0 | 0 | 0 | 0 | 0 | 0 | 0 | 0 | 0 | 0 | 0 | 0 | 0 | 0 | 0 | 0 | 0 | 0 | 0 | 0 | 0 | 0 | 0 | 0 | 0 | 0 | 0 | 0 | 0 | 0 | 0 | 0 | 0 | 0 | 0 | 0 | 0 | 0 | 0
|  |  | Holdco EBL upfront fee paid - [sponsor 2] |  | USD 000s | 0 |  | 0 | 0 | 0 | 0 | 0 | 0 | 0 | 0 | 0 | 0 | 0 | 0 | 0 | 0 | 0 | 0 | 0 | 0 | 0 | 0 | 0 | 0 | 0 | 0 | 0 | 0 | 0 | 0 | 0 | 0 | 0 | 0 | 0 | 0 | 0 | 0 | 0 | 0 | 0 | 0 | 0 | 0 | 0 | 0 | 0 | 0 | 0 | 0 | 0 | 0 | 0 | 0 | 0 | 0 | 0 | 0
|  |  | Holdco EBL upfront fee - [sponsor 2] | 0 | USD 000s | 0 | 0 | 0 | 0 | 0 | 0 | 0 | 0 | 0 | 0 | 0 | 0 | 0 | 0 | 0 | 0 | 0 | 0 | 0 | 0 | 0 | 0 | 0 | 0 | 0 | 0 | 0 | 0 | 0 | 0 | 0 | 0 | 0 | 0 | 0 | 0 | 0 | 0 | 0 | 0 | 0 | 0 | 0 | 0 | 0 | 0 | 0 | 0 | 0 | 0 | 0 | 0 | 0 | 0 | 0 | 0 | 0 | 0
|  |  | Holdco EBL upfront fee paid - [sponsor 2] | 0 | USD 000s | 0 | 0 | 0 | 0 | 0 | 0 | 0 | 0 | 0 | 0 | 0 | 0 | 0 | 0 | 0 | 0 | 0 | 0 | 0 | 0 | 0 | 0 | 0 | 0 | 0 | 0 | 0 | 0 | 0 | 0 | 0 | 0 | 0 | 0 | 0 | 0 | 0 | 0 | 0 | 0 | 0 | 0 | 0 | 0 | 0 | 0 | 0 | 0 | 0 | 0 | 0 | 0 | 0 | 0 | 0 | 0 | 0 | 0
|  |  | Holdco EBL upfront fee rolled up - [sponsor 2] |  | USD 000s | 0 |  | 0 | 0 | 0 | 0 | 0 | 0 | 0 | 0 | 0 | 0 | 0 | 0 | 0 | 0 | 0 | 0 | 0 | 0 | 0 | 0 | 0 | 0 | 0 | 0 | 0 | 0 | 0 | 0 | 0 | 0 | 0 | 0 | 0 | 0 | 0 | 0 | 0 | 0 | 0 | 0 | 0 | 0 | 0 | 0 | 0 | 0 | 0 | 0 | 0 | 0 | 0 | 0 | 0 | 0 | 0 | 0
Holdco EBL commitment fee - [sponsor 2]
|  |  | Holdco EBL active | 0 | 1 = active, 0 = inactive
|  |  | HoldCo EBL balance at end construction [sponsor 2] - fixed | 0 | USD 000s
|  |  | Holdco EBL - balance - construction - [sponsor 2] BEG | 0 | USD 000s | 0 | 0 | 0 | 0 | 0 | 0 | 0 | 0 | 0 | 0 | 0 | 0 | 0 | 0 | 0 | 0 | 0 | 0 | 0 | 0 | 0 | 0 | 0 | 0 | 0 | 0 | 0 | 0 | 0 | 0 | 0 | 0 | 0 | 0 | 0 | 0 | 0 | 0 | 0 | 0 | 0 | 0 | 0 | 0 | 0 | 0 | 0 | 0 | 0 | 0 | 0 | 0 | 0 | 0 | 0 | 0 | 0 | 0
|  |  | Holdco EBL shareholder drawdown - [sponsor 2] | 0 | USD 000s | 0 | 0 | 0 | 0 | 0 | 0 | 0 | 0 | 0 | 0 | 0 | 0 | 0 | 0 | 0 | 0 | 0 | 0 | 0 | 0 | 0 | 0 | 0 | 0 | 0 | 0 | 0 | 0 | 0 | 0 | 0 | 0 | 0 | 0 | 0 | 0 | 0 | 0 | 0 | 0 | 0 | 0 | 0 | 0 | 0 | 0 | 0 | 0 | 0 | 0 | 0 | 0 | 0 | 0 | 0 | 0 | 0 | 0
|  |  | Construction / FC overlap flag | 0 | flag | 0 | 0 | 0 | 0 | 0 | 0 | 0 | 0 | 0 | 0 | 0 | 0 | 0 | 0 | 0 | 0 | 0 | 0 | 0 | 0 | 0 | 0 | 0 | 0 | 0 | 0 | 0 | 0 | 0 | 0 | 0 | 0 | 0 | 0 | 0 | 0 | 0 | 0 | 0 | 0 | 0 | 0 | 0 | 0 | 0 | 0 | 0 | 0 | 0 | 0 | 0 | 0 | 0 | 0 | 0 | 0 | 0 | 0
|  |  | Holdco EBL undrawn balance - [sponsor 2] |  | USD 000s |  |  | 0 | 0 | 0 | 0 | 0 | 0 | 0 | 0 | 0 | 0 | 0 | 0 | 0 | 0 | 0 | 0 | 0 | 0 | 0 | 0 | 0 | 0 | 0 | 0 | 0 | 0 | 0 | 0 | 0 | 0 | 0 | 0 | 0 | 0 | 0 | 0 | 0 | 0 | 0 | 0 | 0 | 0 | 0 | 0 | 0 | 0 | 0 | 0 | 0 | 0 | 0 | 0 | 0 | 0 | 0 | 0
|  |  | Holdco EBL commitment fee - [sponsor 2] | 0% | % p.a.
|  |  | Holdco EBL day count convention | 360 | days
|  |  | Holdco EBL undrawn balance - [sponsor 2] | 0 | USD 000s | 0 | 0 | 0 | 0 | 0 | 0 | 0 | 0 | 0 | 0 | 0 | 0 | 0 | 0 | 0 | 0 | 0 | 0 | 0 | 0 | 0 | 0 | 0 | 0 | 0 | 0 | 0 | 0 | 0 | 0 | 0 | 0 | 0 | 0 | 0 | 0 | 0 | 0 | 0 | 0 | 0 | 0 | 0 | 0 | 0 | 0 | 0 | 0 | 0 | 0 | 0 | 0 | 0 | 0 | 0 | 0 | 0 | 0
|  |  | Days in period - construction | 0 | days | 0 | 0 | 31 | 31 | 30 | 31 | 30 | 31 | 31 | 28 | 31 | 30 | 31 | 30 | 31 | 31 | 30 | 31 | 30 | 31 | 31 | 28 | 31 | 30 | 31 | 30 | 31 | 31 | 30 | 31 | 30 | 31 | 31 | 29 | 31 | 30 | 31 | 30 | 31 | 31 | 30 | 31 | 30 | 31 | 31 | 28 | 31 | 30 | 31 | 30 | 31 | 31 | 30 | 31 | 30 | 31 | 31 | 28
|  |  | Construction period ppf | 0 | time factor | 27 | 0 | 0 | 0 | 0 | 0 | 0 | 0 | 0 | 0 | 0 | 0 | 0 | 0 | 0 | 0 | 0 | 0 | 0 | 0 | 0 | 0 | 0 | 1 | 1 | 1 | 1 | 1 | 1 | 1 | 1 | 1 | 1 | 1 | 1 | 1 | 1 | 1 | 1 | 1 | 1 | 1 | 1 | 1 | 1 | 1 | 1 | 1 | 1 | 1 | 0 | 0 | 0 | 0 | 0 | 0 | 0 | 0
|  |  | Holdco EBL commitment fee - [sponsor 2] |  | USD 000s | 0 |  | 0 | 0 | 0 | 0 | 0 | 0 | 0 | 0 | 0 | 0 | 0 | 0 | 0 | 0 | 0 | 0 | 0 | 0 | 0 | 0 | 0 | 0 | 0 | 0 | 0 | 0 | 0 | 0 | 0 | 0 | 0 | 0 | 0 | 0 | 0 | 0 | 0 | 0 | 0 | 0 | 0 | 0 | 0 | 0 | 0 | 0 | 0 | 0 | 0 | 0 | 0 | 0 | 0 | 0 | 0 | 0
|  |  | Holdco EBL interest & fee paid vs rolled-up switch - construction | 1 | 0 = paid, 1 = rolled-up
|  |  | Holdco EBL commitment fee - [sponsor 2] | 0 | USD 000s | 0 | 0 | 0 | 0 | 0 | 0 | 0 | 0 | 0 | 0 | 0 | 0 | 0 | 0 | 0 | 0 | 0 | 0 | 0 | 0 | 0 | 0 | 0 | 0 | 0 | 0 | 0 | 0 | 0 | 0 | 0 | 0 | 0 | 0 | 0 | 0 | 0 | 0 | 0 | 0 | 0 | 0 | 0 | 0 | 0 | 0 | 0 | 0 | 0 | 0 | 0 | 0 | 0 | 0 | 0 | 0 | 0 | 0
|  |  | Holdco EBL commitment fee paid - [sponsor 2] |  | USD 000s | 0 |  | 0 | 0 | 0 | 0 | 0 | 0 | 0 | 0 | 0 | 0 | 0 | 0 | 0 | 0 | 0 | 0 | 0 | 0 | 0 | 0 | 0 | 0 | 0 | 0 | 0 | 0 | 0 | 0 | 0 | 0 | 0 | 0 | 0 | 0 | 0 | 0 | 0 | 0 | 0 | 0 | 0 | 0 | 0 | 0 | 0 | 0 | 0 | 0 | 0 | 0 | 0 | 0 | 0 | 0 | 0 | 0
|  |  | Holdco EBL commitment fee - [sponsor 2] | 0 | USD 000s | 0 | 0 | 0 | 0 | 0 | 0 | 0 | 0 | 0 | 0 | 0 | 0 | 0 | 0 | 0 | 0 | 0 | 0 | 0 | 0 | 0 | 0 | 0 | 0 | 0 | 0 | 0 | 0 | 0 | 0 | 0 | 0 | 0 | 0 | 0 | 0 | 0 | 0 | 0 | 0 | 0 | 0 | 0 | 0 | 0 | 0 | 0 | 0 | 0 | 0 | 0 | 0 | 0 | 0 | 0 | 0 | 0 | 0
|  |  | Holdco EBL commitment fee paid - [sponsor 2] | 0 | USD 000s | 0 | 0 | 0 | 0 | 0 | 0 | 0 | 0 | 0 | 0 | 0 | 0 | 0 | 0 | 0 | 0 | 0 | 0 | 0 | 0 | 0 | 0 | 0 | 0 | 0 | 0 | 0 | 0 | 0 | 0 | 0 | 0 | 0 | 0 | 0 | 0 | 0 | 0 | 0 | 0 | 0 | 0 | 0 | 0 | 0 | 0 | 0 | 0 | 0 | 0 | 0 | 0 | 0 | 0 | 0 | 0 | 0 | 0
|  |  | Holdco EBL commitment fee rolled up - [sponsor 2] |  | USD 000s | 0 |  | 0 | 0 | 0 | 0 | 0 | 0 | 0 | 0 | 0 | 0 | 0 | 0 | 0 | 0 | 0 | 0 | 0 | 0 | 0 | 0 | 0 | 0 | 0 | 0 | 0 | 0 | 0 | 0 | 0 | 0 | 0 | 0 | 0 | 0 | 0 | 0 | 0 | 0 | 0 | 0 | 0 | 0 | 0 | 0 | 0 | 0 | 0 | 0 | 0 | 0 | 0 | 0 | 0 | 0 | 0 | 0
Holdco EBL interest and fee paid - EBL - [sponsor 2]
|  |  | Holdco EBL interest paid - construction - [sponsor 2] | 0 | USD 000s | 0 | 0 | 0 | 0 | 0 | 0 | 0 | 0 | 0 | 0 | 0 | 0 | 0 | 0 | 0 | 0 | 0 | 0 | 0 | 0 | 0 | 0 | 0 | 0 | 0 | 0 | 0 | 0 | 0 | 0 | 0 | 0 | 0 | 0 | 0 | 0 | 0 | 0 | 0 | 0 | 0 | 0 | 0 | 0 | 0 | 0 | 0 | 0 | 0 | 0 | 0 | 0 | 0 | 0 | 0 | 0 | 0 | 0
|  |  | Holdco EBL upfront fee paid - [sponsor 2] | 0 | USD 000s | 0 | 0 | 0 | 0 | 0 | 0 | 0 | 0 | 0 | 0 | 0 | 0 | 0 | 0 | 0 | 0 | 0 | 0 | 0 | 0 | 0 | 0 | 0 | 0 | 0 | 0 | 0 | 0 | 0 | 0 | 0 | 0 | 0 | 0 | 0 | 0 | 0 | 0 | 0 | 0 | 0 | 0 | 0 | 0 | 0 | 0 | 0 | 0 | 0 | 0 | 0 | 0 | 0 | 0 | 0 | 0 | 0 | 0
|  |  | Holdco EBL commitment fee paid - [sponsor 2] | 0 | USD 000s | 0 | 0 | 0 | 0 | 0 | 0 | 0 | 0 | 0 | 0 | 0 | 0 | 0 | 0 | 0 | 0 | 0 | 0 | 0 | 0 | 0 | 0 | 0 | 0 | 0 | 0 | 0 | 0 | 0 | 0 | 0 | 0 | 0 | 0 | 0 | 0 | 0 | 0 | 0 | 0 | 0 | 0 | 0 | 0 | 0 | 0 | 0 | 0 | 0 | 0 | 0 | 0 | 0 | 0 | 0 | 0 | 0 | 0
|  |  | Holdco EBL interest and fees paid - construction - [sponsor 2] |  | USD 000s | 0 |  | 0 | 0 | 0 | 0 | 0 | 0 | 0 | 0 | 0 | 0 | 0 | 0 | 0 | 0 | 0 | 0 | 0 | 0 | 0 | 0 | 0 | 0 | 0 | 0 | 0 | 0 | 0 | 0 | 0 | 0 | 0 | 0 | 0 | 0 | 0 | 0 | 0 | 0 | 0 | 0 | 0 | 0 | 0 | 0 | 0 | 0 | 0 | 0 | 0 | 0 | 0 | 0 | 0 | 0 | 0 | 0
Holdco EBL repayment - [sponsor 2]
|  |  | % of equity bridge repaid at end construction? | 0% | %
|  |  | Holdco EBL - balance - construction - [sponsor 2] BEG | 0 | USD 000s | 0 | 0 | 0 | 0 | 0 | 0 | 0 | 0 | 0 | 0 | 0 | 0 | 0 | 0 | 0 | 0 | 0 | 0 | 0 | 0 | 0 | 0 | 0 | 0 | 0 | 0 | 0 | 0 | 0 | 0 | 0 | 0 | 0 | 0 | 0 | 0 | 0 | 0 | 0 | 0 | 0 | 0 | 0 | 0 | 0 | 0 | 0 | 0 | 0 | 0 | 0 | 0 | 0 | 0 | 0 | 0 | 0 | 0
|  |  | Holdco EBL interest rolled up - construction - [sponsor 2] | 0 | USD 000s | 0 | 0 | 0 | 0 | 0 | 0 | 0 | 0 | 0 | 0 | 0 | 0 | 0 | 0 | 0 | 0 | 0 | 0 | 0 | 0 | 0 | 0 | 0 | 0 | 0 | 0 | 0 | 0 | 0 | 0 | 0 | 0 | 0 | 0 | 0 | 0 | 0 | 0 | 0 | 0 | 0 | 0 | 0 | 0 | 0 | 0 | 0 | 0 | 0 | 0 | 0 | 0 | 0 | 0 | 0 | 0 | 0 | 0
|  |  | Holdco EBL upfront fee rolled up - [sponsor 2] | 0 | USD 000s | 0 | 0 | 0 | 0 | 0 | 0 | 0 | 0 | 0 | 0 | 0 | 0 | 0 | 0 | 0 | 0 | 0 | 0 | 0 | 0 | 0 | 0 | 0 | 0 | 0 | 0 | 0 | 0 | 0 | 0 | 0 | 0 | 0 | 0 | 0 | 0 | 0 | 0 | 0 | 0 | 0 | 0 | 0 | 0 | 0 | 0 | 0 | 0 | 0 | 0 | 0 | 0 | 0 | 0 | 0 | 0 | 0 | 0
|  |  | Holdco EBL commitment fee rolled up - [sponsor 2] | 0 | USD 000s | 0 | 0 | 0 | 0 | 0 | 0 | 0 | 0 | 0 | 0 | 0 | 0 | 0 | 0 | 0 | 0 | 0 | 0 | 0 | 0 | 0 | 0 | 0 | 0 | 0 | 0 | 0 | 0 | 0 | 0 | 0 | 0 | 0 | 0 | 0 | 0 | 0 | 0 | 0 | 0 | 0 | 0 | 0 | 0 | 0 | 0 | 0 | 0 | 0 | 0 | 0 | 0 | 0 | 0 | 0 | 0 | 0 | 0
|  |  | Construction period ppf | 0 | time factor | 27 | 0 | 0 | 0 | 0 | 0 | 0 | 0 | 0 | 0 | 0 | 0 | 0 | 0 | 0 | 0 | 0 | 0 | 0 | 0 | 0 | 0 | 0 | 1 | 1 | 1 | 1 | 1 | 1 | 1 | 1 | 1 | 1 | 1 | 1 | 1 | 1 | 1 | 1 | 1 | 1 | 1 | 1 | 1 | 1 | 1 | 1 | 1 | 1 | 1 | 0 | 0 | 0 | 0 | 0 | 0 | 0 | 0
|  |  | Equity bridge repayment date flag - monthly - masdar | 0 | flag | 0 | 0 | 0 | 0 | 0 | 0 | 0 | 0 | 0 | 0 | 0 | 0 | 0 | 0 | 0 | 0 | 0 | 0 | 0 | 0 | 0 | 0 | 0 | 0 | 0 | 0 | 0 | 0 | 0 | 0 | 0 | 0 | 0 | 0 | 0 | 0 | 0 | 0 | 0 | 0 | 0 | 0 | 0 | 0 | 0 | 0 | 0 | 0 | 0 | 0 | 0 | 0 | 0 | 0 | 0 | 0 | 0 | 0
|  |  | [Holdco EBL repayment - [sponsor 2]] |  | USD 000s | 0 |  | 0 | 0 | 0 | 0 | 0 | 0 | 0 | 0 | 0 | 0 | 0 | 0 | 0 | 0 | 0 | 0 | 0 | 0 | 0 | 0 | 0 | 0 | 0 | 0 | 0 | 0 | 0 | 0 | 0 | 0 | 0 | 0 | 0 | 0 | 0 | 0 | 0 | 0 | 0 | 0 | 0 | 0 | 0 | 0 | 0 | 0 | 0 | 0 | 0 | 0 | 0 | 0 | 0 | 0 | 0 | 0
Cashflow for IRR - [sponsor 2]
|  |  | [Holdco EBL repayment - [sponsor 2]] | 0 | USD 000s | 0 | 0 | 0 | 0 | 0 | 0 | 0 | 0 | 0 | 0 | 0 | 0 | 0 | 0 | 0 | 0 | 0 | 0 | 0 | 0 | 0 | 0 | 0 | 0 | 0 | 0 | 0 | 0 | 0 | 0 | 0 | 0 | 0 | 0 | 0 | 0 | 0 | 0 | 0 | 0 | 0 | 0 | 0 | 0 | 0 | 0 | 0 | 0 | 0 | 0 | 0 | 0 | 0 | 0 | 0 | 0 | 0 | 0
|  |  | Holdco EBL interest and fees paid - construction - [sponsor 2] | 0 | USD 000s | 0 | 0 | 0 | 0 | 0 | 0 | 0 | 0 | 0 | 0 | 0 | 0 | 0 | 0 | 0 | 0 | 0 | 0 | 0 | 0 | 0 | 0 | 0 | 0 | 0 | 0 | 0 | 0 | 0 | 0 | 0 | 0 | 0 | 0 | 0 | 0 | 0 | 0 | 0 | 0 | 0 | 0 | 0 | 0 | 0 | 0 | 0 | 0 | 0 | 0 | 0 | 0 | 0 | 0 | 0 | 0 | 0 | 0
|  |  | Holdco cashflow for IRR - [sponsor 2] - POS |  | USD 000s | 0 |  | 0 | 0 | 0 | 0 | 0 | 0 | 0 | 0 | 0 | 0 | 0 | 0 | 0 | 0 | 0 | 0 | 0 | 0 | 0 | 0 | 0 | 0 | 0 | 0 | 0 | 0 | 0 | 0 | 0 | 0 | 0 | 0 | 0 | 0 | 0 | 0 | 0 | 0 | 0 | 0 | 0 | 0 | 0 | 0 | 0 | 0 | 0 | 0 | 0 | 0 | 0 | 0 | 0 | 0 | 0 | 0
|  |  | Holdco EBL interest as a project cost | 0 | 1 =yes, 0=no
|  |  | Holdco cashflow for IRR - [sponsor 2] - POS | 0 | USD 000s | 0 | 0 | 0 | 0 | 0 | 0 | 0 | 0 | 0 | 0 | 0 | 0 | 0 | 0 | 0 | 0 | 0 | 0 | 0 | 0 | 0 | 0 | 0 | 0 | 0 | 0 | 0 | 0 | 0 | 0 | 0 | 0 | 0 | 0 | 0 | 0 | 0 | 0 | 0 | 0 | 0 | 0 | 0 | 0 | 0 | 0 | 0 | 0 | 0 | 0 | 0 | 0 | 0 | 0 | 0 | 0 | 0 | 0
|  |  | Holdco cashflow for IRR - [sponsor 2] adjusted |  | USD 000s | 0 |  | 0 | 0 | 0 | 0 | 0 | 0 | 0 | 0 | 0 | 0 | 0 | 0 | 0 | 0 | 0 | 0 | 0 | 0 | 0 | 0 | 0 | 0 | 0 | 0 | 0 | 0 | 0 | 0 | 0 | 0 | 0 | 0 | 0 | 0 | 0 | 0 | 0 | 0 | 0 | 0 | 0 | 0 | 0 | 0 | 0 | 0 | 0 | 0 | 0 | 0 | 0 | 0 | 0 | 0 | 0 | 0
|  |  | Holdco EBL interest as a project cost | 0 | 1 =yes, 0=no
|  |  | Holdco cashflow for IRR - [sponsor 2] - POS | 0 | USD 000s | 0 | 0 | 0 | 0 | 0 | 0 | 0 | 0 | 0 | 0 | 0 | 0 | 0 | 0 | 0 | 0 | 0 | 0 | 0 | 0 | 0 | 0 | 0 | 0 | 0 | 0 | 0 | 0 | 0 | 0 | 0 | 0 | 0 | 0 | 0 | 0 | 0 | 0 | 0 | 0 | 0 | 0 | 0 | 0 | 0 | 0 | 0 | 0 | 0 | 0 | 0 | 0 | 0 | 0 | 0 | 0 | 0 | 0
|  |  | Holdco EBL financing costs funded as project costs - [sponsor 2] - calc |  | USD 000s | 0 |  | 0 | 0 | 0 | 0 | 0 | 0 | 0 | 0 | 0 | 0 | 0 | 0 | 0 | 0 | 0 | 0 | 0 | 0 | 0 | 0 | 0 | 0 | 0 | 0 | 0 | 0 | 0 | 0 | 0 | 0 | 0 | 0 | 0 | 0 | 0 | 0 | 0 | 0 | 0 | 0 | 0 | 0 | 0 | 0 | 0 | 0 | 0 | 0 | 0 | 0 | 0 | 0 | 0 | 0 | 0 | 0
CASHFLOWS FOR AVERAGE COST OF DEBT - [SPONSOR 2]
|  |  | Holdco EBL shareholder drawdown - [sponsor 2] | 0 | USD 000s | 0 | 0 | 0 | 0 | 0 | 0 | 0 | 0 | 0 | 0 | 0 | 0 | 0 | 0 | 0 | 0 | 0 | 0 | 0 | 0 | 0 | 0 | 0 | 0 | 0 | 0 | 0 | 0 | 0 | 0 | 0 | 0 | 0 | 0 | 0 | 0 | 0 | 0 | 0 | 0 | 0 | 0 | 0 | 0 | 0 | 0 | 0 | 0 | 0 | 0 | 0 | 0 | 0 | 0 | 0 | 0 | 0 | 0
|  |  | Holdco EBL interest paid - construction - [sponsor 2] | 0 | USD 000s | 0 | 0 | 0 | 0 | 0 | 0 | 0 | 0 | 0 | 0 | 0 | 0 | 0 | 0 | 0 | 0 | 0 | 0 | 0 | 0 | 0 | 0 | 0 | 0 | 0 | 0 | 0 | 0 | 0 | 0 | 0 | 0 | 0 | 0 | 0 | 0 | 0 | 0 | 0 | 0 | 0 | 0 | 0 | 0 | 0 | 0 | 0 | 0 | 0 | 0 | 0 | 0 | 0 | 0 | 0 | 0 | 0 | 0
|  |  | Holdco EBL upfront fee paid - [sponsor 2] | 0 | USD 000s | 0 | 0 | 0 | 0 | 0 | 0 | 0 | 0 | 0 | 0 | 0 | 0 | 0 | 0 | 0 | 0 | 0 | 0 | 0 | 0 | 0 | 0 | 0 | 0 | 0 | 0 | 0 | 0 | 0 | 0 | 0 | 0 | 0 | 0 | 0 | 0 | 0 | 0 | 0 | 0 | 0 | 0 | 0 | 0 | 0 | 0 | 0 | 0 | 0 | 0 | 0 | 0 | 0 | 0 | 0 | 0 | 0 | 0
|  |  | Holdco EBL commitment fee paid - [sponsor 2] | 0 | USD 000s | 0 | 0 | 0 | 0 | 0 | 0 | 0 | 0 | 0 | 0 | 0 | 0 | 0 | 0 | 0 | 0 | 0 | 0 | 0 | 0 | 0 | 0 | 0 | 0 | 0 | 0 | 0 | 0 | 0 | 0 | 0 | 0 | 0 | 0 | 0 | 0 | 0 | 0 | 0 | 0 | 0 | 0 | 0 | 0 | 0 | 0 | 0 | 0 | 0 | 0 | 0 | 0 | 0 | 0 | 0 | 0 | 0 | 0
|  |  | [sponsor 2] holdco EBL cashflow during construction |  | USD 000s | 0 |  | 0 | 0 | 0 | 0 | 0 | 0 | 0 | 0 | 0 | 0 | 0 | 0 | 0 | 0 | 0 | 0 | 0 | 0 | 0 | 0 | 0 | 0 | 0 | 0 | 0 | 0 | 0 | 0 | 0 | 0 | 0 | 0 | 0 | 0 | 0 | 0 | 0 | 0 | 0 | 0 | 0 | 0 | 0 | 0 | 0 | 0 | 0 | 0 | 0 | 0 | 0 | 0 | 0 | 0 | 0 | 0
|  |  | Initial negative value for xirr | -1e-08 | USD 000s
|  |  | 1st model column flag | 0 | flag | 1 | 0 | 1 | 0 | 0 | 0 | 0 | 0 | 0 | 0 | 0 | 0 | 0 | 0 | 0 | 0 | 0 | 0 | 0 | 0 | 0 | 0 | 0 | 0 | 0 | 0 | 0 | 0 | 0 | 0 | 0 | 0 | 0 | 0 | 0 | 0 | 0 | 0 | 0 | 0 | 0 | 0 | 0 | 0 | 0 | 0 | 0 | 0 | 0 | 0 | 0 | 0 | 0 | 0 | 0 | 0 | 0 | 0
|  |  | [sponsor 2] holdco EBL cashflow during construction | 0 | USD 000s | 0 | 0 | 0 | 0 | 0 | 0 | 0 | 0 | 0 | 0 | 0 | 0 | 0 | 0 | 0 | 0 | 0 | 0 | 0 | 0 | 0 | 0 | 0 | 0 | 0 | 0 | 0 | 0 | 0 | 0 | 0 | 0 | 0 | 0 | 0 | 0 | 0 | 0 | 0 | 0 | 0 | 0 | 0 | 0 | 0 | 0 | 0 | 0 | 0 | 0 | 0 | 0 | 0 | 0 | 0 | 0 | 0 | 0
|  |  | EBL drawdown - neg for cost of debt - [sponsor 2] |  | USD 000s | -1e-08 |  | -1e-08 | 0 | 0 | 0 | 0 | 0 | 0 | 0 | 0 | 0 | 0 | 0 | 0 | 0 | 0 | 0 | 0 | 0 | 0 | 0 | 0 | 0 | 0 | 0 | 0 | 0 | 0 | 0 | 0 | 0 | 0 | 0 | 0 | 0 | 0 | 0 | 0 | 0 | 0 | 0 | 0 | 0 | 0 | 0 | 0 | 0 | 0 | 0 | 0 | 0 | 0 | 0 | 0 | 0 | 0 | 0
|  |  | EBL drawdown - neg for cost of debt - Masdar | 0 | USD 000s | -1e-08 | 0 | -1e-08 | 0 | 0 | 0 | 0 | 0 | 0 | 0 | 0 | 0 | 0 | 0 | 0 | 0 | 0 | 0 | 0 | 0 | 0 | 0 | 0 | 0 | 0 | 0 | 0 | 0 | 0 | 0 | 0 | 0 | 0 | 0 | 0 | 0 | 0 | 0 | 0 | 0 | 0 | 0 | 0 | 0 | 0 | 0 | 0 | 0 | 0 | 0 | 0 | 0 | 0 | 0 | 0 | 0 | 0 | 0
|  |  | EBL drawdown - neg for cost of debt - [sponsor 2] | 0 | USD 000s | -1e-08 | 0 | -1e-08 | 0 | 0 | 0 | 0 | 0 | 0 | 0 | 0 | 0 | 0 | 0 | 0 | 0 | 0 | 0 | 0 | 0 | 0 | 0 | 0 | 0 | 0 | 0 | 0 | 0 | 0 | 0 | 0 | 0 | 0 | 0 | 0 | 0 | 0 | 0 | 0 | 0 | 0 | 0 | 0 | 0 | 0 | 0 | 0 | 0 | 0 | 0 | 0 | 0 | 0 | 0 | 0 | 0 | 0 | 0
|  |  | EBL drawdown - neg for cost of debt |  | USD 000s | -2e-08 |  | -2e-08 | 0 | 0 | 0 | 0 | 0 | 0 | 0 | 0 | 0 | 0 | 0 | 0 | 0 | 0 | 0 | 0 | 0 | 0 | 0 | 0 | 0 | 0 | 0 | 0 | 0 | 0 | 0 | 0 | 0 | 0 | 0 | 0 | 0 | 0 | 0 | 0 | 0 | 0 | 0 | 0 | 0 | 0 | 0 | 0 | 0 | 0 | 0 | 0 | 0 | 0 | 0 | 0 | 0 | 0 | 0
END

## HoldCo
HoldCo
|  |  | Model period start date | 0 | Error chks | time axis 2021-07-01 to 2064-01-01
|  |  | Model period end date | 0 | Track chgs | time axis 2021-12-31 to 2064-06-30
|  |  | Timeline label | 1 | Alerts |  |  | Dev | Dev | Dev | FC/Const. | Const | Const | Const | Const | Ops - PPA | Ops - PPA | Ops - PPA | Ops - PPA | Ops - PPA | Ops - PPA | Ops - PPA | Ops - PPA | Ops - PPA | Ops - PPA | Ops - PPA | Ops - PPA | Ops - PPA | Ops - PPA | Ops - PPA | Ops - PPA | Ops - PPA | Ops - PPA | Ops - PPA | Ops - PPA | Ops - PPA | Ops - PPA | Ops - PPA | Ops - PPA | Ops - PPA | Ops - PPA | Ops - PPA | Ops - PPA | Ops - PPA | Ops - PPA | Ops - PPA | Ops - PPA | Ops - PPA | Ops - PPA | Ops - PPA | Ops - PPA | Ops - PPA | Ops - PPA | Ops - PPA | Ops - PPA | Ops - PPA | Ops - PPA | Ops - PPA | Ops - PPA | Ops - PPA | Ops - PPA | Ops - PPA | Ops - PPA | Ops - PPA | Ops - PPA | Ops - PPA | Ops - PPA | Ops - PPA | Ops - PPA | Ops - PPA | Ops - PPA | Ops - PPA | Ops - PPA | Ops - PPA | Ops - PPA | Post-Ops | Post-Ops | Post-Ops | Post-Ops | Post-Ops | Post-Ops | Post-Ops | Post-Ops | Post-Ops | Post-Ops | Post-Ops | Post-Ops | Post-Ops | Post-Ops | Post-Ops | Post-Ops | Post-Ops | Post-Ops
|  |  | Model column counter | Constant | Unit | Total |  | 1 | 2 | 3 | 4 | 5 | 6 | 7 | 8 | 9 | 10 | 11 | 12 | 13 | 14 | 15 | 16 | 17 | 18 | 19 | 20 | 21 | 22 | 23 | 24 | 25 | 26 | 27 | 28 | 29 | 30 | 31 | 32 | 33 | 34 | 35 | 36 | 37 | 38 | 39 | 40 | 41 | 42 | 43 | 44 | 45 | 46 | 47 | 48 | 49 | 50 | 51 | 52 | 53 | 54 | 55 | 56 | 57 | 58 | 59 | 60 | 61 | 62 | 63 | 64 | 65 | 66 | 67 | 68 | 69 | 70 | 71 | 72 | 73 | 74 | 75 | 76 | 77 | 78 | 79 | 80 | 81 | 82 | 83 | 84 | 85 | 86
HOLDCO EBL - Masdar
|  |  | HoldCo EBL balance at end construction - masdar | 0 | USD 000s
|  |  | End of construction / conversion date flag | 0 | flag | 1 | 0 | 0 | 0 | 0 | 0 | 0 | 0 | 0 | 1 | 0 | 0 | 0 | 0 | 0 | 0 | 0 | 0 | 0 | 0 | 0 | 0 | 0 | 0 | 0 | 0 | 0 | 0 | 0 | 0 | 0 | 0 | 0 | 0 | 0 | 0 | 0 | 0 | 0 | 0 | 0 | 0 | 0 | 0 | 0 | 0 | 0 | 0 | 0 | 0 | 0 | 0 | 0 | 0 | 0 | 0 | 0 | 0 | 0 | 0 | 0 | 0 | 0 | 0 | 0 | 0 | 0 | 0 | 0 | 0 | 0 | 0 | 0 | 0 | 0 | 0 | 0 | 0 | 0 | 0 | 0 | 0 | 0 | 0 | 0 | 0 | 0 | 0
|  |  | Holdco EBL - Masdar - balance BEG |  | USD 000s |  |  | 0 | 0 | 0 | 0 | 0 | 0 | 0 | 0 | 0 | 0 | 0 | 0 | 0 | 0 | 0 | 0 | 0 | 0 | 0 | 0 | 0 | 0 | 0 | 0 | 0 | 0 | 0 | 0 | 0 | 0 | 0 | 0 | 0 | 0 | 0 | 0 | 0 | 0 | 0 | 0 | 0 | 0 | 0 | 0 | 0 | 0 | 0 | 0 | 0 | 0 | 0 | 0 | 0 | 0 | 0 | 0 | 0 | 0 | 0 | 0 | 0 | 0 | 0 | 0 | 0 | 0 | 0 | 0 | 0 | 0 | 0 | 0 | 0 | 0 | 0 | 0 | 0 | 0 | 0 | 0 | 0 | 0 | 0 | 0 | 0 | 0
|  | Plus | Holdco EBL interest rolled up - Masdar | 0 | USD 000s | 0 | 0 | 0 | 0 | 0 | 0 | 0 | 0 | 0 | 0 | 0 | 0 | 0 | 0 | 0 | 0 | 0 | 0 | 0 | 0 | 0 | 0 | 0 | 0 | 0 | 0 | 0 | 0 | 0 | 0 | 0 | 0 | 0 | 0 | 0 | 0 | 0 | 0 | 0 | 0 | 0 | 0 | 0 | 0 | 0 | 0 | 0 | 0 | 0 | 0 | 0 | 0 | 0 | 0 | 0 | 0 | 0 | 0 | 0 | 0 | 0 | 0 | 0 | 0 | 0 | 0 | 0 | 0 | 0 | 0 | 0 | 0 | 0 | 0 | 0 | 0 | 0 | 0 | 0 | 0 | 0 | 0 | 0 | 0 | 0 | 0 | 0 | 0
|  | Less | Holdco EBL repayment - Masdar | 0 | USD 000s | 0 | 0 | 0 | 0 | 0 | 0 | 0 | 0 | 0 | 0 | 0 | 0 | 0 | 0 | 0 | 0 | 0 | 0 | 0 | 0 | 0 | 0 | 0 | 0 | 0 | 0 | 0 | 0 | 0 | 0 | 0 | 0 | 0 | 0 | 0 | 0 | 0 | 0 | 0 | 0 | 0 | 0 | 0 | 0 | 0 | 0 | 0 | 0 | 0 | 0 | 0 | 0 | 0 | 0 | 0 | 0 | 0 | 0 | 0 | 0 | 0 | 0 | 0 | 0 | 0 | 0 | 0 | 0 | 0 | 0 | 0 | 0 | 0 | 0 | 0 | 0 | 0 | 0 | 0 | 0 | 0 | 0 | 0 | 0 | 0 | 0 | 0 | 0
|  |  | Holdco EBL - Masdar - balance |  | USD 000s |  |  | 0 | 0 | 0 | 0 | 0 | 0 | 0 | 0 | 0 | 0 | 0 | 0 | 0 | 0 | 0 | 0 | 0 | 0 | 0 | 0 | 0 | 0 | 0 | 0 | 0 | 0 | 0 | 0 | 0 | 0 | 0 | 0 | 0 | 0 | 0 | 0 | 0 | 0 | 0 | 0 | 0 | 0 | 0 | 0 | 0 | 0 | 0 | 0 | 0 | 0 | 0 | 0 | 0 | 0 | 0 | 0 | 0 | 0 | 0 | 0 | 0 | 0 | 0 | 0 | 0 | 0 | 0 | 0 | 0 | 0 | 0 | 0 | 0 | 0 | 0 | 0 | 0 | 0 | 0 | 0 | 0 | 0 | 0 | 0 | 0 | 0
|  |  | EBL hedging based on calculated debt | 1 | 1 = input, 0 = notional based
|  |  | Holdco EBL % hedged | 0% | %
|  |  | Holdco EBL - Masdar - balance BEG | 0 | USD 000s | 0 | 0 | 0 | 0 | 0 | 0 | 0 | 0 | 0 | 0 | 0 | 0 | 0 | 0 | 0 | 0 | 0 | 0 | 0 | 0 | 0 | 0 | 0 | 0 | 0 | 0 | 0 | 0 | 0 | 0 | 0 | 0 | 0 | 0 | 0 | 0 | 0 | 0 | 0 | 0 | 0 | 0 | 0 | 0 | 0 | 0 | 0 | 0 | 0 | 0 | 0 | 0 | 0 | 0 | 0 | 0 | 0 | 0 | 0 | 0 | 0 | 0 | 0 | 0 | 0 | 0 | 0 | 0 | 0 | 0 | 0 | 0 | 0 | 0 | 0 | 0 | 0 | 0 | 0 | 0 | 0 | 0 | 0 | 0 | 0 | 0 | 0 | 0
|  |  | EBL notional profile during operations - hedged portion - masdar | 0 | USD | 0 | 0 | 0 | 0 | 0 | 0 | 0 | 0 | 0 | 0 | 0 | 0 | 0 | 0 | 0 | 0 | 0 | 0 | 0 | 0 | 0 | 0 | 0 | 0 | 0 | 0 | 0 | 0 | 0 | 0 | 0 | 0 | 0 | 0 | 0 | 0 | 0 | 0 | 0 | 0 | 0 | 0 | 0 | 0 | 0 | 0 | 0 | 0 | 0 | 0 | 0 | 0 | 0 | 0 | 0 | 0 | 0 | 0 | 0 | 0 | 0 | 0 | 0 | 0 | 0 | 0 | 0 | 0 | 0 | 0 | 0 | 0 | 0 | 0 | 0 | 0 | 0 | 0 | 0 | 0 | 0 | 0 | 0 | 0 | 0 | 0 | 0 | 0
|  |  | Holdco EBL % hedged |  | % | bar: 1 to 86
|  |  | Units in a thousand | 1000 | units in thousand
|  |  | Holdco EBL % hedged | 0% | % | 0% | 0% | bar: 1 to 86
|  |  | Holdco EBL - Masdar - balance BEG | 0 | USD 000s | 0 | 0 | 0 | 0 | 0 | 0 | 0 | 0 | 0 | 0 | 0 | 0 | 0 | 0 | 0 | 0 | 0 | 0 | 0 | 0 | 0 | 0 | 0 | 0 | 0 | 0 | 0 | 0 | 0 | 0 | 0 | 0 | 0 | 0 | 0 | 0 | 0 | 0 | 0 | 0 | 0 | 0 | 0 | 0 | 0 | 0 | 0 | 0 | 0 | 0 | 0 | 0 | 0 | 0 | 0 | 0 | 0 | 0 | 0 | 0 | 0 | 0 | 0 | 0 | 0 | 0 | 0 | 0 | 0 | 0 | 0 | 0 | 0 | 0 | 0 | 0 | 0 | 0 | 0 | 0 | 0 | 0 | 0 | 0 | 0 | 0 | 0 | 0
|  |  | EBL notional profile during operations |  | USD 000s |  |  | 0 | 0 | 0 | 0 | 0 | 0 | 0 | 0 | 0 | 0 | 0 | 0 | 0 | 0 | 0 | 0 | 0 | 0 | 0 | 0 | 0 | 0 | 0 | 0 | 0 | 0 | 0 | 0 | 0 | 0 | 0 | 0 | 0 | 0 | 0 | 0 | 0 | 0 | 0 | 0 | 0 | 0 | 0 | 0 | 0 | 0 | 0 | 0 | 0 | 0 | 0 | 0 | 0 | 0 | 0 | 0 | 0 | 0 | 0 | 0 | 0 | 0 | 0 | 0 | 0 | 0 | 0 | 0 | 0 | 0 | 0 | 0 | 0 | 0 | 0 | 0 | 0 | 0 | 0 | 0 | 0 | 0 | 0 | 0 | 0 | 0
|  |  | Holdco EBL swap rate - operations - Masdar | 0% | % p.a.
|  |  | EBL + Senior debt swap rate - sensitivity | 0% | % p.a.
|  |  | Holdco EBL swap rate margin - Masdar | 0% | % p.a.
|  |  | Holdco EBL % hedged | 0% | % | 0% | 0% | bar: 1 to 86
|  |  | 6M SOFR forward curve - operations period | 0% | % p.a. | 0% | 0% | 0% | 0% | 0% | 0% | 0% | 0% | 0% | 0% | 2.66% | 2.651% | 2.658% | 2.709% | 2.78% | 2.851% | 2.935% | 2.982% | 3.02% | 3.055% | 3.085% | 3.135% | 3.196% | 3.24% | 3.286% | 3.308% | 3.318% | 3.329% | 3.338% | 3.344% | 3.368% | 3.386% | 3.388% | 3.373% | 3.342% | 3.297% | 3.288% | 3.29% | 3.282% | 3.265% | 3.237% | 3.201% | 3.155% | 3.099% | 3.034% | 2.96% | 2.896% | 2.842% | 2.793% | 2.75% | 2.712% | 2.679% | 2.652% | 2.629% | 2.613% | 2.601% | 2.606% | 2.607% | 2.596% | 2.574% | 2.541% | 2.496% | 2.44% | 2.372% | 2.293% | 2.205% | 2.16% | 2.135% | 2.109% | 2.082% | 0% | 0% | 0% | 0% | 0% | 0% | 0% | 0% | 0% | 0% | 0% | 0% | 0% | 0% | 0% | 0% | 0% | 0%
|  |  | Operations period flag | 0 | flag | 60 | 0 | 0 | 0 | 0 | 0 | 0 | 0 | 0 | 0 | 1 | 1 | 1 | 1 | 1 | 1 | 1 | 1 | 1 | 1 | 1 | 1 | 1 | 1 | 1 | 1 | 1 | 1 | 1 | 1 | 1 | 1 | 1 | 1 | 1 | 1 | 1 | 1 | 1 | 1 | 1 | 1 | 1 | 1 | 1 | 1 | 1 | 1 | 1 | 1 | 1 | 1 | 1 | 1 | 1 | 1 | 1 | 1 | 1 | 1 | 1 | 1 | 1 | 1 | 1 | 1 | 1 | 1 | 1 | 1 | 0 | 0 | 0 | 0 | 0 | 0 | 0 | 0 | 0 | 0 | 0 | 0 | 0 | 0 | 0 | 0 | 0 | 0
|  |  | Holdco EBL availability period base rate - Masdar |  | % p.a. |  |  | 0% | 0% | 0% | 0% | 0% | 0% | 0% | 0% | 2.66% | 2.651% | 2.658% | 2.709% | 2.78% | 2.851% | 2.935% | 2.982% | 3.02% | 3.055% | 3.085% | 3.135% | 3.196% | 3.24% | 3.286% | 3.308% | 3.318% | 3.329% | 3.338% | 3.344% | 3.368% | 3.386% | 3.388% | 3.373% | 3.342% | 3.297% | 3.288% | 3.29% | 3.282% | 3.265% | 3.237% | 3.201% | 3.155% | 3.099% | 3.034% | 2.96% | 2.896% | 2.842% | 2.793% | 2.75% | 2.712% | 2.679% | 2.652% | 2.629% | 2.613% | 2.601% | 2.606% | 2.607% | 2.596% | 2.574% | 2.541% | 2.496% | 2.44% | 2.372% | 2.293% | 2.205% | 2.16% | 2.135% | 2.109% | 2.082% | 0% | 0% | 0% | 0% | 0% | 0% | 0% | 0% | 0% | 0% | 0% | 0% | 0% | 0% | 0% | 0% | 0% | 0%
|  |  | Holdco EBL margin - Masdar | 0% | % p.a.
|  |  | Holdco EBL day count convention | 360 | days
|  |  | Holdco EBL availability period base rate - Masdar | 0% | % p.a. | 0% | 0% | 0% | 0% | 0% | 0% | 0% | 0% | 0% | 0% | 2.66% | 2.651% | 2.658% | 2.709% | 2.78% | 2.851% | 2.935% | 2.982% | 3.02% | 3.055% | 3.085% | 3.135% | 3.196% | 3.24% | 3.286% | 3.308% | 3.318% | 3.329% | 3.338% | 3.344% | 3.368% | 3.386% | 3.388% | 3.373% | 3.342% | 3.297% | 3.288% | 3.29% | 3.282% | 3.265% | 3.237% | 3.201% | 3.155% | 3.099% | 3.034% | 2.96% | 2.896% | 2.842% | 2.793% | 2.75% | 2.712% | 2.679% | 2.652% | 2.629% | 2.613% | 2.601% | 2.606% | 2.607% | 2.596% | 2.574% | 2.541% | 2.496% | 2.44% | 2.372% | 2.293% | 2.205% | 2.16% | 2.135% | 2.109% | 2.082% | 0% | 0% | 0% | 0% | 0% | 0% | 0% | 0% | 0% | 0% | 0% | 0% | 0% | 0% | 0% | 0% | 0% | 0%
|  |  | Days in period - EBL (Masdar) | 0 | days | 2830 | 0 | 184 | 181 | 184 | 181 | 184 | 182 | 184 | 181 | 184 | 181 | 184 | 181 | 184 | 182 | 184 | 89 | 0 | 0 | 0 | 0 | 0 | 0 | 0 | 0 | 0 | 0 | 0 | 0 | 0 | 0 | 0 | 0 | 0 | 0 | 0 | 0 | 0 | 0 | 0 | 0 | 0 | 0 | 0 | 0 | 0 | 0 | 0 | 0 | 0 | 0 | 0 | 0 | 0 | 0 | 0 | 0 | 0 | 0 | 0 | 0 | 0 | 0 | 0 | 0 | 0 | 0 | 0 | 0 | 0 | 0 | 0 | 0 | 0 | 0 | 0 | 0 | 0 | 0 | 0 | 0 | 0 | 0 | 0 | 0 | 0 | 0
|  |  | Operations period flag | 0 | flag | 60 | 0 | 0 | 0 | 0 | 0 | 0 | 0 | 0 | 0 | 1 | 1 | 1 | 1 | 1 | 1 | 1 | 1 | 1 | 1 | 1 | 1 | 1 | 1 | 1 | 1 | 1 | 1 | 1 | 1 | 1 | 1 | 1 | 1 | 1 | 1 | 1 | 1 | 1 | 1 | 1 | 1 | 1 | 1 | 1 | 1 | 1 | 1 | 1 | 1 | 1 | 1 | 1 | 1 | 1 | 1 | 1 | 1 | 1 | 1 | 1 | 1 | 1 | 1 | 1 | 1 | 1 | 1 | 1 | 1 | 0 | 0 | 0 | 0 | 0 | 0 | 0 | 0 | 0 | 0 | 0 | 0 | 0 | 0 | 0 | 0 | 0 | 0
|  |  | Holdco EBL period interest rate - Masdar |  | % |  |  | 0% | 0% | 0% | 0% | 0% | 0% | 0% | 0% | 1.359% | 1.333% | 1.358% | 1.362% | 1.421% | 1.442% | 1.5% | 0.7372% | 0% | 0% | 0% | 0% | 0% | 0% | 0% | 0% | 0% | 0% | 0% | 0% | 0% | 0% | 0% | 0% | 0% | 0% | 0% | 0% | 0% | 0% | 0% | 0% | 0% | 0% | 0% | 0% | 0% | 0% | 0% | 0% | 0% | 0% | 0% | 0% | 0% | 0% | 0% | 0% | 0% | 0% | 0% | 0% | 0% | 0% | 0% | 0% | 0% | 0% | 0% | 0% | 0% | 0% | 0% | 0% | 0% | 0% | 0% | 0% | 0% | 0% | 0% | 0% | 0% | 0% | 0% | 0% | 0% | 0%
|  |  | Holdco EBL period interest rate - Masdar | 0% | % | 0% | 0% | 0% | 0% | 0% | 0% | 0% | 0% | 0% | 0% | 1.359% | 1.333% | 1.358% | 1.362% | 1.421% | 1.442% | 1.5% | 0.7372% | 0% | 0% | 0% | 0% | 0% | 0% | 0% | 0% | 0% | 0% | 0% | 0% | 0% | 0% | 0% | 0% | 0% | 0% | 0% | 0% | 0% | 0% | 0% | 0% | 0% | 0% | 0% | 0% | 0% | 0% | 0% | 0% | 0% | 0% | 0% | 0% | 0% | 0% | 0% | 0% | 0% | 0% | 0% | 0% | 0% | 0% | 0% | 0% | 0% | 0% | 0% | 0% | 0% | 0% | 0% | 0% | 0% | 0% | 0% | 0% | 0% | 0% | 0% | 0% | 0% | 0% | 0% | 0% | 0% | 0%
|  |  | Holdco EBL - Masdar - balance BEG | 0 | USD 000s | 0 | 0 | 0 | 0 | 0 | 0 | 0 | 0 | 0 | 0 | 0 | 0 | 0 | 0 | 0 | 0 | 0 | 0 | 0 | 0 | 0 | 0 | 0 | 0 | 0 | 0 | 0 | 0 | 0 | 0 | 0 | 0 | 0 | 0 | 0 | 0 | 0 | 0 | 0 | 0 | 0 | 0 | 0 | 0 | 0 | 0 | 0 | 0 | 0 | 0 | 0 | 0 | 0 | 0 | 0 | 0 | 0 | 0 | 0 | 0 | 0 | 0 | 0 | 0 | 0 | 0 | 0 | 0 | 0 | 0 | 0 | 0 | 0 | 0 | 0 | 0 | 0 | 0 | 0 | 0 | 0 | 0 | 0 | 0 | 0 | 0 | 0 | 0
|  |  | Operations period flag | 0 | flag | 60 | 0 | 0 | 0 | 0 | 0 | 0 | 0 | 0 | 0 | 1 | 1 | 1 | 1 | 1 | 1 | 1 | 1 | 1 | 1 | 1 | 1 | 1 | 1 | 1 | 1 | 1 | 1 | 1 | 1 | 1 | 1 | 1 | 1 | 1 | 1 | 1 | 1 | 1 | 1 | 1 | 1 | 1 | 1 | 1 | 1 | 1 | 1 | 1 | 1 | 1 | 1 | 1 | 1 | 1 | 1 | 1 | 1 | 1 | 1 | 1 | 1 | 1 | 1 | 1 | 1 | 1 | 1 | 1 | 1 | 0 | 0 | 0 | 0 | 0 | 0 | 0 | 0 | 0 | 0 | 0 | 0 | 0 | 0 | 0 | 0 | 0 | 0
|  |  | Holdco EBL interest - Masdar |  | USD 000s | 0 |  | 0 | 0 | 0 | 0 | 0 | 0 | 0 | 0 | 0 | 0 | 0 | 0 | 0 | 0 | 0 | 0 | 0 | 0 | 0 | 0 | 0 | 0 | 0 | 0 | 0 | 0 | 0 | 0 | 0 | 0 | 0 | 0 | 0 | 0 | 0 | 0 | 0 | 0 | 0 | 0 | 0 | 0 | 0 | 0 | 0 | 0 | 0 | 0 | 0 | 0 | 0 | 0 | 0 | 0 | 0 | 0 | 0 | 0 | 0 | 0 | 0 | 0 | 0 | 0 | 0 | 0 | 0 | 0 | 0 | 0 | 0 | 0 | 0 | 0 | 0 | 0 | 0 | 0 | 0 | 0 | 0 | 0 | 0 | 0 | 0 | 0
|  |  | Holdco EBL interest & fee paid vs rolled-up switch - operations | 0 | 0 = paid, 1 = rolled-up
|  |  | Holdco EBL interest - Masdar | 0 | USD 000s | 0 | 0 | 0 | 0 | 0 | 0 | 0 | 0 | 0 | 0 | 0 | 0 | 0 | 0 | 0 | 0 | 0 | 0 | 0 | 0 | 0 | 0 | 0 | 0 | 0 | 0 | 0 | 0 | 0 | 0 | 0 | 0 | 0 | 0 | 0 | 0 | 0 | 0 | 0 | 0 | 0 | 0 | 0 | 0 | 0 | 0 | 0 | 0 | 0 | 0 | 0 | 0 | 0 | 0 | 0 | 0 | 0 | 0 | 0 | 0 | 0 | 0 | 0 | 0 | 0 | 0 | 0 | 0 | 0 | 0 | 0 | 0 | 0 | 0 | 0 | 0 | 0 | 0 | 0 | 0 | 0 | 0 | 0 | 0 | 0 | 0 | 0 | 0
|  |  | Holdco EBL interest paid - Masdar |  | USD 000s | 0 |  | 0 | 0 | 0 | 0 | 0 | 0 | 0 | 0 | 0 | 0 | 0 | 0 | 0 | 0 | 0 | 0 | 0 | 0 | 0 | 0 | 0 | 0 | 0 | 0 | 0 | 0 | 0 | 0 | 0 | 0 | 0 | 0 | 0 | 0 | 0 | 0 | 0 | 0 | 0 | 0 | 0 | 0 | 0 | 0 | 0 | 0 | 0 | 0 | 0 | 0 | 0 | 0 | 0 | 0 | 0 | 0 | 0 | 0 | 0 | 0 | 0 | 0 | 0 | 0 | 0 | 0 | 0 | 0 | 0 | 0 | 0 | 0 | 0 | 0 | 0 | 0 | 0 | 0 | 0 | 0 | 0 | 0 | 0 | 0 | 0 | 0
|  |  | Holdco EBL interest - Masdar | 0 | USD 000s | 0 | 0 | 0 | 0 | 0 | 0 | 0 | 0 | 0 | 0 | 0 | 0 | 0 | 0 | 0 | 0 | 0 | 0 | 0 | 0 | 0 | 0 | 0 | 0 | 0 | 0 | 0 | 0 | 0 | 0 | 0 | 0 | 0 | 0 | 0 | 0 | 0 | 0 | 0 | 0 | 0 | 0 | 0 | 0 | 0 | 0 | 0 | 0 | 0 | 0 | 0 | 0 | 0 | 0 | 0 | 0 | 0 | 0 | 0 | 0 | 0 | 0 | 0 | 0 | 0 | 0 | 0 | 0 | 0 | 0 | 0 | 0 | 0 | 0 | 0 | 0 | 0 | 0 | 0 | 0 | 0 | 0 | 0 | 0 | 0 | 0 | 0 | 0
|  |  | Holdco EBL interest paid - Masdar | 0 | USD 000s | 0 | 0 | 0 | 0 | 0 | 0 | 0 | 0 | 0 | 0 | 0 | 0 | 0 | 0 | 0 | 0 | 0 | 0 | 0 | 0 | 0 | 0 | 0 | 0 | 0 | 0 | 0 | 0 | 0 | 0 | 0 | 0 | 0 | 0 | 0 | 0 | 0 | 0 | 0 | 0 | 0 | 0 | 0 | 0 | 0 | 0 | 0 | 0 | 0 | 0 | 0 | 0 | 0 | 0 | 0 | 0 | 0 | 0 | 0 | 0 | 0 | 0 | 0 | 0 | 0 | 0 | 0 | 0 | 0 | 0 | 0 | 0 | 0 | 0 | 0 | 0 | 0 | 0 | 0 | 0 | 0 | 0 | 0 | 0 | 0 | 0 | 0 | 0
|  |  | Holdco EBL interest rolled up - Masdar |  | USD 000s | 0 |  | 0 | 0 | 0 | 0 | 0 | 0 | 0 | 0 | 0 | 0 | 0 | 0 | 0 | 0 | 0 | 0 | 0 | 0 | 0 | 0 | 0 | 0 | 0 | 0 | 0 | 0 | 0 | 0 | 0 | 0 | 0 | 0 | 0 | 0 | 0 | 0 | 0 | 0 | 0 | 0 | 0 | 0 | 0 | 0 | 0 | 0 | 0 | 0 | 0 | 0 | 0 | 0 | 0 | 0 | 0 | 0 | 0 | 0 | 0 | 0 | 0 | 0 | 0 | 0 | 0 | 0 | 0 | 0 | 0 | 0 | 0 | 0 | 0 | 0 | 0 | 0 | 0 | 0 | 0 | 0 | 0 | 0 | 0 | 0 | 0 | 0
Holdco EBL interest and fee paid - EBL
|  |  | Holdco EBL interest paid - Masdar | 0 | USD 000s | 0 | 0 | 0 | 0 | 0 | 0 | 0 | 0 | 0 | 0 | 0 | 0 | 0 | 0 | 0 | 0 | 0 | 0 | 0 | 0 | 0 | 0 | 0 | 0 | 0 | 0 | 0 | 0 | 0 | 0 | 0 | 0 | 0 | 0 | 0 | 0 | 0 | 0 | 0 | 0 | 0 | 0 | 0 | 0 | 0 | 0 | 0 | 0 | 0 | 0 | 0 | 0 | 0 | 0 | 0 | 0 | 0 | 0 | 0 | 0 | 0 | 0 | 0 | 0 | 0 | 0 | 0 | 0 | 0 | 0 | 0 | 0 | 0 | 0 | 0 | 0 | 0 | 0 | 0 | 0 | 0 | 0 | 0 | 0 | 0 | 0 | 0 | 0
|  |  | Holdco EBL interest and fees paid - Masdar |  | USD 000s | 0 |  | 0 | 0 | 0 | 0 | 0 | 0 | 0 | 0 | 0 | 0 | 0 | 0 | 0 | 0 | 0 | 0 | 0 | 0 | 0 | 0 | 0 | 0 | 0 | 0 | 0 | 0 | 0 | 0 | 0 | 0 | 0 | 0 | 0 | 0 | 0 | 0 | 0 | 0 | 0 | 0 | 0 | 0 | 0 | 0 | 0 | 0 | 0 | 0 | 0 | 0 | 0 | 0 | 0 | 0 | 0 | 0 | 0 | 0 | 0 | 0 | 0 | 0 | 0 | 0 | 0 | 0 | 0 | 0 | 0 | 0 | 0 | 0 | 0 | 0 | 0 | 0 | 0 | 0 | 0 | 0 | 0 | 0 | 0 | 0 | 0 | 0
Holdco EBL repayment - Masdar
|  |  | Holdco EBL - Masdar - balance BEG | 0 | USD 000s | 0 | 0 | 0 | 0 | 0 | 0 | 0 | 0 | 0 | 0 | 0 | 0 | 0 | 0 | 0 | 0 | 0 | 0 | 0 | 0 | 0 | 0 | 0 | 0 | 0 | 0 | 0 | 0 | 0 | 0 | 0 | 0 | 0 | 0 | 0 | 0 | 0 | 0 | 0 | 0 | 0 | 0 | 0 | 0 | 0 | 0 | 0 | 0 | 0 | 0 | 0 | 0 | 0 | 0 | 0 | 0 | 0 | 0 | 0 | 0 | 0 | 0 | 0 | 0 | 0 | 0 | 0 | 0 | 0 | 0 | 0 | 0 | 0 | 0 | 0 | 0 | 0 | 0 | 0 | 0 | 0 | 0 | 0 | 0 | 0 | 0 | 0 | 0
|  |  | Holdco EBL interest rolled up - Masdar | 0 | USD 000s | 0 | 0 | 0 | 0 | 0 | 0 | 0 | 0 | 0 | 0 | 0 | 0 | 0 | 0 | 0 | 0 | 0 | 0 | 0 | 0 | 0 | 0 | 0 | 0 | 0 | 0 | 0 | 0 | 0 | 0 | 0 | 0 | 0 | 0 | 0 | 0 | 0 | 0 | 0 | 0 | 0 | 0 | 0 | 0 | 0 | 0 | 0 | 0 | 0 | 0 | 0 | 0 | 0 | 0 | 0 | 0 | 0 | 0 | 0 | 0 | 0 | 0 | 0 | 0 | 0 | 0 | 0 | 0 | 0 | 0 | 0 | 0 | 0 | 0 | 0 | 0 | 0 | 0 | 0 | 0 | 0 | 0 | 0 | 0 | 0 | 0 | 0 | 0
|  |  | Equity bridge repayment date flag - masdar | 0 | flag | 1 | 0 | 0 | 0 | 0 | 0 | 0 | 0 | 0 | 0 | 0 | 0 | 0 | 0 | 0 | 0 | 0 | 1 | 0 | 0 | 0 | 0 | 0 | 0 | 0 | 0 | 0 | 0 | 0 | 0 | 0 | 0 | 0 | 0 | 0 | 0 | 0 | 0 | 0 | 0 | 0 | 0 | 0 | 0 | 0 | 0 | 0 | 0 | 0 | 0 | 0 | 0 | 0 | 0 | 0 | 0 | 0 | 0 | 0 | 0 | 0 | 0 | 0 | 0 | 0 | 0 | 0 | 0 | 0 | 0 | 0 | 0 | 0 | 0 | 0 | 0 | 0 | 0 | 0 | 0 | 0 | 0 | 0 | 0 | 0 | 0 | 0 | 0
|  |  | Holdco EBL repayment - Masdar |  | USD 000s | 0 |  | 0 | 0 | 0 | 0 | 0 | 0 | 0 | 0 | 0 | 0 | 0 | 0 | 0 | 0 | 0 | 0 | 0 | 0 | 0 | 0 | 0 | 0 | 0 | 0 | 0 | 0 | 0 | 0 | 0 | 0 | 0 | 0 | 0 | 0 | 0 | 0 | 0 | 0 | 0 | 0 | 0 | 0 | 0 | 0 | 0 | 0 | 0 | 0 | 0 | 0 | 0 | 0 | 0 | 0 | 0 | 0 | 0 | 0 | 0 | 0 | 0 | 0 | 0 | 0 | 0 | 0 | 0 | 0 | 0 | 0 | 0 | 0 | 0 | 0 | 0 | 0 | 0 | 0 | 0 | 0 | 0 | 0 | 0 | 0 | 0 | 0
|  |  | Total EBL repayments - masdar | 0 | USD 000s
AVERAGE COST OF Masdar HOLDCO EBL
|  |  | Holdco EBL interest paid - Masdar | 0 | USD 000s | 0 | 0 | 0 | 0 | 0 | 0 | 0 | 0 | 0 | 0 | 0 | 0 | 0 | 0 | 0 | 0 | 0 | 0 | 0 | 0 | 0 | 0 | 0 | 0 | 0 | 0 | 0 | 0 | 0 | 0 | 0 | 0 | 0 | 0 | 0 | 0 | 0 | 0 | 0 | 0 | 0 | 0 | 0 | 0 | 0 | 0 | 0 | 0 | 0 | 0 | 0 | 0 | 0 | 0 | 0 | 0 | 0 | 0 | 0 | 0 | 0 | 0 | 0 | 0 | 0 | 0 | 0 | 0 | 0 | 0 | 0 | 0 | 0 | 0 | 0 | 0 | 0 | 0 | 0 | 0 | 0 | 0 | 0 | 0 | 0 | 0 | 0 | 0
|  |  | Holdco EBL repayment - Masdar | 0 | USD 000s | 0 | 0 | 0 | 0 | 0 | 0 | 0 | 0 | 0 | 0 | 0 | 0 | 0 | 0 | 0 | 0 | 0 | 0 | 0 | 0 | 0 | 0 | 0 | 0 | 0 | 0 | 0 | 0 | 0 | 0 | 0 | 0 | 0 | 0 | 0 | 0 | 0 | 0 | 0 | 0 | 0 | 0 | 0 | 0 | 0 | 0 | 0 | 0 | 0 | 0 | 0 | 0 | 0 | 0 | 0 | 0 | 0 | 0 | 0 | 0 | 0 | 0 | 0 | 0 | 0 | 0 | 0 | 0 | 0 | 0 | 0 | 0 | 0 | 0 | 0 | 0 | 0 | 0 | 0 | 0 | 0 | 0 | 0 | 0 | 0 | 0 | 0 | 0
|  |  | Masdar hodlco EBL cashflow during operations |  | USD 000s | 0 |  | 0 | 0 | 0 | 0 | 0 | 0 | 0 | 0 | 0 | 0 | 0 | 0 | 0 | 0 | 0 | 0 | 0 | 0 | 0 | 0 | 0 | 0 | 0 | 0 | 0 | 0 | 0 | 0 | 0 | 0 | 0 | 0 | 0 | 0 | 0 | 0 | 0 | 0 | 0 | 0 | 0 | 0 | 0 | 0 | 0 | 0 | 0 | 0 | 0 | 0 | 0 | 0 | 0 | 0 | 0 | 0 | 0 | 0 | 0 | 0 | 0 | 0 | 0 | 0 | 0 | 0 | 0 | 0 | 0 | 0 | 0 | 0 | 0 | 0 | 0 | 0 | 0 | 0 | 0 | 0 | 0 | 0 | 0 | 0 | 0 | 0
HOLDCO EBL - [sponsor 2]
|  |  | HoldCo EBL balance at end construction - [sponsor 2] | 0 | USD 000s
|  |  | End of construction / conversion date flag | 0 | flag | 1 | 0 | 0 | 0 | 0 | 0 | 0 | 0 | 0 | 1 | 0 | 0 | 0 | 0 | 0 | 0 | 0 | 0 | 0 | 0 | 0 | 0 | 0 | 0 | 0 | 0 | 0 | 0 | 0 | 0 | 0 | 0 | 0 | 0 | 0 | 0 | 0 | 0 | 0 | 0 | 0 | 0 | 0 | 0 | 0 | 0 | 0 | 0 | 0 | 0 | 0 | 0 | 0 | 0 | 0 | 0 | 0 | 0 | 0 | 0 | 0 | 0 | 0 | 0 | 0 | 0 | 0 | 0 | 0 | 0 | 0 | 0 | 0 | 0 | 0 | 0 | 0 | 0 | 0 | 0 | 0 | 0 | 0 | 0 | 0 | 0 | 0 | 0
|  |  | Holdco EBL - [sponsor 2] - balance BEG |  | USD 000s |  |  | 0 | 0 | 0 | 0 | 0 | 0 | 0 | 0 | 0 | 0 | 0 | 0 | 0 | 0 | 0 | 0 | 0 | 0 | 0 | 0 | 0 | 0 | 0 | 0 | 0 | 0 | 0 | 0 | 0 | 0 | 0 | 0 | 0 | 0 | 0 | 0 | 0 | 0 | 0 | 0 | 0 | 0 | 0 | 0 | 0 | 0 | 0 | 0 | 0 | 0 | 0 | 0 | 0 | 0 | 0 | 0 | 0 | 0 | 0 | 0 | 0 | 0 | 0 | 0 | 0 | 0 | 0 | 0 | 0 | 0 | 0 | 0 | 0 | 0 | 0 | 0 | 0 | 0 | 0 | 0 | 0 | 0 | 0 | 0 | 0 | 0
|  | Plus | Holdco EBL interest rolled up - [sponsor 2] | 0 | USD 000s | 0 | 0 | 0 | 0 | 0 | 0 | 0 | 0 | 0 | 0 | 0 | 0 | 0 | 0 | 0 | 0 | 0 | 0 | 0 | 0 | 0 | 0 | 0 | 0 | 0 | 0 | 0 | 0 | 0 | 0 | 0 | 0 | 0 | 0 | 0 | 0 | 0 | 0 | 0 | 0 | 0 | 0 | 0 | 0 | 0 | 0 | 0 | 0 | 0 | 0 | 0 | 0 | 0 | 0 | 0 | 0 | 0 | 0 | 0 | 0 | 0 | 0 | 0 | 0 | 0 | 0 | 0 | 0 | 0 | 0 | 0 | 0 | 0 | 0 | 0 | 0 | 0 | 0 | 0 | 0 | 0 | 0 | 0 | 0 | 0 | 0 | 0 | 0
|  | Less | Holdco EBL repayment - [sponsor 2] | 0 | USD 000s | 0 | 0 | 0 | 0 | 0 | 0 | 0 | 0 | 0 | 0 | 0 | 0 | 0 | 0 | 0 | 0 | 0 | 0 | 0 | 0 | 0 | 0 | 0 | 0 | 0 | 0 | 0 | 0 | 0 | 0 | 0 | 0 | 0 | 0 | 0 | 0 | 0 | 0 | 0 | 0 | 0 | 0 | 0 | 0 | 0 | 0 | 0 | 0 | 0 | 0 | 0 | 0 | 0 | 0 | 0 | 0 | 0 | 0 | 0 | 0 | 0 | 0 | 0 | 0 | 0 | 0 | 0 | 0 | 0 | 0 | 0 | 0 | 0 | 0 | 0 | 0 | 0 | 0 | 0 | 0 | 0 | 0 | 0 | 0 | 0 | 0 | 0 | 0
|  |  | Holdco EBL - [sponsor 2] - balance |  | USD 000s |  |  | 0 | 0 | 0 | 0 | 0 | 0 | 0 | 0 | 0 | 0 | 0 | 0 | 0 | 0 | 0 | 0 | 0 | 0 | 0 | 0 | 0 | 0 | 0 | 0 | 0 | 0 | 0 | 0 | 0 | 0 | 0 | 0 | 0 | 0 | 0 | 0 | 0 | 0 | 0 | 0 | 0 | 0 | 0 | 0 | 0 | 0 | 0 | 0 | 0 | 0 | 0 | 0 | 0 | 0 | 0 | 0 | 0 | 0 | 0 | 0 | 0 | 0 | 0 | 0 | 0 | 0 | 0 | 0 | 0 | 0 | 0 | 0 | 0 | 0 | 0 | 0 | 0 | 0 | 0 | 0 | 0 | 0 | 0 | 0 | 0 | 0
|  |  | EBL hedging based on calculated debt | 1 | 1 = input, 0 = notional based
|  |  | Holdco EBL % hedged | 0% | %
|  |  | Holdco EBL - [sponsor 2] - balance BEG | 0 | USD 000s | 0 | 0 | 0 | 0 | 0 | 0 | 0 | 0 | 0 | 0 | 0 | 0 | 0 | 0 | 0 | 0 | 0 | 0 | 0 | 0 | 0 | 0 | 0 | 0 | 0 | 0 | 0 | 0 | 0 | 0 | 0 | 0 | 0 | 0 | 0 | 0 | 0 | 0 | 0 | 0 | 0 | 0 | 0 | 0 | 0 | 0 | 0 | 0 | 0 | 0 | 0 | 0 | 0 | 0 | 0 | 0 | 0 | 0 | 0 | 0 | 0 | 0 | 0 | 0 | 0 | 0 | 0 | 0 | 0 | 0 | 0 | 0 | 0 | 0 | 0 | 0 | 0 | 0 | 0 | 0 | 0 | 0 | 0 | 0 | 0 | 0 | 0 | 0
|  |  | EBL notional profile during operations - hedged portion - [sponsor 2] | 0 | USD | 0 | 0 | 0 | 0 | 0 | 0 | 0 | 0 | 0 | 0 | 0 | 0 | 0 | 0 | 0 | 0 | 0 | 0 | 0 | 0 | 0 | 0 | 0 | 0 | 0 | 0 | 0 | 0 | 0 | 0 | 0 | 0 | 0 | 0 | 0 | 0 | 0 | 0 | 0 | 0 | 0 | 0 | 0 | 0 | 0 | 0 | 0 | 0 | 0 | 0 | 0 | 0 | 0 | 0 | 0 | 0 | 0 | 0 | 0 | 0 | 0 | 0 | 0 | 0 | 0 | 0 | 0 | 0 | 0 | 0 | 0 | 0 | 0 | 0 | 0 | 0 | 0 | 0 | 0 | 0 | 0 | 0 | 0 | 0 | 0 | 0 | 0 | 0
|  |  | Holdco EBL % hedged |  | % | bar: 1 to 86
|  |  | Units in a thousand | 1000 | units in thousand
|  |  | Holdco EBL % hedged | 0% | % | 0% | 0% | bar: 1 to 86
|  |  | Holdco EBL - [sponsor 2] - balance BEG | 0 | USD 000s | 0 | 0 | 0 | 0 | 0 | 0 | 0 | 0 | 0 | 0 | 0 | 0 | 0 | 0 | 0 | 0 | 0 | 0 | 0 | 0 | 0 | 0 | 0 | 0 | 0 | 0 | 0 | 0 | 0 | 0 | 0 | 0 | 0 | 0 | 0 | 0 | 0 | 0 | 0 | 0 | 0 | 0 | 0 | 0 | 0 | 0 | 0 | 0 | 0 | 0 | 0 | 0 | 0 | 0 | 0 | 0 | 0 | 0 | 0 | 0 | 0 | 0 | 0 | 0 | 0 | 0 | 0 | 0 | 0 | 0 | 0 | 0 | 0 | 0 | 0 | 0 | 0 | 0 | 0 | 0 | 0 | 0 | 0 | 0 | 0 | 0 | 0 | 0
|  |  | EBL notional profile during operations |  | USD 000s |  |  | 0 | 0 | 0 | 0 | 0 | 0 | 0 | 0 | 0 | 0 | 0 | 0 | 0 | 0 | 0 | 0 | 0 | 0 | 0 | 0 | 0 | 0 | 0 | 0 | 0 | 0 | 0 | 0 | 0 | 0 | 0 | 0 | 0 | 0 | 0 | 0 | 0 | 0 | 0 | 0 | 0 | 0 | 0 | 0 | 0 | 0 | 0 | 0 | 0 | 0 | 0 | 0 | 0 | 0 | 0 | 0 | 0 | 0 | 0 | 0 | 0 | 0 | 0 | 0 | 0 | 0 | 0 | 0 | 0 | 0 | 0 | 0 | 0 | 0 | 0 | 0 | 0 | 0 | 0 | 0 | 0 | 0 | 0 | 0 | 0 | 0
|  |  | Holdco EBL swap rate - operations - [Sponsor 2] | 0% | % p.a.
|  |  | EBL + Senior debt swap rate - sensitivity | 0% | % p.a.
|  |  | Holdco EBL swap rate margin - [Sponsor 2] | 0% | % p.a.
|  |  | Holdco EBL % hedged | 0% | % | 0% | 0% | bar: 1 to 86
|  |  | 6M SOFR forward curve - operations period | 0% | % p.a. | 0% | 0% | 0% | 0% | 0% | 0% | 0% | 0% | 0% | 0% | 2.66% | 2.651% | 2.658% | 2.709% | 2.78% | 2.851% | 2.935% | 2.982% | 3.02% | 3.055% | 3.085% | 3.135% | 3.196% | 3.24% | 3.286% | 3.308% | 3.318% | 3.329% | 3.338% | 3.344% | 3.368% | 3.386% | 3.388% | 3.373% | 3.342% | 3.297% | 3.288% | 3.29% | 3.282% | 3.265% | 3.237% | 3.201% | 3.155% | 3.099% | 3.034% | 2.96% | 2.896% | 2.842% | 2.793% | 2.75% | 2.712% | 2.679% | 2.652% | 2.629% | 2.613% | 2.601% | 2.606% | 2.607% | 2.596% | 2.574% | 2.541% | 2.496% | 2.44% | 2.372% | 2.293% | 2.205% | 2.16% | 2.135% | 2.109% | 2.082% | 0% | 0% | 0% | 0% | 0% | 0% | 0% | 0% | 0% | 0% | 0% | 0% | 0% | 0% | 0% | 0% | 0% | 0%
|  |  | Operations period flag | 0 | flag | 60 | 0 | 0 | 0 | 0 | 0 | 0 | 0 | 0 | 0 | 1 | 1 | 1 | 1 | 1 | 1 | 1 | 1 | 1 | 1 | 1 | 1 | 1 | 1 | 1 | 1 | 1 | 1 | 1 | 1 | 1 | 1 | 1 | 1 | 1 | 1 | 1 | 1 | 1 | 1 | 1 | 1 | 1 | 1 | 1 | 1 | 1 | 1 | 1 | 1 | 1 | 1 | 1 | 1 | 1 | 1 | 1 | 1 | 1 | 1 | 1 | 1 | 1 | 1 | 1 | 1 | 1 | 1 | 1 | 1 | 0 | 0 | 0 | 0 | 0 | 0 | 0 | 0 | 0 | 0 | 0 | 0 | 0 | 0 | 0 | 0 | 0 | 0
|  |  | Holdco EBL availability period base rate - [sponsor 2] |  | % p.a. |  |  | 0% | 0% | 0% | 0% | 0% | 0% | 0% | 0% | 2.66% | 2.651% | 2.658% | 2.709% | 2.78% | 2.851% | 2.935% | 2.982% | 3.02% | 3.055% | 3.085% | 3.135% | 3.196% | 3.24% | 3.286% | 3.308% | 3.318% | 3.329% | 3.338% | 3.344% | 3.368% | 3.386% | 3.388% | 3.373% | 3.342% | 3.297% | 3.288% | 3.29% | 3.282% | 3.265% | 3.237% | 3.201% | 3.155% | 3.099% | 3.034% | 2.96% | 2.896% | 2.842% | 2.793% | 2.75% | 2.712% | 2.679% | 2.652% | 2.629% | 2.613% | 2.601% | 2.606% | 2.607% | 2.596% | 2.574% | 2.541% | 2.496% | 2.44% | 2.372% | 2.293% | 2.205% | 2.16% | 2.135% | 2.109% | 2.082% | 0% | 0% | 0% | 0% | 0% | 0% | 0% | 0% | 0% | 0% | 0% | 0% | 0% | 0% | 0% | 0% | 0% | 0%
|  |  | Holdco EBL margin - [sponsor 2] | 0% | % p.a.
|  |  | Holdco EBL day count convention | 360 | days
|  |  | Holdco EBL availability period base rate - [sponsor 2] | 0% | % p.a. | 0% | 0% | 0% | 0% | 0% | 0% | 0% | 0% | 0% | 0% | 2.66% | 2.651% | 2.658% | 2.709% | 2.78% | 2.851% | 2.935% | 2.982% | 3.02% | 3.055% | 3.085% | 3.135% | 3.196% | 3.24% | 3.286% | 3.308% | 3.318% | 3.329% | 3.338% | 3.344% | 3.368% | 3.386% | 3.388% | 3.373% | 3.342% | 3.297% | 3.288% | 3.29% | 3.282% | 3.265% | 3.237% | 3.201% | 3.155% | 3.099% | 3.034% | 2.96% | 2.896% | 2.842% | 2.793% | 2.75% | 2.712% | 2.679% | 2.652% | 2.629% | 2.613% | 2.601% | 2.606% | 2.607% | 2.596% | 2.574% | 2.541% | 2.496% | 2.44% | 2.372% | 2.293% | 2.205% | 2.16% | 2.135% | 2.109% | 2.082% | 0% | 0% | 0% | 0% | 0% | 0% | 0% | 0% | 0% | 0% | 0% | 0% | 0% | 0% | 0% | 0% | 0% | 0%
|  |  | Days in period - EBL [Sponsor 2] | 0 | days | 1461 | 0 | 184 | 181 | 184 | 181 | 184 | 182 | 184 | 181 | 0 | 0 | 0 | 0 | 0 | 0 | 0 | 0 | 0 | 0 | 0 | 0 | 0 | 0 | 0 | 0 | 0 | 0 | 0 | 0 | 0 | 0 | 0 | 0 | 0 | 0 | 0 | 0 | 0 | 0 | 0 | 0 | 0 | 0 | 0 | 0 | 0 | 0 | 0 | 0 | 0 | 0 | 0 | 0 | 0 | 0 | 0 | 0 | 0 | 0 | 0 | 0 | 0 | 0 | 0 | 0 | 0 | 0 | 0 | 0 | 0 | 0 | 0 | 0 | 0 | 0 | 0 | 0 | 0 | 0 | 0 | 0 | 0 | 0 | 0 | 0 | 0 | 0
|  |  | Operations period flag | 0 | flag | 60 | 0 | 0 | 0 | 0 | 0 | 0 | 0 | 0 | 0 | 1 | 1 | 1 | 1 | 1 | 1 | 1 | 1 | 1 | 1 | 1 | 1 | 1 | 1 | 1 | 1 | 1 | 1 | 1 | 1 | 1 | 1 | 1 | 1 | 1 | 1 | 1 | 1 | 1 | 1 | 1 | 1 | 1 | 1 | 1 | 1 | 1 | 1 | 1 | 1 | 1 | 1 | 1 | 1 | 1 | 1 | 1 | 1 | 1 | 1 | 1 | 1 | 1 | 1 | 1 | 1 | 1 | 1 | 1 | 1 | 0 | 0 | 0 | 0 | 0 | 0 | 0 | 0 | 0 | 0 | 0 | 0 | 0 | 0 | 0 | 0 | 0 | 0
|  |  | Holdco EBL period interest rate - [sponsor 2] |  | % | bar: 1 to 86
|  |  | Holdco EBL period interest rate - [sponsor 2] | 0% | % | 0% | 0% | bar: 1 to 86
|  |  | Holdco EBL - [sponsor 2] - balance BEG | 0 | USD 000s | 0 | 0 | 0 | 0 | 0 | 0 | 0 | 0 | 0 | 0 | 0 | 0 | 0 | 0 | 0 | 0 | 0 | 0 | 0 | 0 | 0 | 0 | 0 | 0 | 0 | 0 | 0 | 0 | 0 | 0 | 0 | 0 | 0 | 0 | 0 | 0 | 0 | 0 | 0 | 0 | 0 | 0 | 0 | 0 | 0 | 0 | 0 | 0 | 0 | 0 | 0 | 0 | 0 | 0 | 0 | 0 | 0 | 0 | 0 | 0 | 0 | 0 | 0 | 0 | 0 | 0 | 0 | 0 | 0 | 0 | 0 | 0 | 0 | 0 | 0 | 0 | 0 | 0 | 0 | 0 | 0 | 0 | 0 | 0 | 0 | 0 | 0 | 0
|  |  | Operations period flag | 0 | flag | 60 | 0 | 0 | 0 | 0 | 0 | 0 | 0 | 0 | 0 | 1 | 1 | 1 | 1 | 1 | 1 | 1 | 1 | 1 | 1 | 1 | 1 | 1 | 1 | 1 | 1 | 1 | 1 | 1 | 1 | 1 | 1 | 1 | 1 | 1 | 1 | 1 | 1 | 1 | 1 | 1 | 1 | 1 | 1 | 1 | 1 | 1 | 1 | 1 | 1 | 1 | 1 | 1 | 1 | 1 | 1 | 1 | 1 | 1 | 1 | 1 | 1 | 1 | 1 | 1 | 1 | 1 | 1 | 1 | 1 | 0 | 0 | 0 | 0 | 0 | 0 | 0 | 0 | 0 | 0 | 0 | 0 | 0 | 0 | 0 | 0 | 0 | 0
|  |  | Holdco EBL interest - [sponsor 2] |  | USD 000s | 0 |  | 0 | 0 | 0 | 0 | 0 | 0 | 0 | 0 | 0 | 0 | 0 | 0 | 0 | 0 | 0 | 0 | 0 | 0 | 0 | 0 | 0 | 0 | 0 | 0 | 0 | 0 | 0 | 0 | 0 | 0 | 0 | 0 | 0 | 0 | 0 | 0 | 0 | 0 | 0 | 0 | 0 | 0 | 0 | 0 | 0 | 0 | 0 | 0 | 0 | 0 | 0 | 0 | 0 | 0 | 0 | 0 | 0 | 0 | 0 | 0 | 0 | 0 | 0 | 0 | 0 | 0 | 0 | 0 | 0 | 0 | 0 | 0 | 0 | 0 | 0 | 0 | 0 | 0 | 0 | 0 | 0 | 0 | 0 | 0 | 0 | 0
|  |  | Holdco EBL interest & fee paid vs rolled-up switch - operations | 0 | 0 = paid, 1 = rolled-up
|  |  | Holdco EBL interest - [sponsor 2] | 0 | USD 000s | 0 | 0 | 0 | 0 | 0 | 0 | 0 | 0 | 0 | 0 | 0 | 0 | 0 | 0 | 0 | 0 | 0 | 0 | 0 | 0 | 0 | 0 | 0 | 0 | 0 | 0 | 0 | 0 | 0 | 0 | 0 | 0 | 0 | 0 | 0 | 0 | 0 | 0 | 0 | 0 | 0 | 0 | 0 | 0 | 0 | 0 | 0 | 0 | 0 | 0 | 0 | 0 | 0 | 0 | 0 | 0 | 0 | 0 | 0 | 0 | 0 | 0 | 0 | 0 | 0 | 0 | 0 | 0 | 0 | 0 | 0 | 0 | 0 | 0 | 0 | 0 | 0 | 0 | 0 | 0 | 0 | 0 | 0 | 0 | 0 | 0 | 0 | 0
|  |  | Holdco EBL interest paid - [sponsor 2] |  | USD 000s | 0 |  | 0 | 0 | 0 | 0 | 0 | 0 | 0 | 0 | 0 | 0 | 0 | 0 | 0 | 0 | 0 | 0 | 0 | 0 | 0 | 0 | 0 | 0 | 0 | 0 | 0 | 0 | 0 | 0 | 0 | 0 | 0 | 0 | 0 | 0 | 0 | 0 | 0 | 0 | 0 | 0 | 0 | 0 | 0 | 0 | 0 | 0 | 0 | 0 | 0 | 0 | 0 | 0 | 0 | 0 | 0 | 0 | 0 | 0 | 0 | 0 | 0 | 0 | 0 | 0 | 0 | 0 | 0 | 0 | 0 | 0 | 0 | 0 | 0 | 0 | 0 | 0 | 0 | 0 | 0 | 0 | 0 | 0 | 0 | 0 | 0 | 0
|  |  | Holdco EBL interest - [sponsor 2] | 0 | USD 000s | 0 | 0 | 0 | 0 | 0 | 0 | 0 | 0 | 0 | 0 | 0 | 0 | 0 | 0 | 0 | 0 | 0 | 0 | 0 | 0 | 0 | 0 | 0 | 0 | 0 | 0 | 0 | 0 | 0 | 0 | 0 | 0 | 0 | 0 | 0 | 0 | 0 | 0 | 0 | 0 | 0 | 0 | 0 | 0 | 0 | 0 | 0 | 0 | 0 | 0 | 0 | 0 | 0 | 0 | 0 | 0 | 0 | 0 | 0 | 0 | 0 | 0 | 0 | 0 | 0 | 0 | 0 | 0 | 0 | 0 | 0 | 0 | 0 | 0 | 0 | 0 | 0 | 0 | 0 | 0 | 0 | 0 | 0 | 0 | 0 | 0 | 0 | 0
|  |  | Holdco EBL interest paid - [sponsor 2] | 0 | USD 000s | 0 | 0 | 0 | 0 | 0 | 0 | 0 | 0 | 0 | 0 | 0 | 0 | 0 | 0 | 0 | 0 | 0 | 0 | 0 | 0 | 0 | 0 | 0 | 0 | 0 | 0 | 0 | 0 | 0 | 0 | 0 | 0 | 0 | 0 | 0 | 0 | 0 | 0 | 0 | 0 | 0 | 0 | 0 | 0 | 0 | 0 | 0 | 0 | 0 | 0 | 0 | 0 | 0 | 0 | 0 | 0 | 0 | 0 | 0 | 0 | 0 | 0 | 0 | 0 | 0 | 0 | 0 | 0 | 0 | 0 | 0 | 0 | 0 | 0 | 0 | 0 | 0 | 0 | 0 | 0 | 0 | 0 | 0 | 0 | 0 | 0 | 0 | 0
|  |  | Holdco EBL interest rolled up - [sponsor 2] |  | USD 000s | 0 |  | 0 | 0 | 0 | 0 | 0 | 0 | 0 | 0 | 0 | 0 | 0 | 0 | 0 | 0 | 0 | 0 | 0 | 0 | 0 | 0 | 0 | 0 | 0 | 0 | 0 | 0 | 0 | 0 | 0 | 0 | 0 | 0 | 0 | 0 | 0 | 0 | 0 | 0 | 0 | 0 | 0 | 0 | 0 | 0 | 0 | 0 | 0 | 0 | 0 | 0 | 0 | 0 | 0 | 0 | 0 | 0 | 0 | 0 | 0 | 0 | 0 | 0 | 0 | 0 | 0 | 0 | 0 | 0 | 0 | 0 | 0 | 0 | 0 | 0 | 0 | 0 | 0 | 0 | 0 | 0 | 0 | 0 | 0 | 0 | 0 | 0
Holdco EBL interest and fee paid - EBL
|  |  | Holdco EBL interest paid - [sponsor 2] | 0 | USD 000s | 0 | 0 | 0 | 0 | 0 | 0 | 0 | 0 | 0 | 0 | 0 | 0 | 0 | 0 | 0 | 0 | 0 | 0 | 0 | 0 | 0 | 0 | 0 | 0 | 0 | 0 | 0 | 0 | 0 | 0 | 0 | 0 | 0 | 0 | 0 | 0 | 0 | 0 | 0 | 0 | 0 | 0 | 0 | 0 | 0 | 0 | 0 | 0 | 0 | 0 | 0 | 0 | 0 | 0 | 0 | 0 | 0 | 0 | 0 | 0 | 0 | 0 | 0 | 0 | 0 | 0 | 0 | 0 | 0 | 0 | 0 | 0 | 0 | 0 | 0 | 0 | 0 | 0 | 0 | 0 | 0 | 0 | 0 | 0 | 0 | 0 | 0 | 0
|  |  | Holdco EBL interest and fees paid - [sponsor 2] |  | USD 000s | 0 |  | 0 | 0 | 0 | 0 | 0 | 0 | 0 | 0 | 0 | 0 | 0 | 0 | 0 | 0 | 0 | 0 | 0 | 0 | 0 | 0 | 0 | 0 | 0 | 0 | 0 | 0 | 0 | 0 | 0 | 0 | 0 | 0 | 0 | 0 | 0 | 0 | 0 | 0 | 0 | 0 | 0 | 0 | 0 | 0 | 0 | 0 | 0 | 0 | 0 | 0 | 0 | 0 | 0 | 0 | 0 | 0 | 0 | 0 | 0 | 0 | 0 | 0 | 0 | 0 | 0 | 0 | 0 | 0 | 0 | 0 | 0 | 0 | 0 | 0 | 0 | 0 | 0 | 0 | 0 | 0 | 0 | 0 | 0 | 0 | 0 | 0
Holdco EBL repayment - [sponsor 2]
|  |  | Holdco EBL - [sponsor 2] - balance BEG | 0 | USD 000s | 0 | 0 | 0 | 0 | 0 | 0 | 0 | 0 | 0 | 0 | 0 | 0 | 0 | 0 | 0 | 0 | 0 | 0 | 0 | 0 | 0 | 0 | 0 | 0 | 0 | 0 | 0 | 0 | 0 | 0 | 0 | 0 | 0 | 0 | 0 | 0 | 0 | 0 | 0 | 0 | 0 | 0 | 0 | 0 | 0 | 0 | 0 | 0 | 0 | 0 | 0 | 0 | 0 | 0 | 0 | 0 | 0 | 0 | 0 | 0 | 0 | 0 | 0 | 0 | 0 | 0 | 0 | 0 | 0 | 0 | 0 | 0 | 0 | 0 | 0 | 0 | 0 | 0 | 0 | 0 | 0 | 0 | 0 | 0 | 0 | 0 | 0 | 0
|  |  | Holdco EBL interest rolled up - [sponsor 2] | 0 | USD 000s | 0 | 0 | 0 | 0 | 0 | 0 | 0 | 0 | 0 | 0 | 0 | 0 | 0 | 0 | 0 | 0 | 0 | 0 | 0 | 0 | 0 | 0 | 0 | 0 | 0 | 0 | 0 | 0 | 0 | 0 | 0 | 0 | 0 | 0 | 0 | 0 | 0 | 0 | 0 | 0 | 0 | 0 | 0 | 0 | 0 | 0 | 0 | 0 | 0 | 0 | 0 | 0 | 0 | 0 | 0 | 0 | 0 | 0 | 0 | 0 | 0 | 0 | 0 | 0 | 0 | 0 | 0 | 0 | 0 | 0 | 0 | 0 | 0 | 0 | 0 | 0 | 0 | 0 | 0 | 0 | 0 | 0 | 0 | 0 | 0 | 0 | 0 | 0
|  |  | Equity bridge repayment date flag - masdar | 0 | flag | 1 | 0 | 0 | 0 | 0 | 0 | 0 | 0 | 0 | 0 | 0 | 0 | 0 | 0 | 0 | 0 | 0 | 1 | 0 | 0 | 0 | 0 | 0 | 0 | 0 | 0 | 0 | 0 | 0 | 0 | 0 | 0 | 0 | 0 | 0 | 0 | 0 | 0 | 0 | 0 | 0 | 0 | 0 | 0 | 0 | 0 | 0 | 0 | 0 | 0 | 0 | 0 | 0 | 0 | 0 | 0 | 0 | 0 | 0 | 0 | 0 | 0 | 0 | 0 | 0 | 0 | 0 | 0 | 0 | 0 | 0 | 0 | 0 | 0 | 0 | 0 | 0 | 0 | 0 | 0 | 0 | 0 | 0 | 0 | 0 | 0 | 0 | 0
|  |  | Holdco EBL repayment - [sponsor 2] |  | USD 000s | 0 |  | 0 | 0 | 0 | 0 | 0 | 0 | 0 | 0 | 0 | 0 | 0 | 0 | 0 | 0 | 0 | 0 | 0 | 0 | 0 | 0 | 0 | 0 | 0 | 0 | 0 | 0 | 0 | 0 | 0 | 0 | 0 | 0 | 0 | 0 | 0 | 0 | 0 | 0 | 0 | 0 | 0 | 0 | 0 | 0 | 0 | 0 | 0 | 0 | 0 | 0 | 0 | 0 | 0 | 0 | 0 | 0 | 0 | 0 | 0 | 0 | 0 | 0 | 0 | 0 | 0 | 0 | 0 | 0 | 0 | 0 | 0 | 0 | 0 | 0 | 0 | 0 | 0 | 0 | 0 | 0 | 0 | 0 | 0 | 0 | 0 | 0
|  |  | Total EBL repayments - [sponsor 2] | 0 | USD 000s
AVERAGE COST OF [sponsor 2] HOLDCO EBL
|  |  | Holdco EBL interest paid - [sponsor 2] | 0 | USD 000s | 0 | 0 | 0 | 0 | 0 | 0 | 0 | 0 | 0 | 0 | 0 | 0 | 0 | 0 | 0 | 0 | 0 | 0 | 0 | 0 | 0 | 0 | 0 | 0 | 0 | 0 | 0 | 0 | 0 | 0 | 0 | 0 | 0 | 0 | 0 | 0 | 0 | 0 | 0 | 0 | 0 | 0 | 0 | 0 | 0 | 0 | 0 | 0 | 0 | 0 | 0 | 0 | 0 | 0 | 0 | 0 | 0 | 0 | 0 | 0 | 0 | 0 | 0 | 0 | 0 | 0 | 0 | 0 | 0 | 0 | 0 | 0 | 0 | 0 | 0 | 0 | 0 | 0 | 0 | 0 | 0 | 0 | 0 | 0 | 0 | 0 | 0 | 0
|  |  | Holdco EBL repayment - [sponsor 2] | 0 | USD 000s | 0 | 0 | 0 | 0 | 0 | 0 | 0 | 0 | 0 | 0 | 0 | 0 | 0 | 0 | 0 | 0 | 0 | 0 | 0 | 0 | 0 | 0 | 0 | 0 | 0 | 0 | 0 | 0 | 0 | 0 | 0 | 0 | 0 | 0 | 0 | 0 | 0 | 0 | 0 | 0 | 0 | 0 | 0 | 0 | 0 | 0 | 0 | 0 | 0 | 0 | 0 | 0 | 0 | 0 | 0 | 0 | 0 | 0 | 0 | 0 | 0 | 0 | 0 | 0 | 0 | 0 | 0 | 0 | 0 | 0 | 0 | 0 | 0 | 0 | 0 | 0 | 0 | 0 | 0 | 0 | 0 | 0 | 0 | 0 | 0 | 0 | 0 | 0
|  |  | [sponsor 2] hodlco EBL cashflow during operations |  | USD 000s | 0 |  | 0 | 0 | 0 | 0 | 0 | 0 | 0 | 0 | 0 | 0 | 0 | 0 | 0 | 0 | 0 | 0 | 0 | 0 | 0 | 0 | 0 | 0 | 0 | 0 | 0 | 0 | 0 | 0 | 0 | 0 | 0 | 0 | 0 | 0 | 0 | 0 | 0 | 0 | 0 | 0 | 0 | 0 | 0 | 0 | 0 | 0 | 0 | 0 | 0 | 0 | 0 | 0 | 0 | 0 | 0 | 0 | 0 | 0 | 0 | 0 | 0 | 0 | 0 | 0 | 0 | 0 | 0 | 0 | 0 | 0 | 0 | 0 | 0 | 0 | 0 | 0 | 0 | 0 | 0 | 0 | 0 | 0 | 0 | 0 | 0 | 0
|  |  | Masdar hodlco EBL cashflow during operations | 0 | USD 000s | 0 | 0 | 0 | 0 | 0 | 0 | 0 | 0 | 0 | 0 | 0 | 0 | 0 | 0 | 0 | 0 | 0 | 0 | 0 | 0 | 0 | 0 | 0 | 0 | 0 | 0 | 0 | 0 | 0 | 0 | 0 | 0 | 0 | 0 | 0 | 0 | 0 | 0 | 0 | 0 | 0 | 0 | 0 | 0 | 0 | 0 | 0 | 0 | 0 | 0 | 0 | 0 | 0 | 0 | 0 | 0 | 0 | 0 | 0 | 0 | 0 | 0 | 0 | 0 | 0 | 0 | 0 | 0 | 0 | 0 | 0 | 0 | 0 | 0 | 0 | 0 | 0 | 0 | 0 | 0 | 0 | 0 | 0 | 0 | 0 | 0 | 0 | 0
|  |  | [sponsor 2] hodlco EBL cashflow during operations | 0 | USD 000s | 0 | 0 | 0 | 0 | 0 | 0 | 0 | 0 | 0 | 0 | 0 | 0 | 0 | 0 | 0 | 0 | 0 | 0 | 0 | 0 | 0 | 0 | 0 | 0 | 0 | 0 | 0 | 0 | 0 | 0 | 0 | 0 | 0 | 0 | 0 | 0 | 0 | 0 | 0 | 0 | 0 | 0 | 0 | 0 | 0 | 0 | 0 | 0 | 0 | 0 | 0 | 0 | 0 | 0 | 0 | 0 | 0 | 0 | 0 | 0 | 0 | 0 | 0 | 0 | 0 | 0 | 0 | 0 | 0 | 0 | 0 | 0 | 0 | 0 | 0 | 0 | 0 | 0 | 0 | 0 | 0 | 0 | 0 | 0 | 0 | 0 | 0 | 0
|  |  | Hodlco EBL cashflow during operations |  | USD 000s | 0 |  | 0 | 0 | 0 | 0 | 0 | 0 | 0 | 0 | 0 | 0 | 0 | 0 | 0 | 0 | 0 | 0 | 0 | 0 | 0 | 0 | 0 | 0 | 0 | 0 | 0 | 0 | 0 | 0 | 0 | 0 | 0 | 0 | 0 | 0 | 0 | 0 | 0 | 0 | 0 | 0 | 0 | 0 | 0 | 0 | 0 | 0 | 0 | 0 | 0 | 0 | 0 | 0 | 0 | 0 | 0 | 0 | 0 | 0 | 0 | 0 | 0 | 0 | 0 | 0 | 0 | 0 | 0 | 0 | 0 | 0 | 0 | 0 | 0 | 0 | 0 | 0 | 0 | 0 | 0 | 0 | 0 | 0 | 0 | 0 | 0 | 0
END

## T&E
T&E
|  |  | Model period start date | 0 | Error chks | time axis 2021-07-01 to 2064-01-01
|  |  | Model period end date | 0 | Track chgs | time axis 2021-12-31 to 2064-06-30
|  |  | Timeline label | 1 | Alerts |  |  | Dev | Dev | Dev | FC/Const. | Const | Const | Const | Const | Ops - PPA | Ops - PPA | Ops - PPA | Ops - PPA | Ops - PPA | Ops - PPA | Ops - PPA | Ops - PPA | Ops - PPA | Ops - PPA | Ops - PPA | Ops - PPA | Ops - PPA | Ops - PPA | Ops - PPA | Ops - PPA | Ops - PPA | Ops - PPA | Ops - PPA | Ops - PPA | Ops - PPA | Ops - PPA | Ops - PPA | Ops - PPA | Ops - PPA | Ops - PPA | Ops - PPA | Ops - PPA | Ops - PPA | Ops - PPA | Ops - PPA | Ops - PPA | Ops - PPA | Ops - PPA | Ops - PPA | Ops - PPA | Ops - PPA | Ops - PPA | Ops - PPA | Ops - PPA | Ops - PPA | Ops - PPA | Ops - PPA | Ops - PPA | Ops - PPA | Ops - PPA | Ops - PPA | Ops - PPA | Ops - PPA | Ops - PPA | Ops - PPA | Ops - PPA | Ops - PPA | Ops - PPA | Ops - PPA | Ops - PPA | Ops - PPA | Ops - PPA | Ops - PPA | Ops - PPA | Post-Ops | Post-Ops | Post-Ops | Post-Ops | Post-Ops | Post-Ops | Post-Ops | Post-Ops | Post-Ops | Post-Ops | Post-Ops | Post-Ops | Post-Ops | Post-Ops | Post-Ops | Post-Ops | Post-Ops | Post-Ops
|  |  | Model column counter | Constant | Unit | Total |  | 1 | 2 | 3 | 4 | 5 | 6 | 7 | 8 | 9 | 10 | 11 | 12 | 13 | 14 | 15 | 16 | 17 | 18 | 19 | 20 | 21 | 22 | 23 | 24 | 25 | 26 | 27 | 28 | 29 | 30 | 31 | 32 | 33 | 34 | 35 | 36 | 37 | 38 | 39 | 40 | 41 | 42 | 43 | 44 | 45 | 46 | 47 | 48 | 49 | 50 | 51 | 52 | 53 | 54 | 55 | 56 | 57 | 58 | 59 | 60 | 61 | 62 | 63 | 64 | 65 | 66 | 67 | 68 | 69 | 70 | 71 | 72 | 73 | 74 | 75 | 76 | 77 | 78 | 79 | 80 | 81 | 82 | 83 | 84 | 85 | 86
MODEL TIMELINE
|  |  | Construction period flag | 0 | flag | 5 | 0 | 0 | 0 | 0 | 1 | 1 | 1 | 1 | 1 | 0 | 0 | 0 | 0 | 0 | 0 | 0 | 0 | 0 | 0 | 0 | 0 | 0 | 0 | 0 | 0 | 0 | 0 | 0 | 0 | 0 | 0 | 0 | 0 | 0 | 0 | 0 | 0 | 0 | 0 | 0 | 0 | 0 | 0 | 0 | 0 | 0 | 0 | 0 | 0 | 0 | 0 | 0 | 0 | 0 | 0 | 0 | 0 | 0 | 0 | 0 | 0 | 0 | 0 | 0 | 0 | 0 | 0 | 0 | 0 | 0 | 0 | 0 | 0 | 0 | 0 | 0 | 0 | 0 | 0 | 0 | 0 | 0 | 0 | 0 | 0 | 0 | 0
|  |  | Operations period flag | 0 | flag | 60 | 0 | 0 | 0 | 0 | 0 | 0 | 0 | 0 | 0 | 1 | 1 | 1 | 1 | 1 | 1 | 1 | 1 | 1 | 1 | 1 | 1 | 1 | 1 | 1 | 1 | 1 | 1 | 1 | 1 | 1 | 1 | 1 | 1 | 1 | 1 | 1 | 1 | 1 | 1 | 1 | 1 | 1 | 1 | 1 | 1 | 1 | 1 | 1 | 1 | 1 | 1 | 1 | 1 | 1 | 1 | 1 | 1 | 1 | 1 | 1 | 1 | 1 | 1 | 1 | 1 | 1 | 1 | 1 | 1 | 0 | 0 | 0 | 0 | 0 | 0 | 0 | 0 | 0 | 0 | 0 | 0 | 0 | 0 | 0 | 0 | 0 | 0
|  |  | Year number from construction |  | counter |  |  | 0 | 0 | 0 | 1 | 1 | 2 | 2 | 3 | 3 | 4 | 4 | 5 | 5 | 6 | 6 | 7 | 7 | 8 | 8 | 9 | 9 | 10 | 10 | 11 | 11 | 12 | 12 | 13 | 13 | 14 | 14 | 15 | 15 | 16 | 16 | 17 | 17 | 18 | 18 | 19 | 19 | 20 | 20 | 21 | 21 | 22 | 22 | 23 | 23 | 24 | 24 | 25 | 25 | 26 | 26 | 27 | 27 | 28 | 28 | 29 | 29 | 30 | 30 | 31 | 31 | 32 | 32 | 33 | 0 | 0 | 0 | 0 | 0 | 0 | 0 | 0 | 0 | 0 | 0 | 0 | 0 | 0 | 0 | 0 | 0 | 0
Model column counter
|  |  | Model column counter |  | counter |  |  | 1 | 2 | 3 | 4 | 5 | 6 | 7 | 8 | 9 | 10 | 11 | 12 | 13 | 14 | 15 | 16 | 17 | 18 | 19 | 20 | 21 | 22 | 23 | 24 | 25 | 26 | 27 | 28 | 29 | 30 | 31 | 32 | 33 | 34 | 35 | 36 | 37 | 38 | 39 | 40 | 41 | 42 | 43 | 44 | 45 | 46 | 47 | 48 | 49 | 50 | 51 | 52 | 53 | 54 | 55 | 56 | 57 | 58 | 59 | 60 | 61 | 62 | 63 | 64 | 65 | 66 | 67 | 68 | 69 | 70 | 71 | 72 | 73 | 74 | 75 | 76 | 77 | 78 | 79 | 80 | 81 | 82 | 83 | 84 | 85 | 86
First column flag
|  |  | Model column counter | 0 | counter | 0 | 0 | 1 | 2 | 3 | 4 | 5 | 6 | 7 | 8 | 9 | 10 | 11 | 12 | 13 | 14 | 15 | 16 | 17 | 18 | 19 | 20 | 21 | 22 | 23 | 24 | 25 | 26 | 27 | 28 | 29 | 30 | 31 | 32 | 33 | 34 | 35 | 36 | 37 | 38 | 39 | 40 | 41 | 42 | 43 | 44 | 45 | 46 | 47 | 48 | 49 | 50 | 51 | 52 | 53 | 54 | 55 | 56 | 57 | 58 | 59 | 60 | 61 | 62 | 63 | 64 | 65 | 66 | 67 | 68 | 69 | 70 | 71 | 72 | 73 | 74 | 75 | 76 | 77 | 78 | 79 | 80 | 81 | 82 | 83 | 84 | 85 | 86
|  |  | 1st model column flag |  | flag | 1 |  | 1 | 0 | 0 | 0 | 0 | 0 | 0 | 0 | 0 | 0 | 0 | 0 | 0 | 0 | 0 | 0 | 0 | 0 | 0 | 0 | 0 | 0 | 0 | 0 | 0 | 0 | 0 | 0 | 0 | 0 | 0 | 0 | 0 | 0 | 0 | 0 | 0 | 0 | 0 | 0 | 0 | 0 | 0 | 0 | 0 | 0 | 0 | 0 | 0 | 0 | 0 | 0 | 0 | 0 | 0 | 0 | 0 | 0 | 0 | 0 | 0 | 0 | 0 | 0 | 0 | 0 | 0 | 0 | 0 | 0 | 0 | 0 | 0 | 0 | 0 | 0 | 0 | 0 | 0 | 0 | 0 | 0 | 0 | 0 | 0 | 0
Model period start date
|  |  | First date of semi annual time line | 2021-07-01 | date
|  |  | Number of months in modelling period | 6 | months
|  |  | 1st model column flag | 0 | flag | 1 | 0 | 1 | 0 | 0 | 0 | 0 | 0 | 0 | 0 | 0 | 0 | 0 | 0 | 0 | 0 | 0 | 0 | 0 | 0 | 0 | 0 | 0 | 0 | 0 | 0 | 0 | 0 | 0 | 0 | 0 | 0 | 0 | 0 | 0 | 0 | 0 | 0 | 0 | 0 | 0 | 0 | 0 | 0 | 0 | 0 | 0 | 0 | 0 | 0 | 0 | 0 | 0 | 0 | 0 | 0 | 0 | 0 | 0 | 0 | 0 | 0 | 0 | 0 | 0 | 0 | 0 | 0 | 0 | 0 | 0 | 0 | 0 | 0 | 0 | 0 | 0 | 0 | 0 | 0 | 0 | 0 | 0 | 0 | 0 | 0 | 0 | 0
|  |  | Model period start date |  | date | time axis 2021-07-01 to 2064-01-01
Model period end date
|  |  | Number of months in modelling period | 6 | months
|  |  | Model period start date | 0 | date | 0 | 0 | 2021-07-01 | 2022-01-01 | 2022-07-01 | 2023-01-01 | 2023-07-01 | 2024-01-01 | 2024-07-01 | 2025-01-01 | 2025-07-01 | 2026-01-01 | 2026-07-01 | 2027-01-01 | 2027-07-01 | 2028-01-01 | 2028-07-01 | 2029-01-01 | 2029-07-01 | 2030-01-01 | 2030-07-01 | 2031-01-01 | 2031-07-01 | 2032-01-01 | 2032-07-01 | 2033-01-01 | 2033-07-01 | 2034-01-01 | 2034-07-01 | 2035-01-01 | 2035-07-01 | 2036-01-01 | 2036-07-01 | 2037-01-01 | 2037-07-01 | 2038-01-01 | 2038-07-01 | 2039-01-01 | 2039-07-01 | 2040-01-01 | 2040-07-01 | 2041-01-01 | 2041-07-01 | 2042-01-01 | 2042-07-01 | 2043-01-01 | 2043-07-01 | 2044-01-01 | 2044-07-01 | 2045-01-01 | 2045-07-01 | 2046-01-01 | 2046-07-01 | 2047-01-01 | 2047-07-01 | 2048-01-01 | 2048-07-01 | 2049-01-01 | 2049-07-01 | 2050-01-01 | 2050-07-01 | 2051-01-01 | 2051-07-01 | 2052-01-01 | 2052-07-01 | 2053-01-01 | 2053-07-01 | 2054-01-01 | 2054-07-01 | 2055-01-01 | 2055-07-01 | 2056-01-01 | 2056-07-01 | 2057-01-01 | 2057-07-01 | 2058-01-01 | 2058-07-01 | 2059-01-01 | 2059-07-01 | 2060-01-01 | 2060-07-01 | 2061-01-01 | 2061-07-01 | 2062-01-01 | 2062-07-01 | 2063-01-01 | 2063-07-01 | 2064-01-01
|  |  | Model period end date |  | date | time axis 2021-12-31 to 2064-06-30
Annual model period end date
|  |  | First date of annual time line | 2021-07-01 | date
|  |  | Months in year | 12 | months
|  |  | 1st model column flag | 0 | flag | 1 | 0 | 1 | 0 | 0 | 0 | 0 | 0 | 0 | 0 | 0 | 0 | 0 | 0 | 0 | 0 | 0 | 0 | 0 | 0 | 0 | 0 | 0 | 0 | 0 | 0 | 0 | 0 | 0 | 0 | 0 | 0 | 0 | 0 | 0 | 0 | 0 | 0 | 0 | 0 | 0 | 0 | 0 | 0 | 0 | 0 | 0 | 0 | 0 | 0 | 0 | 0 | 0 | 0 | 0 | 0 | 0 | 0 | 0 | 0 | 0 | 0 | 0 | 0 | 0 | 0 | 0 | 0 | 0 | 0 | 0 | 0 | 0 | 0 | 0 | 0 | 0 | 0 | 0 | 0 | 0 | 0 | 0 | 0 | 0 | 0 | 0 | 0
|  |  | Model period start date - annual |  | date | time axis 2021-07-01 to 2106-07-01
|  |  | Months in year | 12 | months
|  |  | Model period start date - annual | 0 | date | 0 | 0 | 2021-07-01 | 2022-07-01 | 2023-07-01 | 2024-07-01 | 2025-07-01 | 2026-07-01 | 2027-07-01 | 2028-07-01 | 2029-07-01 | 2030-07-01 | 2031-07-01 | 2032-07-01 | 2033-07-01 | 2034-07-01 | 2035-07-01 | 2036-07-01 | 2037-07-01 | 2038-07-01 | 2039-07-01 | 2040-07-01 | 2041-07-01 | 2042-07-01 | 2043-07-01 | 2044-07-01 | 2045-07-01 | 2046-07-01 | 2047-07-01 | 2048-07-01 | 2049-07-01 | 2050-07-01 | 2051-07-01 | 2052-07-01 | 2053-07-01 | 2054-07-01 | 2055-07-01 | 2056-07-01 | 2057-07-01 | 2058-07-01 | 2059-07-01 | 2060-07-01 | 2061-07-01 | 2062-07-01 | 2063-07-01 | 2064-07-01 | 2065-07-01 | 2066-07-01 | 2067-07-01 | 2068-07-01 | 2069-07-01 | 2070-07-01 | 2071-07-01 | 2072-07-01 | 2073-07-01 | 2074-07-01 | 2075-07-01 | 2076-07-01 | 2077-07-01 | 2078-07-01 | 2079-07-01 | 2080-07-01 | 2081-07-01 | 2082-07-01 | 2083-07-01 | 2084-07-01 | 2085-07-01 | 2086-07-01 | 2087-07-01 | 2088-07-01 | 2089-07-01 | 2090-07-01 | 2091-07-01 | 2092-07-01 | 2093-07-01 | 2094-07-01 | 2095-07-01 | 2096-07-01 | 2097-07-01 | 2098-07-01 | 2099-07-01 | 2100-07-01 | 2101-07-01 | 2102-07-01 | 2103-07-01 | 2104-07-01 | 2105-07-01 | 2106-07-01
|  |  | Model period end date - annual |  | date | time axis 2022-06-30 to 2107-06-30
|  |  | Model period end date - annual | 0 | date | 0 | 0 | 2022-06-30 | 2023-06-30 | 2024-06-30 | 2025-06-30 | 2026-06-30 | 2027-06-30 | 2028-06-30 | 2029-06-30 | 2030-06-30 | 2031-06-30 | 2032-06-30 | 2033-06-30 | 2034-06-30 | 2035-06-30 | 2036-06-30 | 2037-06-30 | 2038-06-30 | 2039-06-30 | 2040-06-30 | 2041-06-30 | 2042-06-30 | 2043-06-30 | 2044-06-30 | 2045-06-30 | 2046-06-30 | 2047-06-30 | 2048-06-30 | 2049-06-30 | 2050-06-30 | 2051-06-30 | 2052-06-30 | 2053-06-30 | 2054-06-30 | 2055-06-30 | 2056-06-30 | 2057-06-30 | 2058-06-30 | 2059-06-30 | 2060-06-30 | 2061-06-30 | 2062-06-30 | 2063-06-30 | 2064-06-30 | 2065-06-30 | 2066-06-30 | 2067-06-30 | 2068-06-30 | 2069-06-30 | 2070-06-30 | 2071-06-30 | 2072-06-30 | 2073-06-30 | 2074-06-30 | 2075-06-30 | 2076-06-30 | 2077-06-30 | 2078-06-30 | 2079-06-30 | 2080-06-30 | 2081-06-30 | 2082-06-30 | 2083-06-30 | 2084-06-30 | 2085-06-30 | 2086-06-30 | 2087-06-30 | 2088-06-30 | 2089-06-30 | 2090-06-30 | 2091-06-30 | 2092-06-30 | 2093-06-30 | 2094-06-30 | 2095-06-30 | 2096-06-30 | 2097-06-30 | 2098-06-30 | 2099-06-30 | 2100-06-30 | 2101-06-30 | 2102-06-30 | 2103-06-30 | 2104-06-30 | 2105-06-30 | 2106-06-30 | 2107-06-30
|  |  | Model period counter - annual |  | counter |  |  | 1 | 2 | 3 | 4 | 5 | 6 | 7 | 8 | 9 | 10 | 11 | 12 | 13 | 14 | 15 | 16 | 17 | 18 | 19 | 20 | 21 | 22 | 23 | 24 | 25 | 26 | 27 | 28 | 29 | 30 | 31 | 32 | 33 | 34 | 35 | 36 | 37 | 38 | 39 | 40 | 41 | 42 | 43 | 44 | 45 | 46 | 47 | 48 | 49 | 50 | 51 | 52 | 53 | 54 | 55 | 56 | 57 | 58 | 59 | 60 | 61 | 62 | 63 | 64 | 65 | 66 | 67 | 68 | 69 | 70 | 71 | 72 | 73 | 74 | 75 | 76 | 77 | 78 | 79 | 80 | 81 | 82 | 83 | 84 | 85 | 86
DAYS IN PERIOD
|  |  | Model period start date | 0 | date | 0 | 0 | 2021-07-01 | 2022-01-01 | 2022-07-01 | 2023-01-01 | 2023-07-01 | 2024-01-01 | 2024-07-01 | 2025-01-01 | 2025-07-01 | 2026-01-01 | 2026-07-01 | 2027-01-01 | 2027-07-01 | 2028-01-01 | 2028-07-01 | 2029-01-01 | 2029-07-01 | 2030-01-01 | 2030-07-01 | 2031-01-01 | 2031-07-01 | 2032-01-01 | 2032-07-01 | 2033-01-01 | 2033-07-01 | 2034-01-01 | 2034-07-01 | 2035-01-01 | 2035-07-01 | 2036-01-01 | 2036-07-01 | 2037-01-01 | 2037-07-01 | 2038-01-01 | 2038-07-01 | 2039-01-01 | 2039-07-01 | 2040-01-01 | 2040-07-01 | 2041-01-01 | 2041-07-01 | 2042-01-01 | 2042-07-01 | 2043-01-01 | 2043-07-01 | 2044-01-01 | 2044-07-01 | 2045-01-01 | 2045-07-01 | 2046-01-01 | 2046-07-01 | 2047-01-01 | 2047-07-01 | 2048-01-01 | 2048-07-01 | 2049-01-01 | 2049-07-01 | 2050-01-01 | 2050-07-01 | 2051-01-01 | 2051-07-01 | 2052-01-01 | 2052-07-01 | 2053-01-01 | 2053-07-01 | 2054-01-01 | 2054-07-01 | 2055-01-01 | 2055-07-01 | 2056-01-01 | 2056-07-01 | 2057-01-01 | 2057-07-01 | 2058-01-01 | 2058-07-01 | 2059-01-01 | 2059-07-01 | 2060-01-01 | 2060-07-01 | 2061-01-01 | 2061-07-01 | 2062-01-01 | 2062-07-01 | 2063-01-01 | 2063-07-01 | 2064-01-01
|  |  | Model period end date | 0 | date | 0 | 0 | 2021-12-31 | 2022-06-30 | 2022-12-31 | 2023-06-30 | 2023-12-31 | 2024-06-30 | 2024-12-31 | 2025-06-30 | 2025-12-31 | 2026-06-30 | 2026-12-31 | 2027-06-30 | 2027-12-31 | 2028-06-30 | 2028-12-31 | 2029-06-30 | 2029-12-31 | 2030-06-30 | 2030-12-31 | 2031-06-30 | 2031-12-31 | 2032-06-30 | 2032-12-31 | 2033-06-30 | 2033-12-31 | 2034-06-30 | 2034-12-31 | 2035-06-30 | 2035-12-31 | 2036-06-30 | 2036-12-31 | 2037-06-30 | 2037-12-31 | 2038-06-30 | 2038-12-31 | 2039-06-30 | 2039-12-31 | 2040-06-30 | 2040-12-31 | 2041-06-30 | 2041-12-31 | 2042-06-30 | 2042-12-31 | 2043-06-30 | 2043-12-31 | 2044-06-30 | 2044-12-31 | 2045-06-30 | 2045-12-31 | 2046-06-30 | 2046-12-31 | 2047-06-30 | 2047-12-31 | 2048-06-30 | 2048-12-31 | 2049-06-30 | 2049-12-31 | 2050-06-30 | 2050-12-31 | 2051-06-30 | 2051-12-31 | 2052-06-30 | 2052-12-31 | 2053-06-30 | 2053-12-31 | 2054-06-30 | 2054-12-31 | 2055-06-30 | 2055-12-31 | 2056-06-30 | 2056-12-31 | 2057-06-30 | 2057-12-31 | 2058-06-30 | 2058-12-31 | 2059-06-30 | 2059-12-31 | 2060-06-30 | 2060-12-31 | 2061-06-30 | 2061-12-31 | 2062-06-30 | 2062-12-31 | 2063-06-30 | 2063-12-31 | 2064-06-30
|  |  | Days in period |  | days | 15706 |  | 184 | 181 | 184 | 181 | 184 | 182 | 184 | 181 | 184 | 181 | 184 | 181 | 184 | 182 | 184 | 181 | 184 | 181 | 184 | 181 | 184 | 182 | 184 | 181 | 184 | 181 | 184 | 181 | 184 | 182 | 184 | 181 | 184 | 181 | 184 | 181 | 184 | 182 | 184 | 181 | 184 | 181 | 184 | 181 | 184 | 182 | 184 | 181 | 184 | 181 | 184 | 181 | 184 | 182 | 184 | 181 | 184 | 181 | 184 | 181 | 184 | 182 | 184 | 181 | 184 | 181 | 184 | 181 | 184 | 182 | 184 | 181 | 184 | 181 | 184 | 181 | 184 | 182 | 184 | 181 | 184 | 181 | 184 | 181 | 184 | 182
|  |  | Months in year | 12 | months
|  |  | Model period start date | 0 | date | 0 | 0 | 2021-07-01 | 2022-01-01 | 2022-07-01 | 2023-01-01 | 2023-07-01 | 2024-01-01 | 2024-07-01 | 2025-01-01 | 2025-07-01 | 2026-01-01 | 2026-07-01 | 2027-01-01 | 2027-07-01 | 2028-01-01 | 2028-07-01 | 2029-01-01 | 2029-07-01 | 2030-01-01 | 2030-07-01 | 2031-01-01 | 2031-07-01 | 2032-01-01 | 2032-07-01 | 2033-01-01 | 2033-07-01 | 2034-01-01 | 2034-07-01 | 2035-01-01 | 2035-07-01 | 2036-01-01 | 2036-07-01 | 2037-01-01 | 2037-07-01 | 2038-01-01 | 2038-07-01 | 2039-01-01 | 2039-07-01 | 2040-01-01 | 2040-07-01 | 2041-01-01 | 2041-07-01 | 2042-01-01 | 2042-07-01 | 2043-01-01 | 2043-07-01 | 2044-01-01 | 2044-07-01 | 2045-01-01 | 2045-07-01 | 2046-01-01 | 2046-07-01 | 2047-01-01 | 2047-07-01 | 2048-01-01 | 2048-07-01 | 2049-01-01 | 2049-07-01 | 2050-01-01 | 2050-07-01 | 2051-01-01 | 2051-07-01 | 2052-01-01 | 2052-07-01 | 2053-01-01 | 2053-07-01 | 2054-01-01 | 2054-07-01 | 2055-01-01 | 2055-07-01 | 2056-01-01 | 2056-07-01 | 2057-01-01 | 2057-07-01 | 2058-01-01 | 2058-07-01 | 2059-01-01 | 2059-07-01 | 2060-01-01 | 2060-07-01 | 2061-01-01 | 2061-07-01 | 2062-01-01 | 2062-07-01 | 2063-01-01 | 2063-07-01 | 2064-01-01
|  |  | Model period end date - annual (for days factor calc) |  | date | time axis 2022-06-30 to 2064-12-31
|  |  | Model period start date | 0 | date | 0 | 0 | 2021-07-01 | 2022-01-01 | 2022-07-01 | 2023-01-01 | 2023-07-01 | 2024-01-01 | 2024-07-01 | 2025-01-01 | 2025-07-01 | 2026-01-01 | 2026-07-01 | 2027-01-01 | 2027-07-01 | 2028-01-01 | 2028-07-01 | 2029-01-01 | 2029-07-01 | 2030-01-01 | 2030-07-01 | 2031-01-01 | 2031-07-01 | 2032-01-01 | 2032-07-01 | 2033-01-01 | 2033-07-01 | 2034-01-01 | 2034-07-01 | 2035-01-01 | 2035-07-01 | 2036-01-01 | 2036-07-01 | 2037-01-01 | 2037-07-01 | 2038-01-01 | 2038-07-01 | 2039-01-01 | 2039-07-01 | 2040-01-01 | 2040-07-01 | 2041-01-01 | 2041-07-01 | 2042-01-01 | 2042-07-01 | 2043-01-01 | 2043-07-01 | 2044-01-01 | 2044-07-01 | 2045-01-01 | 2045-07-01 | 2046-01-01 | 2046-07-01 | 2047-01-01 | 2047-07-01 | 2048-01-01 | 2048-07-01 | 2049-01-01 | 2049-07-01 | 2050-01-01 | 2050-07-01 | 2051-01-01 | 2051-07-01 | 2052-01-01 | 2052-07-01 | 2053-01-01 | 2053-07-01 | 2054-01-01 | 2054-07-01 | 2055-01-01 | 2055-07-01 | 2056-01-01 | 2056-07-01 | 2057-01-01 | 2057-07-01 | 2058-01-01 | 2058-07-01 | 2059-01-01 | 2059-07-01 | 2060-01-01 | 2060-07-01 | 2061-01-01 | 2061-07-01 | 2062-01-01 | 2062-07-01 | 2063-01-01 | 2063-07-01 | 2064-01-01
|  |  | Model period end date - annual (for days factor calc) | 0 | date | 0 | 0 | 2022-06-30 | 2022-12-31 | 2023-06-30 | 2023-12-31 | 2024-06-30 | 2024-12-31 | 2025-06-30 | 2025-12-31 | 2026-06-30 | 2026-12-31 | 2027-06-30 | 2027-12-31 | 2028-06-30 | 2028-12-31 | 2029-06-30 | 2029-12-31 | 2030-06-30 | 2030-12-31 | 2031-06-30 | 2031-12-31 | 2032-06-30 | 2032-12-31 | 2033-06-30 | 2033-12-31 | 2034-06-30 | 2034-12-31 | 2035-06-30 | 2035-12-31 | 2036-06-30 | 2036-12-31 | 2037-06-30 | 2037-12-31 | 2038-06-30 | 2038-12-31 | 2039-06-30 | 2039-12-31 | 2040-06-30 | 2040-12-31 | 2041-06-30 | 2041-12-31 | 2042-06-30 | 2042-12-31 | 2043-06-30 | 2043-12-31 | 2044-06-30 | 2044-12-31 | 2045-06-30 | 2045-12-31 | 2046-06-30 | 2046-12-31 | 2047-06-30 | 2047-12-31 | 2048-06-30 | 2048-12-31 | 2049-06-30 | 2049-12-31 | 2050-06-30 | 2050-12-31 | 2051-06-30 | 2051-12-31 | 2052-06-30 | 2052-12-31 | 2053-06-30 | 2053-12-31 | 2054-06-30 | 2054-12-31 | 2055-06-30 | 2055-12-31 | 2056-06-30 | 2056-12-31 | 2057-06-30 | 2057-12-31 | 2058-06-30 | 2058-12-31 | 2059-06-30 | 2059-12-31 | 2060-06-30 | 2060-12-31 | 2061-06-30 | 2061-12-31 | 2062-06-30 | 2062-12-31 | 2063-06-30 | 2063-12-31 | 2064-06-30 | 2064-12-31
|  |  | Days in year - annual |  | days | 31412 |  | 365 | 365 | 365 | 365 | 366 | 366 | 365 | 365 | 365 | 365 | 365 | 365 | 366 | 366 | 365 | 365 | 365 | 365 | 365 | 365 | 366 | 366 | 365 | 365 | 365 | 365 | 365 | 365 | 366 | 366 | 365 | 365 | 365 | 365 | 365 | 365 | 366 | 366 | 365 | 365 | 365 | 365 | 365 | 365 | 366 | 366 | 365 | 365 | 365 | 365 | 365 | 365 | 366 | 366 | 365 | 365 | 365 | 365 | 365 | 365 | 366 | 366 | 365 | 365 | 365 | 365 | 365 | 365 | 366 | 366 | 365 | 365 | 365 | 365 | 365 | 365 | 366 | 366 | 365 | 365 | 365 | 365 | 365 | 365 | 366 | 366
|  |  | Days in period | 0 | days | 15706 | 0 | 184 | 181 | 184 | 181 | 184 | 182 | 184 | 181 | 184 | 181 | 184 | 181 | 184 | 182 | 184 | 181 | 184 | 181 | 184 | 181 | 184 | 182 | 184 | 181 | 184 | 181 | 184 | 181 | 184 | 182 | 184 | 181 | 184 | 181 | 184 | 181 | 184 | 182 | 184 | 181 | 184 | 181 | 184 | 181 | 184 | 182 | 184 | 181 | 184 | 181 | 184 | 181 | 184 | 182 | 184 | 181 | 184 | 181 | 184 | 181 | 184 | 182 | 184 | 181 | 184 | 181 | 184 | 181 | 184 | 182 | 184 | 181 | 184 | 181 | 184 | 181 | 184 | 182 | 184 | 181 | 184 | 181 | 184 | 181 | 184 | 182
|  |  | Days in year - annual | 0 | days | 31412 | 0 | 365 | 365 | 365 | 365 | 366 | 366 | 365 | 365 | 365 | 365 | 365 | 365 | 366 | 366 | 365 | 365 | 365 | 365 | 365 | 365 | 366 | 366 | 365 | 365 | 365 | 365 | 365 | 365 | 366 | 366 | 365 | 365 | 365 | 365 | 365 | 365 | 366 | 366 | 365 | 365 | 365 | 365 | 365 | 365 | 366 | 366 | 365 | 365 | 365 | 365 | 365 | 365 | 366 | 366 | 365 | 365 | 365 | 365 | 365 | 365 | 366 | 366 | 365 | 365 | 365 | 365 | 365 | 365 | 366 | 366 | 365 | 365 | 365 | 365 | 365 | 365 | 366 | 366 | 365 | 365 | 365 | 365 | 365 | 365 | 366 | 366
|  |  | Half year factor |  | factor | 43 |  | 0.50411 | 0.49589 | 0.50411 | 0.49589 | 0.50273 | 0.49727 | 0.50411 | 0.49589 | 0.50411 | 0.49589 | 0.50411 | 0.49589 | 0.50273 | 0.49727 | 0.50411 | 0.49589 | 0.50411 | 0.49589 | 0.50411 | 0.49589 | 0.50273 | 0.49727 | 0.50411 | 0.49589 | 0.50411 | 0.49589 | 0.50411 | 0.49589 | 0.50273 | 0.49727 | 0.50411 | 0.49589 | 0.50411 | 0.49589 | 0.50411 | 0.49589 | 0.50273 | 0.49727 | 0.50411 | 0.49589 | 0.50411 | 0.49589 | 0.50411 | 0.49589 | 0.50273 | 0.49727 | 0.50411 | 0.49589 | 0.50411 | 0.49589 | 0.50411 | 0.49589 | 0.50273 | 0.49727 | 0.50411 | 0.49589 | 0.50411 | 0.49589 | 0.50411 | 0.49589 | 0.50273 | 0.49727 | 0.50411 | 0.49589 | 0.50411 | 0.49589 | 0.50411 | 0.49589 | 0.50273 | 0.49727 | 0.50411 | 0.49589 | 0.50411 | 0.49589 | 0.50411 | 0.49589 | 0.50273 | 0.49727 | 0.50411 | 0.49589 | 0.50411 | 0.49589 | 0.50411 | 0.49589 | 0.50273 | 0.49727
OPERATING PERIOD COUNTERS
|  |  | End of construction date | 2025-06-30 | date
|  |  | Start of operations / contract date | 2025-07-01 | date
|  |  | Operations period flag | 0 | flag | 60 | 0 | 0 | 0 | 0 | 0 | 0 | 0 | 0 | 0 | 1 | 1 | 1 | 1 | 1 | 1 | 1 | 1 | 1 | 1 | 1 | 1 | 1 | 1 | 1 | 1 | 1 | 1 | 1 | 1 | 1 | 1 | 1 | 1 | 1 | 1 | 1 | 1 | 1 | 1 | 1 | 1 | 1 | 1 | 1 | 1 | 1 | 1 | 1 | 1 | 1 | 1 | 1 | 1 | 1 | 1 | 1 | 1 | 1 | 1 | 1 | 1 | 1 | 1 | 1 | 1 | 1 | 1 | 1 | 1 | 0 | 0 | 0 | 0 | 0 | 0 | 0 | 0 | 0 | 0 | 0 | 0 | 0 | 0 | 0 | 0 | 0 | 0
|  |  | Operations period counter |  | counter |  |  | 0 | 0 | 0 | 0 | 0 | 0 | 0 | 0 | 1 | 2 | 3 | 4 | 5 | 6 | 7 | 8 | 9 | 10 | 11 | 12 | 13 | 14 | 15 | 16 | 17 | 18 | 19 | 20 | 21 | 22 | 23 | 24 | 25 | 26 | 27 | 28 | 29 | 30 | 31 | 32 | 33 | 34 | 35 | 36 | 37 | 38 | 39 | 40 | 41 | 42 | 43 | 44 | 45 | 46 | 47 | 48 | 49 | 50 | 51 | 52 | 53 | 54 | 55 | 56 | 57 | 58 | 59 | 60 | 0 | 0 | 0 | 0 | 0 | 0 | 0 | 0 | 0 | 0 | 0 | 0 | 0 | 0 | 0 | 0 | 0 | 0
|  |  | Number of semi annual periods in year | 2 | periods
|  |  | Operations period counter | 0 | counter | 0 | 0 | 0 | 0 | 0 | 0 | 0 | 0 | 0 | 0 | 1 | 2 | 3 | 4 | 5 | 6 | 7 | 8 | 9 | 10 | 11 | 12 | 13 | 14 | 15 | 16 | 17 | 18 | 19 | 20 | 21 | 22 | 23 | 24 | 25 | 26 | 27 | 28 | 29 | 30 | 31 | 32 | 33 | 34 | 35 | 36 | 37 | 38 | 39 | 40 | 41 | 42 | 43 | 44 | 45 | 46 | 47 | 48 | 49 | 50 | 51 | 52 | 53 | 54 | 55 | 56 | 57 | 58 | 59 | 60 | 0 | 0 | 0 | 0 | 0 | 0 | 0 | 0 | 0 | 0 | 0 | 0 | 0 | 0 | 0 | 0 | 0 | 0
|  |  | Operations period flag | 0 | flag | 60 | 0 | 0 | 0 | 0 | 0 | 0 | 0 | 0 | 0 | 1 | 1 | 1 | 1 | 1 | 1 | 1 | 1 | 1 | 1 | 1 | 1 | 1 | 1 | 1 | 1 | 1 | 1 | 1 | 1 | 1 | 1 | 1 | 1 | 1 | 1 | 1 | 1 | 1 | 1 | 1 | 1 | 1 | 1 | 1 | 1 | 1 | 1 | 1 | 1 | 1 | 1 | 1 | 1 | 1 | 1 | 1 | 1 | 1 | 1 | 1 | 1 | 1 | 1 | 1 | 1 | 1 | 1 | 1 | 1 | 0 | 0 | 0 | 0 | 0 | 0 | 0 | 0 | 0 | 0 | 0 | 0 | 0 | 0 | 0 | 0 | 0 | 0
|  |  | Operations year number |  | counter |  |  | 0 | 0 | 0 | 0 | 0 | 0 | 0 | 0 | 1 | 1 | 2 | 2 | 3 | 3 | 4 | 4 | 5 | 5 | 6 | 6 | 7 | 7 | 8 | 8 | 9 | 9 | 10 | 10 | 11 | 11 | 12 | 12 | 13 | 13 | 14 | 14 | 15 | 15 | 16 | 16 | 17 | 17 | 18 | 18 | 19 | 19 | 20 | 20 | 21 | 21 | 22 | 22 | 23 | 23 | 24 | 24 | 25 | 25 | 26 | 26 | 27 | 27 | 28 | 28 | 29 | 29 | 30 | 30 | 0 | 0 | 0 | 0 | 0 | 0 | 0 | 0 | 0 | 0 | 0 | 0 | 0 | 0 | 0 | 0 | 0 | 0
|  |  | Number of semi annual periods in year | 2 | periods
|  |  | Delay in construction - sensitivity | 0 | months
|  |  | Months in semi annual period | 6 | months
|  |  | Operations and post contract period counter | 0 | counter | 0 | 0 | 0 | 0 | 0 | 0 | 0 | 0 | 0 | 0 | 1 | 2 | 3 | 4 | 5 | 6 | 7 | 8 | 9 | 10 | 11 | 12 | 13 | 14 | 15 | 16 | 17 | 18 | 19 | 20 | 21 | 22 | 23 | 24 | 25 | 26 | 27 | 28 | 29 | 30 | 31 | 32 | 33 | 34 | 35 | 36 | 37 | 38 | 39 | 40 | 41 | 42 | 43 | 44 | 45 | 46 | 47 | 48 | 49 | 50 | 51 | 52 | 53 | 54 | 55 | 56 | 57 | 58 | 59 | 60 | 61 | 62 | 63 | 64 | 65 | 66 | 67 | 68 | 69 | 70 | 71 | 72 | 73 | 74 | 75 | 76 | 77 | 78
|  |  | Operations and post contract semi annual period |  | half year # |  |  | 0 | 0 | 0 | 0 | 0 | 0 | 0 | 0 | 1 | 2 | 1 | 2 | 1 | 2 | 1 | 2 | 1 | 2 | 1 | 2 | 1 | 2 | 1 | 2 | 1 | 2 | 1 | 2 | 1 | 2 | 1 | 2 | 1 | 2 | 1 | 2 | 1 | 2 | 1 | 2 | 1 | 2 | 1 | 2 | 1 | 2 | 1 | 2 | 1 | 2 | 1 | 2 | 1 | 2 | 1 | 2 | 1 | 2 | 1 | 2 | 1 | 2 | 1 | 2 | 1 | 2 | 1 | 2 | 1 | 2 | 1 | 2 | 1 | 2 | 1 | 2 | 1 | 2 | 1 | 2 | 1 | 2 | 1 | 2 | 1 | 2
CONTRACT PERIOD COUNTERS
|  |  | Start of operations / contract date | 2025-07-01 | date
|  |  | Length of PPA | 30 | years
|  |  | Months in year | 12 | months
|  |  | End of PPA contract date | 2055-06-30 | date
|  |  | PPA period flag | 0 | flag | 60 | 0 | 0 | 0 | 0 | 0 | 0 | 0 | 0 | 0 | 1 | 1 | 1 | 1 | 1 | 1 | 1 | 1 | 1 | 1 | 1 | 1 | 1 | 1 | 1 | 1 | 1 | 1 | 1 | 1 | 1 | 1 | 1 | 1 | 1 | 1 | 1 | 1 | 1 | 1 | 1 | 1 | 1 | 1 | 1 | 1 | 1 | 1 | 1 | 1 | 1 | 1 | 1 | 1 | 1 | 1 | 1 | 1 | 1 | 1 | 1 | 1 | 1 | 1 | 1 | 1 | 1 | 1 | 1 | 1 | 0 | 0 | 0 | 0 | 0 | 0 | 0 | 0 | 0 | 0 | 0 | 0 | 0 | 0 | 0 | 0 | 0 | 0
|  |  | PPA period counter |  | counter |  |  | 0 | 0 | 0 | 0 | 0 | 0 | 0 | 0 | 1 | 2 | 3 | 4 | 5 | 6 | 7 | 8 | 9 | 10 | 11 | 12 | 13 | 14 | 15 | 16 | 17 | 18 | 19 | 20 | 21 | 22 | 23 | 24 | 25 | 26 | 27 | 28 | 29 | 30 | 31 | 32 | 33 | 34 | 35 | 36 | 37 | 38 | 39 | 40 | 41 | 42 | 43 | 44 | 45 | 46 | 47 | 48 | 49 | 50 | 51 | 52 | 53 | 54 | 55 | 56 | 57 | 58 | 59 | 60 | 0 | 0 | 0 | 0 | 0 | 0 | 0 | 0 | 0 | 0 | 0 | 0 | 0 | 0 | 0 | 0 | 0 | 0
|  |  | Operations year number | 0 | counter | 0 | 0 | 0 | 0 | 0 | 0 | 0 | 0 | 0 | 0 | 1 | 1 | 2 | 2 | 3 | 3 | 4 | 4 | 5 | 5 | 6 | 6 | 7 | 7 | 8 | 8 | 9 | 9 | 10 | 10 | 11 | 11 | 12 | 12 | 13 | 13 | 14 | 14 | 15 | 15 | 16 | 16 | 17 | 17 | 18 | 18 | 19 | 19 | 20 | 20 | 21 | 21 | 22 | 22 | 23 | 23 | 24 | 24 | 25 | 25 | 26 | 26 | 27 | 27 | 28 | 28 | 29 | 29 | 30 | 30 | 0 | 0 | 0 | 0 | 0 | 0 | 0 | 0 | 0 | 0 | 0 | 0 | 0 | 0 | 0 | 0 | 0 | 0
|  |  | PPA period flag | 0 | flag | 60 | 0 | 0 | 0 | 0 | 0 | 0 | 0 | 0 | 0 | 1 | 1 | 1 | 1 | 1 | 1 | 1 | 1 | 1 | 1 | 1 | 1 | 1 | 1 | 1 | 1 | 1 | 1 | 1 | 1 | 1 | 1 | 1 | 1 | 1 | 1 | 1 | 1 | 1 | 1 | 1 | 1 | 1 | 1 | 1 | 1 | 1 | 1 | 1 | 1 | 1 | 1 | 1 | 1 | 1 | 1 | 1 | 1 | 1 | 1 | 1 | 1 | 1 | 1 | 1 | 1 | 1 | 1 | 1 | 1 | 0 | 0 | 0 | 0 | 0 | 0 | 0 | 0 | 0 | 0 | 0 | 0 | 0 | 0 | 0 | 0 | 0 | 0
|  |  | PPA year |  | counter |  |  | 0 | 0 | 0 | 0 | 0 | 0 | 0 | 0 | 1 | 1 | 2 | 2 | 3 | 3 | 4 | 4 | 5 | 5 | 6 | 6 | 7 | 7 | 8 | 8 | 9 | 9 | 10 | 10 | 11 | 11 | 12 | 12 | 13 | 13 | 14 | 14 | 15 | 15 | 16 | 16 | 17 | 17 | 18 | 18 | 19 | 19 | 20 | 20 | 21 | 21 | 22 | 22 | 23 | 23 | 24 | 24 | 25 | 25 | 26 | 26 | 27 | 27 | 28 | 28 | 29 | 29 | 30 | 30 | 0 | 0 | 0 | 0 | 0 | 0 | 0 | 0 | 0 | 0 | 0 | 0 | 0 | 0 | 0 | 0 | 0 | 0
Elapsed operational year
|  |  | Operations year number | 0 | counter | 0 | 0 | 0 | 0 | 0 | 0 | 0 | 0 | 0 | 0 | 1 | 1 | 2 | 2 | 3 | 3 | 4 | 4 | 5 | 5 | 6 | 6 | 7 | 7 | 8 | 8 | 9 | 9 | 10 | 10 | 11 | 11 | 12 | 12 | 13 | 13 | 14 | 14 | 15 | 15 | 16 | 16 | 17 | 17 | 18 | 18 | 19 | 19 | 20 | 20 | 21 | 21 | 22 | 22 | 23 | 23 | 24 | 24 | 25 | 25 | 26 | 26 | 27 | 27 | 28 | 28 | 29 | 29 | 30 | 30 | 0 | 0 | 0 | 0 | 0 | 0 | 0 | 0 | 0 | 0 | 0 | 0 | 0 | 0 | 0 | 0 | 0 | 0
|  |  | Elapsed operational year counter |  | counter |  |  | 0 | 0 | 0 | 0 | 0 | 0 | 0 | 0 | 0 | 0 | 1 | 1 | 2 | 2 | 3 | 3 | 4 | 4 | 5 | 5 | 6 | 6 | 7 | 7 | 8 | 8 | 9 | 9 | 10 | 10 | 11 | 11 | 12 | 12 | 13 | 13 | 14 | 14 | 15 | 15 | 16 | 16 | 17 | 17 | 18 | 18 | 19 | 19 | 20 | 20 | 21 | 21 | 22 | 22 | 23 | 23 | 24 | 24 | 25 | 25 | 26 | 26 | 27 | 27 | 28 | 28 | 29 | 29 | 0 | 0 | 0 | 0 | 0 | 0 | 0 | 0 | 0 | 0 | 0 | 0 | 0 | 0 | 0 | 0 | 0 | 0
FLAGS
Financial close date flag
|  |  | Financial close date | 2023-03-31 | date
|  |  | Model period end date | 0 | date | 0 | 0 | 2021-12-31 | 2022-06-30 | 2022-12-31 | 2023-06-30 | 2023-12-31 | 2024-06-30 | 2024-12-31 | 2025-06-30 | 2025-12-31 | 2026-06-30 | 2026-12-31 | 2027-06-30 | 2027-12-31 | 2028-06-30 | 2028-12-31 | 2029-06-30 | 2029-12-31 | 2030-06-30 | 2030-12-31 | 2031-06-30 | 2031-12-31 | 2032-06-30 | 2032-12-31 | 2033-06-30 | 2033-12-31 | 2034-06-30 | 2034-12-31 | 2035-06-30 | 2035-12-31 | 2036-06-30 | 2036-12-31 | 2037-06-30 | 2037-12-31 | 2038-06-30 | 2038-12-31 | 2039-06-30 | 2039-12-31 | 2040-06-30 | 2040-12-31 | 2041-06-30 | 2041-12-31 | 2042-06-30 | 2042-12-31 | 2043-06-30 | 2043-12-31 | 2044-06-30 | 2044-12-31 | 2045-06-30 | 2045-12-31 | 2046-06-30 | 2046-12-31 | 2047-06-30 | 2047-12-31 | 2048-06-30 | 2048-12-31 | 2049-06-30 | 2049-12-31 | 2050-06-30 | 2050-12-31 | 2051-06-30 | 2051-12-31 | 2052-06-30 | 2052-12-31 | 2053-06-30 | 2053-12-31 | 2054-06-30 | 2054-12-31 | 2055-06-30 | 2055-12-31 | 2056-06-30 | 2056-12-31 | 2057-06-30 | 2057-12-31 | 2058-06-30 | 2058-12-31 | 2059-06-30 | 2059-12-31 | 2060-06-30 | 2060-12-31 | 2061-06-30 | 2061-12-31 | 2062-06-30 | 2062-12-31 | 2063-06-30 | 2063-12-31 | 2064-06-30
|  |  | Financial close date flag |  | flag | 1 |  | 0 | 0 | 0 | 1 | 0 | 0 | 0 | 0 | 0 | 0 | 0 | 0 | 0 | 0 | 0 | 0 | 0 | 0 | 0 | 0 | 0 | 0 | 0 | 0 | 0 | 0 | 0 | 0 | 0 | 0 | 0 | 0 | 0 | 0 | 0 | 0 | 0 | 0 | 0 | 0 | 0 | 0 | 0 | 0 | 0 | 0 | 0 | 0 | 0 | 0 | 0 | 0 | 0 | 0 | 0 | 0 | 0 | 0 | 0 | 0 | 0 | 0 | 0 | 0 | 0 | 0 | 0 | 0 | 0 | 0 | 0 | 0 | 0 | 0 | 0 | 0 | 0 | 0 | 0 | 0 | 0 | 0 | 0 | 0 | 0 | 0
First construction period flag
|  |  | Financial close date flag | 0 | flag | 1 | 0 | 0 | 0 | 0 | 1 | 0 | 0 | 0 | 0 | 0 | 0 | 0 | 0 | 0 | 0 | 0 | 0 | 0 | 0 | 0 | 0 | 0 | 0 | 0 | 0 | 0 | 0 | 0 | 0 | 0 | 0 | 0 | 0 | 0 | 0 | 0 | 0 | 0 | 0 | 0 | 0 | 0 | 0 | 0 | 0 | 0 | 0 | 0 | 0 | 0 | 0 | 0 | 0 | 0 | 0 | 0 | 0 | 0 | 0 | 0 | 0 | 0 | 0 | 0 | 0 | 0 | 0 | 0 | 0 | 0 | 0 | 0 | 0 | 0 | 0 | 0 | 0 | 0 | 0 | 0 | 0 | 0 | 0 | 0 | 0 | 0 | 0
|  |  | First full construction period flag |  | flag | 1 |  | 0 | 0 | 0 | 0 | 1 | 0 | 0 | 0 | 0 | 0 | 0 | 0 | 0 | 0 | 0 | 0 | 0 | 0 | 0 | 0 | 0 | 0 | 0 | 0 | 0 | 0 | 0 | 0 | 0 | 0 | 0 | 0 | 0 | 0 | 0 | 0 | 0 | 0 | 0 | 0 | 0 | 0 | 0 | 0 | 0 | 0 | 0 | 0 | 0 | 0 | 0 | 0 | 0 | 0 | 0 | 0 | 0 | 0 | 0 | 0 | 0 | 0 | 0 | 0 | 0 | 0 | 0 | 0 | 0 | 0 | 0 | 0 | 0 | 0 | 0 | 0 | 0 | 0 | 0 | 0 | 0 | 0 | 0 | 0 | 0 | 0
Start of construction date flag
|  |  | Start of construction date | 2023-04-01 | date
|  |  | Model period end date | 0 | date | 0 | 0 | 2021-12-31 | 2022-06-30 | 2022-12-31 | 2023-06-30 | 2023-12-31 | 2024-06-30 | 2024-12-31 | 2025-06-30 | 2025-12-31 | 2026-06-30 | 2026-12-31 | 2027-06-30 | 2027-12-31 | 2028-06-30 | 2028-12-31 | 2029-06-30 | 2029-12-31 | 2030-06-30 | 2030-12-31 | 2031-06-30 | 2031-12-31 | 2032-06-30 | 2032-12-31 | 2033-06-30 | 2033-12-31 | 2034-06-30 | 2034-12-31 | 2035-06-30 | 2035-12-31 | 2036-06-30 | 2036-12-31 | 2037-06-30 | 2037-12-31 | 2038-06-30 | 2038-12-31 | 2039-06-30 | 2039-12-31 | 2040-06-30 | 2040-12-31 | 2041-06-30 | 2041-12-31 | 2042-06-30 | 2042-12-31 | 2043-06-30 | 2043-12-31 | 2044-06-30 | 2044-12-31 | 2045-06-30 | 2045-12-31 | 2046-06-30 | 2046-12-31 | 2047-06-30 | 2047-12-31 | 2048-06-30 | 2048-12-31 | 2049-06-30 | 2049-12-31 | 2050-06-30 | 2050-12-31 | 2051-06-30 | 2051-12-31 | 2052-06-30 | 2052-12-31 | 2053-06-30 | 2053-12-31 | 2054-06-30 | 2054-12-31 | 2055-06-30 | 2055-12-31 | 2056-06-30 | 2056-12-31 | 2057-06-30 | 2057-12-31 | 2058-06-30 | 2058-12-31 | 2059-06-30 | 2059-12-31 | 2060-06-30 | 2060-12-31 | 2061-06-30 | 2061-12-31 | 2062-06-30 | 2062-12-31 | 2063-06-30 | 2063-12-31 | 2064-06-30
|  |  | Start of construction date flag |  | flag | 1 |  | 0 | 0 | 0 | 1 | 0 | 0 | 0 | 0 | 0 | 0 | 0 | 0 | 0 | 0 | 0 | 0 | 0 | 0 | 0 | 0 | 0 | 0 | 0 | 0 | 0 | 0 | 0 | 0 | 0 | 0 | 0 | 0 | 0 | 0 | 0 | 0 | 0 | 0 | 0 | 0 | 0 | 0 | 0 | 0 | 0 | 0 | 0 | 0 | 0 | 0 | 0 | 0 | 0 | 0 | 0 | 0 | 0 | 0 | 0 | 0 | 0 | 0 | 0 | 0 | 0 | 0 | 0 | 0 | 0 | 0 | 0 | 0 | 0 | 0 | 0 | 0 | 0 | 0 | 0 | 0 | 0 | 0 | 0 | 0 | 0 | 0
End of construction / conversion date flag
|  |  | End of construction date | 2025-06-30 | date
|  |  | Model period end date | 0 | date | 0 | 0 | 2021-12-31 | 2022-06-30 | 2022-12-31 | 2023-06-30 | 2023-12-31 | 2024-06-30 | 2024-12-31 | 2025-06-30 | 2025-12-31 | 2026-06-30 | 2026-12-31 | 2027-06-30 | 2027-12-31 | 2028-06-30 | 2028-12-31 | 2029-06-30 | 2029-12-31 | 2030-06-30 | 2030-12-31 | 2031-06-30 | 2031-12-31 | 2032-06-30 | 2032-12-31 | 2033-06-30 | 2033-12-31 | 2034-06-30 | 2034-12-31 | 2035-06-30 | 2035-12-31 | 2036-06-30 | 2036-12-31 | 2037-06-30 | 2037-12-31 | 2038-06-30 | 2038-12-31 | 2039-06-30 | 2039-12-31 | 2040-06-30 | 2040-12-31 | 2041-06-30 | 2041-12-31 | 2042-06-30 | 2042-12-31 | 2043-06-30 | 2043-12-31 | 2044-06-30 | 2044-12-31 | 2045-06-30 | 2045-12-31 | 2046-06-30 | 2046-12-31 | 2047-06-30 | 2047-12-31 | 2048-06-30 | 2048-12-31 | 2049-06-30 | 2049-12-31 | 2050-06-30 | 2050-12-31 | 2051-06-30 | 2051-12-31 | 2052-06-30 | 2052-12-31 | 2053-06-30 | 2053-12-31 | 2054-06-30 | 2054-12-31 | 2055-06-30 | 2055-12-31 | 2056-06-30 | 2056-12-31 | 2057-06-30 | 2057-12-31 | 2058-06-30 | 2058-12-31 | 2059-06-30 | 2059-12-31 | 2060-06-30 | 2060-12-31 | 2061-06-30 | 2061-12-31 | 2062-06-30 | 2062-12-31 | 2063-06-30 | 2063-12-31 | 2064-06-30
|  |  | End of construction / conversion date flag |  | flag | 1 |  | 0 | 0 | 0 | 0 | 0 | 0 | 0 | 1 | 0 | 0 | 0 | 0 | 0 | 0 | 0 | 0 | 0 | 0 | 0 | 0 | 0 | 0 | 0 | 0 | 0 | 0 | 0 | 0 | 0 | 0 | 0 | 0 | 0 | 0 | 0 | 0 | 0 | 0 | 0 | 0 | 0 | 0 | 0 | 0 | 0 | 0 | 0 | 0 | 0 | 0 | 0 | 0 | 0 | 0 | 0 | 0 | 0 | 0 | 0 | 0 | 0 | 0 | 0 | 0 | 0 | 0 | 0 | 0 | 0 | 0 | 0 | 0 | 0 | 0 | 0 | 0 | 0 | 0 | 0 | 0 | 0 | 0 | 0 | 0 | 0 | 0
Construction period flag
|  |  | Start of construction date flag | 0 | flag | 1 | 0 | 0 | 0 | 0 | 1 | 0 | 0 | 0 | 0 | 0 | 0 | 0 | 0 | 0 | 0 | 0 | 0 | 0 | 0 | 0 | 0 | 0 | 0 | 0 | 0 | 0 | 0 | 0 | 0 | 0 | 0 | 0 | 0 | 0 | 0 | 0 | 0 | 0 | 0 | 0 | 0 | 0 | 0 | 0 | 0 | 0 | 0 | 0 | 0 | 0 | 0 | 0 | 0 | 0 | 0 | 0 | 0 | 0 | 0 | 0 | 0 | 0 | 0 | 0 | 0 | 0 | 0 | 0 | 0 | 0 | 0 | 0 | 0 | 0 | 0 | 0 | 0 | 0 | 0 | 0 | 0 | 0 | 0 | 0 | 0 | 0 | 0
|  |  | End of construction / conversion date flag | 0 | flag | 1 | 0 | 0 | 0 | 0 | 0 | 0 | 0 | 0 | 1 | 0 | 0 | 0 | 0 | 0 | 0 | 0 | 0 | 0 | 0 | 0 | 0 | 0 | 0 | 0 | 0 | 0 | 0 | 0 | 0 | 0 | 0 | 0 | 0 | 0 | 0 | 0 | 0 | 0 | 0 | 0 | 0 | 0 | 0 | 0 | 0 | 0 | 0 | 0 | 0 | 0 | 0 | 0 | 0 | 0 | 0 | 0 | 0 | 0 | 0 | 0 | 0 | 0 | 0 | 0 | 0 | 0 | 0 | 0 | 0 | 0 | 0 | 0 | 0 | 0 | 0 | 0 | 0 | 0 | 0 | 0 | 0 | 0 | 0 | 0 | 0 | 0 | 0
|  |  | Construction period flag |  | flag | 5 |  | 0 | 0 | 0 | 1 | 1 | 1 | 1 | 1 | 0 | 0 | 0 | 0 | 0 | 0 | 0 | 0 | 0 | 0 | 0 | 0 | 0 | 0 | 0 | 0 | 0 | 0 | 0 | 0 | 0 | 0 | 0 | 0 | 0 | 0 | 0 | 0 | 0 | 0 | 0 | 0 | 0 | 0 | 0 | 0 | 0 | 0 | 0 | 0 | 0 | 0 | 0 | 0 | 0 | 0 | 0 | 0 | 0 | 0 | 0 | 0 | 0 | 0 | 0 | 0 | 0 | 0 | 0 | 0 | 0 | 0 | 0 | 0 | 0 | 0 | 0 | 0 | 0 | 0 | 0 | 0 | 0 | 0 | 0 | 0 | 0 | 0
FC and construction periods
|  |  | Construction period flag | 0 | flag | 5 | 0 | 0 | 0 | 0 | 1 | 1 | 1 | 1 | 1 | 0 | 0 | 0 | 0 | 0 | 0 | 0 | 0 | 0 | 0 | 0 | 0 | 0 | 0 | 0 | 0 | 0 | 0 | 0 | 0 | 0 | 0 | 0 | 0 | 0 | 0 | 0 | 0 | 0 | 0 | 0 | 0 | 0 | 0 | 0 | 0 | 0 | 0 | 0 | 0 | 0 | 0 | 0 | 0 | 0 | 0 | 0 | 0 | 0 | 0 | 0 | 0 | 0 | 0 | 0 | 0 | 0 | 0 | 0 | 0 | 0 | 0 | 0 | 0 | 0 | 0 | 0 | 0 | 0 | 0 | 0 | 0 | 0 | 0 | 0 | 0 | 0 | 0
|  |  | Financial close date flag | 0 | flag | 1 | 0 | 0 | 0 | 0 | 1 | 0 | 0 | 0 | 0 | 0 | 0 | 0 | 0 | 0 | 0 | 0 | 0 | 0 | 0 | 0 | 0 | 0 | 0 | 0 | 0 | 0 | 0 | 0 | 0 | 0 | 0 | 0 | 0 | 0 | 0 | 0 | 0 | 0 | 0 | 0 | 0 | 0 | 0 | 0 | 0 | 0 | 0 | 0 | 0 | 0 | 0 | 0 | 0 | 0 | 0 | 0 | 0 | 0 | 0 | 0 | 0 | 0 | 0 | 0 | 0 | 0 | 0 | 0 | 0 | 0 | 0 | 0 | 0 | 0 | 0 | 0 | 0 | 0 | 0 | 0 | 0 | 0 | 0 | 0 | 0 | 0 | 0
|  |  | FC and construction periods |  | flag | 5 |  | 0 | 0 | 0 | 1 | 1 | 1 | 1 | 1 | 0 | 0 | 0 | 0 | 0 | 0 | 0 | 0 | 0 | 0 | 0 | 0 | 0 | 0 | 0 | 0 | 0 | 0 | 0 | 0 | 0 | 0 | 0 | 0 | 0 | 0 | 0 | 0 | 0 | 0 | 0 | 0 | 0 | 0 | 0 | 0 | 0 | 0 | 0 | 0 | 0 | 0 | 0 | 0 | 0 | 0 | 0 | 0 | 0 | 0 | 0 | 0 | 0 | 0 | 0 | 0 | 0 | 0 | 0 | 0 | 0 | 0 | 0 | 0 | 0 | 0 | 0 | 0 | 0 | 0 | 0 | 0 | 0 | 0 | 0 | 0 | 0 | 0
First operations period flag
|  |  | Start of operations / contract date | 2025-07-01 | date
|  |  | Model period end date | 0 | date | 0 | 0 | 2021-12-31 | 2022-06-30 | 2022-12-31 | 2023-06-30 | 2023-12-31 | 2024-06-30 | 2024-12-31 | 2025-06-30 | 2025-12-31 | 2026-06-30 | 2026-12-31 | 2027-06-30 | 2027-12-31 | 2028-06-30 | 2028-12-31 | 2029-06-30 | 2029-12-31 | 2030-06-30 | 2030-12-31 | 2031-06-30 | 2031-12-31 | 2032-06-30 | 2032-12-31 | 2033-06-30 | 2033-12-31 | 2034-06-30 | 2034-12-31 | 2035-06-30 | 2035-12-31 | 2036-06-30 | 2036-12-31 | 2037-06-30 | 2037-12-31 | 2038-06-30 | 2038-12-31 | 2039-06-30 | 2039-12-31 | 2040-06-30 | 2040-12-31 | 2041-06-30 | 2041-12-31 | 2042-06-30 | 2042-12-31 | 2043-06-30 | 2043-12-31 | 2044-06-30 | 2044-12-31 | 2045-06-30 | 2045-12-31 | 2046-06-30 | 2046-12-31 | 2047-06-30 | 2047-12-31 | 2048-06-30 | 2048-12-31 | 2049-06-30 | 2049-12-31 | 2050-06-30 | 2050-12-31 | 2051-06-30 | 2051-12-31 | 2052-06-30 | 2052-12-31 | 2053-06-30 | 2053-12-31 | 2054-06-30 | 2054-12-31 | 2055-06-30 | 2055-12-31 | 2056-06-30 | 2056-12-31 | 2057-06-30 | 2057-12-31 | 2058-06-30 | 2058-12-31 | 2059-06-30 | 2059-12-31 | 2060-06-30 | 2060-12-31 | 2061-06-30 | 2061-12-31 | 2062-06-30 | 2062-12-31 | 2063-06-30 | 2063-12-31 | 2064-06-30
|  |  | First operations period flag |  | flag | 1 |  | 0 | 0 | 0 | 0 | 0 | 0 | 0 | 0 | 1 | 0 | 0 | 0 | 0 | 0 | 0 | 0 | 0 | 0 | 0 | 0 | 0 | 0 | 0 | 0 | 0 | 0 | 0 | 0 | 0 | 0 | 0 | 0 | 0 | 0 | 0 | 0 | 0 | 0 | 0 | 0 | 0 | 0 | 0 | 0 | 0 | 0 | 0 | 0 | 0 | 0 | 0 | 0 | 0 | 0 | 0 | 0 | 0 | 0 | 0 | 0 | 0 | 0 | 0 | 0 | 0 | 0 | 0 | 0 | 0 | 0 | 0 | 0 | 0 | 0 | 0 | 0 | 0 | 0 | 0 | 0 | 0 | 0 | 0 | 0 | 0 | 0
First full operation period flag
|  |  | Full contract period flag | 0 | flag | 60 | 0 | 0 | 0 | 0 | 0 | 0 | 0 | 0 | 0 | 1 | 1 | 1 | 1 | 1 | 1 | 1 | 1 | 1 | 1 | 1 | 1 | 1 | 1 | 1 | 1 | 1 | 1 | 1 | 1 | 1 | 1 | 1 | 1 | 1 | 1 | 1 | 1 | 1 | 1 | 1 | 1 | 1 | 1 | 1 | 1 | 1 | 1 | 1 | 1 | 1 | 1 | 1 | 1 | 1 | 1 | 1 | 1 | 1 | 1 | 1 | 1 | 1 | 1 | 1 | 1 | 1 | 1 | 1 | 1 | 0 | 0 | 0 | 0 | 0 | 0 | 0 | 0 | 0 | 0 | 0 | 0 | 0 | 0 | 0 | 0 | 0 | 0
|  |  | First full operation period flag |  | flag | 1 |  | 0 | 0 | 0 | 0 | 0 | 0 | 0 | 0 | 1 | 0 | 0 | 0 | 0 | 0 | 0 | 0 | 0 | 0 | 0 | 0 | 0 | 0 | 0 | 0 | 0 | 0 | 0 | 0 | 0 | 0 | 0 | 0 | 0 | 0 | 0 | 0 | 0 | 0 | 0 | 0 | 0 | 0 | 0 | 0 | 0 | 0 | 0 | 0 | 0 | 0 | 0 | 0 | 0 | 0 | 0 | 0 | 0 | 0 | 0 | 0 | 0 | 0 | 0 | 0 | 0 | 0 | 0 | 0 | 0 | 0 | 0 | 0 | 0 | 0 | 0 | 0 | 0 | 0 | 0 | 0 | 0 | 0 | 0 | 0 | 0 | 0
Early Generation periods
|  |  | Pre-operations energy charge | 0 | USD 000s | 19452.0951 | 0 | 0 | 0 | 0 | 0 | 0 | 6319.2143 | 6813.6665 | 6319.2143 | 0 | 0 | 0 | 0 | 0 | 0 | 0 | 0 | 0 | 0 | 0 | 0 | 0 | 0 | 0 | 0 | 0 | 0 | 0 | 0 | 0 | 0 | 0 | 0 | 0 | 0 | 0 | 0 | 0 | 0 | 0 | 0 | 0 | 0 | 0 | 0 | 0 | 0 | 0 | 0 | 0 | 0 | 0 | 0 | 0 | 0 | 0 | 0 | 0 | 0 | 0 | 0 | 0 | 0 | 0 | 0 | 0 | 0 | 0 | 0 | 0 | 0 | 0 | 0 | 0 | 0 | 0 | 0 | 0 | 0 | 0 | 0 | 0 | 0 | 0 | 0 | 0 | 0
|  |  | EGR periods flag |  | flag | 3 |  | 0 | 0 | 0 | 0 | 0 | 1 | 1 | 1 | 0 | 0 | 0 | 0 | 0 | 0 | 0 | 0 | 0 | 0 | 0 | 0 | 0 | 0 | 0 | 0 | 0 | 0 | 0 | 0 | 0 | 0 | 0 | 0 | 0 | 0 | 0 | 0 | 0 | 0 | 0 | 0 | 0 | 0 | 0 | 0 | 0 | 0 | 0 | 0 | 0 | 0 | 0 | 0 | 0 | 0 | 0 | 0 | 0 | 0 | 0 | 0 | 0 | 0 | 0 | 0 | 0 | 0 | 0 | 0 | 0 | 0 | 0 | 0 | 0 | 0 | 0 | 0 | 0 | 0 | 0 | 0 | 0 | 0 | 0 | 0 | 0 | 0
|  |  | EGR periods flag | 0 | flag | 3 | 0 | 0 | 0 | 0 | 0 | 0 | 1 | 1 | 1 | 0 | 0 | 0 | 0 | 0 | 0 | 0 | 0 | 0 | 0 | 0 | 0 | 0 | 0 | 0 | 0 | 0 | 0 | 0 | 0 | 0 | 0 | 0 | 0 | 0 | 0 | 0 | 0 | 0 | 0 | 0 | 0 | 0 | 0 | 0 | 0 | 0 | 0 | 0 | 0 | 0 | 0 | 0 | 0 | 0 | 0 | 0 | 0 | 0 | 0 | 0 | 0 | 0 | 0 | 0 | 0 | 0 | 0 | 0 | 0 | 0 | 0 | 0 | 0 | 0 | 0 | 0 | 0 | 0 | 0 | 0 | 0 | 0 | 0 | 0 | 0 | 0 | 0
|  |  | Full contract period flag | 0 | flag | 60 | 0 | 0 | 0 | 0 | 0 | 0 | 0 | 0 | 0 | 1 | 1 | 1 | 1 | 1 | 1 | 1 | 1 | 1 | 1 | 1 | 1 | 1 | 1 | 1 | 1 | 1 | 1 | 1 | 1 | 1 | 1 | 1 | 1 | 1 | 1 | 1 | 1 | 1 | 1 | 1 | 1 | 1 | 1 | 1 | 1 | 1 | 1 | 1 | 1 | 1 | 1 | 1 | 1 | 1 | 1 | 1 | 1 | 1 | 1 | 1 | 1 | 1 | 1 | 1 | 1 | 1 | 1 | 1 | 1 | 0 | 0 | 0 | 0 | 0 | 0 | 0 | 0 | 0 | 0 | 0 | 0 | 0 | 0 | 0 | 0 | 0 | 0
|  |  | 1st period of revenue |  | flag | 1 |  | 0 | 0 | 0 | 0 | 0 | 1 | 0 | 0 | 0 | 0 | 0 | 0 | 0 | 0 | 0 | 0 | 0 | 0 | 0 | 0 | 0 | 0 | 0 | 0 | 0 | 0 | 0 | 0 | 0 | 0 | 0 | 0 | 0 | 0 | 0 | 0 | 0 | 0 | 0 | 0 | 0 | 0 | 0 | 0 | 0 | 0 | 0 | 0 | 0 | 0 | 0 | 0 | 0 | 0 | 0 | 0 | 0 | 0 | 0 | 0 | 0 | 0 | 0 | 0 | 0 | 0 | 0 | 0 | 0 | 0 | 0 | 0 | 0 | 0 | 0 | 0 | 0 | 0 | 0 | 0 | 0 | 0 | 0 | 0 | 0 | 0
EGR period ppf - actual / actual
|  |  | First energy date | 2023-12-31 | date
|  |  | End of construction date | 2025-06-30 | date
|  |  | Model period start date | 0 | date | 0 | 0 | 2021-07-01 | 2022-01-01 | 2022-07-01 | 2023-01-01 | 2023-07-01 | 2024-01-01 | 2024-07-01 | 2025-01-01 | 2025-07-01 | 2026-01-01 | 2026-07-01 | 2027-01-01 | 2027-07-01 | 2028-01-01 | 2028-07-01 | 2029-01-01 | 2029-07-01 | 2030-01-01 | 2030-07-01 | 2031-01-01 | 2031-07-01 | 2032-01-01 | 2032-07-01 | 2033-01-01 | 2033-07-01 | 2034-01-01 | 2034-07-01 | 2035-01-01 | 2035-07-01 | 2036-01-01 | 2036-07-01 | 2037-01-01 | 2037-07-01 | 2038-01-01 | 2038-07-01 | 2039-01-01 | 2039-07-01 | 2040-01-01 | 2040-07-01 | 2041-01-01 | 2041-07-01 | 2042-01-01 | 2042-07-01 | 2043-01-01 | 2043-07-01 | 2044-01-01 | 2044-07-01 | 2045-01-01 | 2045-07-01 | 2046-01-01 | 2046-07-01 | 2047-01-01 | 2047-07-01 | 2048-01-01 | 2048-07-01 | 2049-01-01 | 2049-07-01 | 2050-01-01 | 2050-07-01 | 2051-01-01 | 2051-07-01 | 2052-01-01 | 2052-07-01 | 2053-01-01 | 2053-07-01 | 2054-01-01 | 2054-07-01 | 2055-01-01 | 2055-07-01 | 2056-01-01 | 2056-07-01 | 2057-01-01 | 2057-07-01 | 2058-01-01 | 2058-07-01 | 2059-01-01 | 2059-07-01 | 2060-01-01 | 2060-07-01 | 2061-01-01 | 2061-07-01 | 2062-01-01 | 2062-07-01 | 2063-01-01 | 2063-07-01 | 2064-01-01
|  |  | Model period end date | 0 | date | 0 | 0 | 2021-12-31 | 2022-06-30 | 2022-12-31 | 2023-06-30 | 2023-12-31 | 2024-06-30 | 2024-12-31 | 2025-06-30 | 2025-12-31 | 2026-06-30 | 2026-12-31 | 2027-06-30 | 2027-12-31 | 2028-06-30 | 2028-12-31 | 2029-06-30 | 2029-12-31 | 2030-06-30 | 2030-12-31 | 2031-06-30 | 2031-12-31 | 2032-06-30 | 2032-12-31 | 2033-06-30 | 2033-12-31 | 2034-06-30 | 2034-12-31 | 2035-06-30 | 2035-12-31 | 2036-06-30 | 2036-12-31 | 2037-06-30 | 2037-12-31 | 2038-06-30 | 2038-12-31 | 2039-06-30 | 2039-12-31 | 2040-06-30 | 2040-12-31 | 2041-06-30 | 2041-12-31 | 2042-06-30 | 2042-12-31 | 2043-06-30 | 2043-12-31 | 2044-06-30 | 2044-12-31 | 2045-06-30 | 2045-12-31 | 2046-06-30 | 2046-12-31 | 2047-06-30 | 2047-12-31 | 2048-06-30 | 2048-12-31 | 2049-06-30 | 2049-12-31 | 2050-06-30 | 2050-12-31 | 2051-06-30 | 2051-12-31 | 2052-06-30 | 2052-12-31 | 2053-06-30 | 2053-12-31 | 2054-06-30 | 2054-12-31 | 2055-06-30 | 2055-12-31 | 2056-06-30 | 2056-12-31 | 2057-06-30 | 2057-12-31 | 2058-06-30 | 2058-12-31 | 2059-06-30 | 2059-12-31 | 2060-06-30 | 2060-12-31 | 2061-06-30 | 2061-12-31 | 2062-06-30 | 2062-12-31 | 2063-06-30 | 2063-12-31 | 2064-06-30
|  |  | Days in EGR period |  | days | 548 |  | 0 | 0 | 0 | 0 | 1 | 182 | 184 | 181 | 0 | 0 | 0 | 0 | 0 | 0 | 0 | 0 | 0 | 0 | 0 | 0 | 0 | 0 | 0 | 0 | 0 | 0 | 0 | 0 | 0 | 0 | 0 | 0 | 0 | 0 | 0 | 0 | 0 | 0 | 0 | 0 | 0 | 0 | 0 | 0 | 0 | 0 | 0 | 0 | 0 | 0 | 0 | 0 | 0 | 0 | 0 | 0 | 0 | 0 | 0 | 0 | 0 | 0 | 0 | 0 | 0 | 0 | 0 | 0 | 0 | 0 | 0 | 0 | 0 | 0 | 0 | 0 | 0 | 0 | 0 | 0 | 0 | 0 | 0 | 0 | 0 | 0
|  |  | Days in EGR period | 0 | days | 548 | 0 | 0 | 0 | 0 | 0 | 1 | 182 | 184 | 181 | 0 | 0 | 0 | 0 | 0 | 0 | 0 | 0 | 0 | 0 | 0 | 0 | 0 | 0 | 0 | 0 | 0 | 0 | 0 | 0 | 0 | 0 | 0 | 0 | 0 | 0 | 0 | 0 | 0 | 0 | 0 | 0 | 0 | 0 | 0 | 0 | 0 | 0 | 0 | 0 | 0 | 0 | 0 | 0 | 0 | 0 | 0 | 0 | 0 | 0 | 0 | 0 | 0 | 0 | 0 | 0 | 0 | 0 | 0 | 0 | 0 | 0 | 0 | 0 | 0 | 0 | 0 | 0 | 0 | 0 | 0 | 0 | 0 | 0 | 0 | 0 | 0 | 0
|  |  | Days in period | 0 | days | 15706 | 0 | 184 | 181 | 184 | 181 | 184 | 182 | 184 | 181 | 184 | 181 | 184 | 181 | 184 | 182 | 184 | 181 | 184 | 181 | 184 | 181 | 184 | 182 | 184 | 181 | 184 | 181 | 184 | 181 | 184 | 182 | 184 | 181 | 184 | 181 | 184 | 181 | 184 | 182 | 184 | 181 | 184 | 181 | 184 | 181 | 184 | 182 | 184 | 181 | 184 | 181 | 184 | 181 | 184 | 182 | 184 | 181 | 184 | 181 | 184 | 181 | 184 | 182 | 184 | 181 | 184 | 181 | 184 | 181 | 184 | 182 | 184 | 181 | 184 | 181 | 184 | 181 | 184 | 182 | 184 | 181 | 184 | 181 | 184 | 181 | 184 | 182
|  |  | EGR period ppf - actual / actual |  | factor | 3.0054 |  | 0 | 0 | 0 | 0 | 0.0054348 | 1 | 1 | 1 | 0 | 0 | 0 | 0 | 0 | 0 | 0 | 0 | 0 | 0 | 0 | 0 | 0 | 0 | 0 | 0 | 0 | 0 | 0 | 0 | 0 | 0 | 0 | 0 | 0 | 0 | 0 | 0 | 0 | 0 | 0 | 0 | 0 | 0 | 0 | 0 | 0 | 0 | 0 | 0 | 0 | 0 | 0 | 0 | 0 | 0 | 0 | 0 | 0 | 0 | 0 | 0 | 0 | 0 | 0 | 0 | 0 | 0 | 0 | 0 | 0 | 0 | 0 | 0 | 0 | 0 | 0 | 0 | 0 | 0 | 0 | 0 | 0 | 0 | 0 | 0 | 0 | 0
End of contract period flag
|  |  | End of PPA contract date | 2055-06-30 | date
|  |  | Model period end date | 0 | date | 0 | 0 | 2021-12-31 | 2022-06-30 | 2022-12-31 | 2023-06-30 | 2023-12-31 | 2024-06-30 | 2024-12-31 | 2025-06-30 | 2025-12-31 | 2026-06-30 | 2026-12-31 | 2027-06-30 | 2027-12-31 | 2028-06-30 | 2028-12-31 | 2029-06-30 | 2029-12-31 | 2030-06-30 | 2030-12-31 | 2031-06-30 | 2031-12-31 | 2032-06-30 | 2032-12-31 | 2033-06-30 | 2033-12-31 | 2034-06-30 | 2034-12-31 | 2035-06-30 | 2035-12-31 | 2036-06-30 | 2036-12-31 | 2037-06-30 | 2037-12-31 | 2038-06-30 | 2038-12-31 | 2039-06-30 | 2039-12-31 | 2040-06-30 | 2040-12-31 | 2041-06-30 | 2041-12-31 | 2042-06-30 | 2042-12-31 | 2043-06-30 | 2043-12-31 | 2044-06-30 | 2044-12-31 | 2045-06-30 | 2045-12-31 | 2046-06-30 | 2046-12-31 | 2047-06-30 | 2047-12-31 | 2048-06-30 | 2048-12-31 | 2049-06-30 | 2049-12-31 | 2050-06-30 | 2050-12-31 | 2051-06-30 | 2051-12-31 | 2052-06-30 | 2052-12-31 | 2053-06-30 | 2053-12-31 | 2054-06-30 | 2054-12-31 | 2055-06-30 | 2055-12-31 | 2056-06-30 | 2056-12-31 | 2057-06-30 | 2057-12-31 | 2058-06-30 | 2058-12-31 | 2059-06-30 | 2059-12-31 | 2060-06-30 | 2060-12-31 | 2061-06-30 | 2061-12-31 | 2062-06-30 | 2062-12-31 | 2063-06-30 | 2063-12-31 | 2064-06-30
|  |  | End of contract period flag |  | flag | 1 |  | 0 | 0 | 0 | 0 | 0 | 0 | 0 | 0 | 0 | 0 | 0 | 0 | 0 | 0 | 0 | 0 | 0 | 0 | 0 | 0 | 0 | 0 | 0 | 0 | 0 | 0 | 0 | 0 | 0 | 0 | 0 | 0 | 0 | 0 | 0 | 0 | 0 | 0 | 0 | 0 | 0 | 0 | 0 | 0 | 0 | 0 | 0 | 0 | 0 | 0 | 0 | 0 | 0 | 0 | 0 | 0 | 0 | 0 | 0 | 0 | 0 | 0 | 0 | 0 | 0 | 0 | 0 | 1 | 0 | 0 | 0 | 0 | 0 | 0 | 0 | 0 | 0 | 0 | 0 | 0 | 0 | 0 | 0 | 0 | 0 | 0
Contract period flag
|  |  | First operations period flag | 0 | flag | 1 | 0 | 0 | 0 | 0 | 0 | 0 | 0 | 0 | 0 | 1 | 0 | 0 | 0 | 0 | 0 | 0 | 0 | 0 | 0 | 0 | 0 | 0 | 0 | 0 | 0 | 0 | 0 | 0 | 0 | 0 | 0 | 0 | 0 | 0 | 0 | 0 | 0 | 0 | 0 | 0 | 0 | 0 | 0 | 0 | 0 | 0 | 0 | 0 | 0 | 0 | 0 | 0 | 0 | 0 | 0 | 0 | 0 | 0 | 0 | 0 | 0 | 0 | 0 | 0 | 0 | 0 | 0 | 0 | 0 | 0 | 0 | 0 | 0 | 0 | 0 | 0 | 0 | 0 | 0 | 0 | 0 | 0 | 0 | 0 | 0 | 0 | 0
|  |  | End of contract period flag | 0 | flag | 1 | 0 | 0 | 0 | 0 | 0 | 0 | 0 | 0 | 0 | 0 | 0 | 0 | 0 | 0 | 0 | 0 | 0 | 0 | 0 | 0 | 0 | 0 | 0 | 0 | 0 | 0 | 0 | 0 | 0 | 0 | 0 | 0 | 0 | 0 | 0 | 0 | 0 | 0 | 0 | 0 | 0 | 0 | 0 | 0 | 0 | 0 | 0 | 0 | 0 | 0 | 0 | 0 | 0 | 0 | 0 | 0 | 0 | 0 | 0 | 0 | 0 | 0 | 0 | 0 | 0 | 0 | 0 | 0 | 1 | 0 | 0 | 0 | 0 | 0 | 0 | 0 | 0 | 0 | 0 | 0 | 0 | 0 | 0 | 0 | 0 | 0 | 0
|  |  | PPA period flag |  | flag | 60 |  | 0 | 0 | 0 | 0 | 0 | 0 | 0 | 0 | 1 | 1 | 1 | 1 | 1 | 1 | 1 | 1 | 1 | 1 | 1 | 1 | 1 | 1 | 1 | 1 | 1 | 1 | 1 | 1 | 1 | 1 | 1 | 1 | 1 | 1 | 1 | 1 | 1 | 1 | 1 | 1 | 1 | 1 | 1 | 1 | 1 | 1 | 1 | 1 | 1 | 1 | 1 | 1 | 1 | 1 | 1 | 1 | 1 | 1 | 1 | 1 | 1 | 1 | 1 | 1 | 1 | 1 | 1 | 1 | 0 | 0 | 0 | 0 | 0 | 0 | 0 | 0 | 0 | 0 | 0 | 0 | 0 | 0 | 0 | 0 | 0 | 0
Full contract period flag
|  |  | End of construction / conversion date flag | 0 | flag | 1 | 0 | 0 | 0 | 0 | 0 | 0 | 0 | 0 | 1 | 0 | 0 | 0 | 0 | 0 | 0 | 0 | 0 | 0 | 0 | 0 | 0 | 0 | 0 | 0 | 0 | 0 | 0 | 0 | 0 | 0 | 0 | 0 | 0 | 0 | 0 | 0 | 0 | 0 | 0 | 0 | 0 | 0 | 0 | 0 | 0 | 0 | 0 | 0 | 0 | 0 | 0 | 0 | 0 | 0 | 0 | 0 | 0 | 0 | 0 | 0 | 0 | 0 | 0 | 0 | 0 | 0 | 0 | 0 | 0 | 0 | 0 | 0 | 0 | 0 | 0 | 0 | 0 | 0 | 0 | 0 | 0 | 0 | 0 | 0 | 0 | 0 | 0
|  |  | First operations period flag | 0 | flag | 1 | 0 | 0 | 0 | 0 | 0 | 0 | 0 | 0 | 0 | 1 | 0 | 0 | 0 | 0 | 0 | 0 | 0 | 0 | 0 | 0 | 0 | 0 | 0 | 0 | 0 | 0 | 0 | 0 | 0 | 0 | 0 | 0 | 0 | 0 | 0 | 0 | 0 | 0 | 0 | 0 | 0 | 0 | 0 | 0 | 0 | 0 | 0 | 0 | 0 | 0 | 0 | 0 | 0 | 0 | 0 | 0 | 0 | 0 | 0 | 0 | 0 | 0 | 0 | 0 | 0 | 0 | 0 | 0 | 0 | 0 | 0 | 0 | 0 | 0 | 0 | 0 | 0 | 0 | 0 | 0 | 0 | 0 | 0 | 0 | 0 | 0 | 0
|  |  | PPA period flag | 0 | flag | 60 | 0 | 0 | 0 | 0 | 0 | 0 | 0 | 0 | 0 | 1 | 1 | 1 | 1 | 1 | 1 | 1 | 1 | 1 | 1 | 1 | 1 | 1 | 1 | 1 | 1 | 1 | 1 | 1 | 1 | 1 | 1 | 1 | 1 | 1 | 1 | 1 | 1 | 1 | 1 | 1 | 1 | 1 | 1 | 1 | 1 | 1 | 1 | 1 | 1 | 1 | 1 | 1 | 1 | 1 | 1 | 1 | 1 | 1 | 1 | 1 | 1 | 1 | 1 | 1 | 1 | 1 | 1 | 1 | 1 | 0 | 0 | 0 | 0 | 0 | 0 | 0 | 0 | 0 | 0 | 0 | 0 | 0 | 0 | 0 | 0 | 0 | 0
|  |  | Full contract period flag |  | flag | 60 |  | 0 | 0 | 0 | 0 | 0 | 0 | 0 | 0 | 1 | 1 | 1 | 1 | 1 | 1 | 1 | 1 | 1 | 1 | 1 | 1 | 1 | 1 | 1 | 1 | 1 | 1 | 1 | 1 | 1 | 1 | 1 | 1 | 1 | 1 | 1 | 1 | 1 | 1 | 1 | 1 | 1 | 1 | 1 | 1 | 1 | 1 | 1 | 1 | 1 | 1 | 1 | 1 | 1 | 1 | 1 | 1 | 1 | 1 | 1 | 1 | 1 | 1 | 1 | 1 | 1 | 1 | 1 | 1 | 0 | 0 | 0 | 0 | 0 | 0 | 0 | 0 | 0 | 0 | 0 | 0 | 0 | 0 | 0 | 0 | 0 | 0
Extension period flag
|  |  | Operations period flag | 0 | flag | 60 | 0 | 0 | 0 | 0 | 0 | 0 | 0 | 0 | 0 | 1 | 1 | 1 | 1 | 1 | 1 | 1 | 1 | 1 | 1 | 1 | 1 | 1 | 1 | 1 | 1 | 1 | 1 | 1 | 1 | 1 | 1 | 1 | 1 | 1 | 1 | 1 | 1 | 1 | 1 | 1 | 1 | 1 | 1 | 1 | 1 | 1 | 1 | 1 | 1 | 1 | 1 | 1 | 1 | 1 | 1 | 1 | 1 | 1 | 1 | 1 | 1 | 1 | 1 | 1 | 1 | 1 | 1 | 1 | 1 | 0 | 0 | 0 | 0 | 0 | 0 | 0 | 0 | 0 | 0 | 0 | 0 | 0 | 0 | 0 | 0 | 0 | 0
|  |  | PPA period flag | 0 | flag | 60 | 0 | 0 | 0 | 0 | 0 | 0 | 0 | 0 | 0 | 1 | 1 | 1 | 1 | 1 | 1 | 1 | 1 | 1 | 1 | 1 | 1 | 1 | 1 | 1 | 1 | 1 | 1 | 1 | 1 | 1 | 1 | 1 | 1 | 1 | 1 | 1 | 1 | 1 | 1 | 1 | 1 | 1 | 1 | 1 | 1 | 1 | 1 | 1 | 1 | 1 | 1 | 1 | 1 | 1 | 1 | 1 | 1 | 1 | 1 | 1 | 1 | 1 | 1 | 1 | 1 | 1 | 1 | 1 | 1 | 0 | 0 | 0 | 0 | 0 | 0 | 0 | 0 | 0 | 0 | 0 | 0 | 0 | 0 | 0 | 0 | 0 | 0
|  |  | Extension period flag |  | flag | 0 |  | 0 | 0 | 0 | 0 | 0 | 0 | 0 | 0 | 0 | 0 | 0 | 0 | 0 | 0 | 0 | 0 | 0 | 0 | 0 | 0 | 0 | 0 | 0 | 0 | 0 | 0 | 0 | 0 | 0 | 0 | 0 | 0 | 0 | 0 | 0 | 0 | 0 | 0 | 0 | 0 | 0 | 0 | 0 | 0 | 0 | 0 | 0 | 0 | 0 | 0 | 0 | 0 | 0 | 0 | 0 | 0 | 0 | 0 | 0 | 0 | 0 | 0 | 0 | 0 | 0 | 0 | 0 | 0 | 0 | 0 | 0 | 0 | 0 | 0 | 0 | 0 | 0 | 0 | 0 | 0 | 0 | 0 | 0 | 0 | 0 | 0
First post contract period flag
|  |  | End of PPA contract date | 2055-06-30 | date
|  |  | First post contract period date | 2055-07-01 | date
|  |  | First post contract period date | 2055-07-01 | date
|  |  | Model period end date | 0 | date | 0 | 0 | 2021-12-31 | 2022-06-30 | 2022-12-31 | 2023-06-30 | 2023-12-31 | 2024-06-30 | 2024-12-31 | 2025-06-30 | 2025-12-31 | 2026-06-30 | 2026-12-31 | 2027-06-30 | 2027-12-31 | 2028-06-30 | 2028-12-31 | 2029-06-30 | 2029-12-31 | 2030-06-30 | 2030-12-31 | 2031-06-30 | 2031-12-31 | 2032-06-30 | 2032-12-31 | 2033-06-30 | 2033-12-31 | 2034-06-30 | 2034-12-31 | 2035-06-30 | 2035-12-31 | 2036-06-30 | 2036-12-31 | 2037-06-30 | 2037-12-31 | 2038-06-30 | 2038-12-31 | 2039-06-30 | 2039-12-31 | 2040-06-30 | 2040-12-31 | 2041-06-30 | 2041-12-31 | 2042-06-30 | 2042-12-31 | 2043-06-30 | 2043-12-31 | 2044-06-30 | 2044-12-31 | 2045-06-30 | 2045-12-31 | 2046-06-30 | 2046-12-31 | 2047-06-30 | 2047-12-31 | 2048-06-30 | 2048-12-31 | 2049-06-30 | 2049-12-31 | 2050-06-30 | 2050-12-31 | 2051-06-30 | 2051-12-31 | 2052-06-30 | 2052-12-31 | 2053-06-30 | 2053-12-31 | 2054-06-30 | 2054-12-31 | 2055-06-30 | 2055-12-31 | 2056-06-30 | 2056-12-31 | 2057-06-30 | 2057-12-31 | 2058-06-30 | 2058-12-31 | 2059-06-30 | 2059-12-31 | 2060-06-30 | 2060-12-31 | 2061-06-30 | 2061-12-31 | 2062-06-30 | 2062-12-31 | 2063-06-30 | 2063-12-31 | 2064-06-30
|  |  | First post contract period flag |  | flag | 1 |  | 0 | 0 | 0 | 0 | 0 | 0 | 0 | 0 | 0 | 0 | 0 | 0 | 0 | 0 | 0 | 0 | 0 | 0 | 0 | 0 | 0 | 0 | 0 | 0 | 0 | 0 | 0 | 0 | 0 | 0 | 0 | 0 | 0 | 0 | 0 | 0 | 0 | 0 | 0 | 0 | 0 | 0 | 0 | 0 | 0 | 0 | 0 | 0 | 0 | 0 | 0 | 0 | 0 | 0 | 0 | 0 | 0 | 0 | 0 | 0 | 0 | 0 | 0 | 0 | 0 | 0 | 0 | 0 | 1 | 0 | 0 | 0 | 0 | 0 | 0 | 0 | 0 | 0 | 0 | 0 | 0 | 0 | 0 | 0 | 0 | 0
Post contract period flag
|  |  | First post contract period date | 2055-07-01 | date
|  |  | Model period end date | 0 | date | 0 | 0 | 2021-12-31 | 2022-06-30 | 2022-12-31 | 2023-06-30 | 2023-12-31 | 2024-06-30 | 2024-12-31 | 2025-06-30 | 2025-12-31 | 2026-06-30 | 2026-12-31 | 2027-06-30 | 2027-12-31 | 2028-06-30 | 2028-12-31 | 2029-06-30 | 2029-12-31 | 2030-06-30 | 2030-12-31 | 2031-06-30 | 2031-12-31 | 2032-06-30 | 2032-12-31 | 2033-06-30 | 2033-12-31 | 2034-06-30 | 2034-12-31 | 2035-06-30 | 2035-12-31 | 2036-06-30 | 2036-12-31 | 2037-06-30 | 2037-12-31 | 2038-06-30 | 2038-12-31 | 2039-06-30 | 2039-12-31 | 2040-06-30 | 2040-12-31 | 2041-06-30 | 2041-12-31 | 2042-06-30 | 2042-12-31 | 2043-06-30 | 2043-12-31 | 2044-06-30 | 2044-12-31 | 2045-06-30 | 2045-12-31 | 2046-06-30 | 2046-12-31 | 2047-06-30 | 2047-12-31 | 2048-06-30 | 2048-12-31 | 2049-06-30 | 2049-12-31 | 2050-06-30 | 2050-12-31 | 2051-06-30 | 2051-12-31 | 2052-06-30 | 2052-12-31 | 2053-06-30 | 2053-12-31 | 2054-06-30 | 2054-12-31 | 2055-06-30 | 2055-12-31 | 2056-06-30 | 2056-12-31 | 2057-06-30 | 2057-12-31 | 2058-06-30 | 2058-12-31 | 2059-06-30 | 2059-12-31 | 2060-06-30 | 2060-12-31 | 2061-06-30 | 2061-12-31 | 2062-06-30 | 2062-12-31 | 2063-06-30 | 2063-12-31 | 2064-06-30
|  |  | Post contract period flag |  | flag | 18 |  | 0 | 0 | 0 | 0 | 0 | 0 | 0 | 0 | 0 | 0 | 0 | 0 | 0 | 0 | 0 | 0 | 0 | 0 | 0 | 0 | 0 | 0 | 0 | 0 | 0 | 0 | 0 | 0 | 0 | 0 | 0 | 0 | 0 | 0 | 0 | 0 | 0 | 0 | 0 | 0 | 0 | 0 | 0 | 0 | 0 | 0 | 0 | 0 | 0 | 0 | 0 | 0 | 0 | 0 | 0 | 0 | 0 | 0 | 0 | 0 | 0 | 0 | 0 | 0 | 0 | 0 | 0 | 0 | 1 | 1 | 1 | 1 | 1 | 1 | 1 | 1 | 1 | 1 | 1 | 1 | 1 | 1 | 1 | 1 | 1 | 1
Full post contract period flag
|  |  | End of contract period flag | 0 | flag | 1 | 0 | 0 | 0 | 0 | 0 | 0 | 0 | 0 | 0 | 0 | 0 | 0 | 0 | 0 | 0 | 0 | 0 | 0 | 0 | 0 | 0 | 0 | 0 | 0 | 0 | 0 | 0 | 0 | 0 | 0 | 0 | 0 | 0 | 0 | 0 | 0 | 0 | 0 | 0 | 0 | 0 | 0 | 0 | 0 | 0 | 0 | 0 | 0 | 0 | 0 | 0 | 0 | 0 | 0 | 0 | 0 | 0 | 0 | 0 | 0 | 0 | 0 | 0 | 0 | 0 | 0 | 0 | 0 | 1 | 0 | 0 | 0 | 0 | 0 | 0 | 0 | 0 | 0 | 0 | 0 | 0 | 0 | 0 | 0 | 0 | 0 | 0
|  |  | First post contract period flag | 0 | flag | 1 | 0 | 0 | 0 | 0 | 0 | 0 | 0 | 0 | 0 | 0 | 0 | 0 | 0 | 0 | 0 | 0 | 0 | 0 | 0 | 0 | 0 | 0 | 0 | 0 | 0 | 0 | 0 | 0 | 0 | 0 | 0 | 0 | 0 | 0 | 0 | 0 | 0 | 0 | 0 | 0 | 0 | 0 | 0 | 0 | 0 | 0 | 0 | 0 | 0 | 0 | 0 | 0 | 0 | 0 | 0 | 0 | 0 | 0 | 0 | 0 | 0 | 0 | 0 | 0 | 0 | 0 | 0 | 0 | 0 | 1 | 0 | 0 | 0 | 0 | 0 | 0 | 0 | 0 | 0 | 0 | 0 | 0 | 0 | 0 | 0 | 0 | 0
|  |  | Post contract period flag | 0 | flag | 18 | 0 | 0 | 0 | 0 | 0 | 0 | 0 | 0 | 0 | 0 | 0 | 0 | 0 | 0 | 0 | 0 | 0 | 0 | 0 | 0 | 0 | 0 | 0 | 0 | 0 | 0 | 0 | 0 | 0 | 0 | 0 | 0 | 0 | 0 | 0 | 0 | 0 | 0 | 0 | 0 | 0 | 0 | 0 | 0 | 0 | 0 | 0 | 0 | 0 | 0 | 0 | 0 | 0 | 0 | 0 | 0 | 0 | 0 | 0 | 0 | 0 | 0 | 0 | 0 | 0 | 0 | 0 | 0 | 0 | 1 | 1 | 1 | 1 | 1 | 1 | 1 | 1 | 1 | 1 | 1 | 1 | 1 | 1 | 1 | 1 | 1 | 1
|  |  | Full post contract period flag |  | flag | 18 |  | 0 | 0 | 0 | 0 | 0 | 0 | 0 | 0 | 0 | 0 | 0 | 0 | 0 | 0 | 0 | 0 | 0 | 0 | 0 | 0 | 0 | 0 | 0 | 0 | 0 | 0 | 0 | 0 | 0 | 0 | 0 | 0 | 0 | 0 | 0 | 0 | 0 | 0 | 0 | 0 | 0 | 0 | 0 | 0 | 0 | 0 | 0 | 0 | 0 | 0 | 0 | 0 | 0 | 0 | 0 | 0 | 0 | 0 | 0 | 0 | 0 | 0 | 0 | 0 | 0 | 0 | 0 | 0 | 1 | 1 | 1 | 1 | 1 | 1 | 1 | 1 | 1 | 1 | 1 | 1 | 1 | 1 | 1 | 1 | 1 | 1
First full post contract period flag
|  |  | Full post contract period flag | 0 | flag | 18 | 0 | 0 | 0 | 0 | 0 | 0 | 0 | 0 | 0 | 0 | 0 | 0 | 0 | 0 | 0 | 0 | 0 | 0 | 0 | 0 | 0 | 0 | 0 | 0 | 0 | 0 | 0 | 0 | 0 | 0 | 0 | 0 | 0 | 0 | 0 | 0 | 0 | 0 | 0 | 0 | 0 | 0 | 0 | 0 | 0 | 0 | 0 | 0 | 0 | 0 | 0 | 0 | 0 | 0 | 0 | 0 | 0 | 0 | 0 | 0 | 0 | 0 | 0 | 0 | 0 | 0 | 0 | 0 | 0 | 1 | 1 | 1 | 1 | 1 | 1 | 1 | 1 | 1 | 1 | 1 | 1 | 1 | 1 | 1 | 1 | 1 | 1
|  |  | First full post contract period flag |  | flag | 1 |  | 0 | 0 | 0 | 0 | 0 | 0 | 0 | 0 | 0 | 0 | 0 | 0 | 0 | 0 | 0 | 0 | 0 | 0 | 0 | 0 | 0 | 0 | 0 | 0 | 0 | 0 | 0 | 0 | 0 | 0 | 0 | 0 | 0 | 0 | 0 | 0 | 0 | 0 | 0 | 0 | 0 | 0 | 0 | 0 | 0 | 0 | 0 | 0 | 0 | 0 | 0 | 0 | 0 | 0 | 0 | 0 | 0 | 0 | 0 | 0 | 0 | 0 | 0 | 0 | 0 | 0 | 0 | 0 | 1 | 0 | 0 | 0 | 0 | 0 | 0 | 0 | 0 | 0 | 0 | 0 | 0 | 0 | 0 | 0 | 0 | 0
End of operations flag
|  |  | First post contract period date | 2055-07-01 | date
|  |  | Additional operation years post PPA | 0 | years
|  |  | Months in year | 12 | months
|  |  | End of operations date | 2055-06-30 | date
|  |  | End of operations date | 2055-06-30 | date
|  |  | Model period end date | 0 | date | 0 | 0 | 2021-12-31 | 2022-06-30 | 2022-12-31 | 2023-06-30 | 2023-12-31 | 2024-06-30 | 2024-12-31 | 2025-06-30 | 2025-12-31 | 2026-06-30 | 2026-12-31 | 2027-06-30 | 2027-12-31 | 2028-06-30 | 2028-12-31 | 2029-06-30 | 2029-12-31 | 2030-06-30 | 2030-12-31 | 2031-06-30 | 2031-12-31 | 2032-06-30 | 2032-12-31 | 2033-06-30 | 2033-12-31 | 2034-06-30 | 2034-12-31 | 2035-06-30 | 2035-12-31 | 2036-06-30 | 2036-12-31 | 2037-06-30 | 2037-12-31 | 2038-06-30 | 2038-12-31 | 2039-06-30 | 2039-12-31 | 2040-06-30 | 2040-12-31 | 2041-06-30 | 2041-12-31 | 2042-06-30 | 2042-12-31 | 2043-06-30 | 2043-12-31 | 2044-06-30 | 2044-12-31 | 2045-06-30 | 2045-12-31 | 2046-06-30 | 2046-12-31 | 2047-06-30 | 2047-12-31 | 2048-06-30 | 2048-12-31 | 2049-06-30 | 2049-12-31 | 2050-06-30 | 2050-12-31 | 2051-06-30 | 2051-12-31 | 2052-06-30 | 2052-12-31 | 2053-06-30 | 2053-12-31 | 2054-06-30 | 2054-12-31 | 2055-06-30 | 2055-12-31 | 2056-06-30 | 2056-12-31 | 2057-06-30 | 2057-12-31 | 2058-06-30 | 2058-12-31 | 2059-06-30 | 2059-12-31 | 2060-06-30 | 2060-12-31 | 2061-06-30 | 2061-12-31 | 2062-06-30 | 2062-12-31 | 2063-06-30 | 2063-12-31 | 2064-06-30
|  |  | End of operations period flag |  | flag | 1 |  | 0 | 0 | 0 | 0 | 0 | 0 | 0 | 0 | 0 | 0 | 0 | 0 | 0 | 0 | 0 | 0 | 0 | 0 | 0 | 0 | 0 | 0 | 0 | 0 | 0 | 0 | 0 | 0 | 0 | 0 | 0 | 0 | 0 | 0 | 0 | 0 | 0 | 0 | 0 | 0 | 0 | 0 | 0 | 0 | 0 | 0 | 0 | 0 | 0 | 0 | 0 | 0 | 0 | 0 | 0 | 0 | 0 | 0 | 0 | 0 | 0 | 0 | 0 | 0 | 0 | 0 | 0 | 1 | 0 | 0 | 0 | 0 | 0 | 0 | 0 | 0 | 0 | 0 | 0 | 0 | 0 | 0 | 0 | 0 | 0 | 0
|  |  | End of operations period flag | 0 | flag | 1 | 0 | 0 | 0 | 0 | 0 | 0 | 0 | 0 | 0 | 0 | 0 | 0 | 0 | 0 | 0 | 0 | 0 | 0 | 0 | 0 | 0 | 0 | 0 | 0 | 0 | 0 | 0 | 0 | 0 | 0 | 0 | 0 | 0 | 0 | 0 | 0 | 0 | 0 | 0 | 0 | 0 | 0 | 0 | 0 | 0 | 0 | 0 | 0 | 0 | 0 | 0 | 0 | 0 | 0 | 0 | 0 | 0 | 0 | 0 | 0 | 0 | 0 | 0 | 0 | 0 | 0 | 0 | 0 | 1 | 0 | 0 | 0 | 0 | 0 | 0 | 0 | 0 | 0 | 0 | 0 | 0 | 0 | 0 | 0 | 0 | 0 | 0
|  |  | First period post ops flag |  | flag | 1 |  | 0 | 0 | 0 | 0 | 0 | 0 | 0 | 0 | 0 | 0 | 0 | 0 | 0 | 0 | 0 | 0 | 0 | 0 | 0 | 0 | 0 | 0 | 0 | 0 | 0 | 0 | 0 | 0 | 0 | 0 | 0 | 0 | 0 | 0 | 0 | 0 | 0 | 0 | 0 | 0 | 0 | 0 | 0 | 0 | 0 | 0 | 0 | 0 | 0 | 0 | 0 | 0 | 0 | 0 | 0 | 0 | 0 | 0 | 0 | 0 | 0 | 0 | 0 | 0 | 0 | 0 | 0 | 0 | 1 | 0 | 0 | 0 | 0 | 0 | 0 | 0 | 0 | 0 | 0 | 0 | 0 | 0 | 0 | 0 | 0 | 0
Operations period flag
|  |  | First operations period flag | 0 | flag | 1 | 0 | 0 | 0 | 0 | 0 | 0 | 0 | 0 | 0 | 1 | 0 | 0 | 0 | 0 | 0 | 0 | 0 | 0 | 0 | 0 | 0 | 0 | 0 | 0 | 0 | 0 | 0 | 0 | 0 | 0 | 0 | 0 | 0 | 0 | 0 | 0 | 0 | 0 | 0 | 0 | 0 | 0 | 0 | 0 | 0 | 0 | 0 | 0 | 0 | 0 | 0 | 0 | 0 | 0 | 0 | 0 | 0 | 0 | 0 | 0 | 0 | 0 | 0 | 0 | 0 | 0 | 0 | 0 | 0 | 0 | 0 | 0 | 0 | 0 | 0 | 0 | 0 | 0 | 0 | 0 | 0 | 0 | 0 | 0 | 0 | 0 | 0
|  |  | End of operations period flag | 0 | flag | 1 | 0 | 0 | 0 | 0 | 0 | 0 | 0 | 0 | 0 | 0 | 0 | 0 | 0 | 0 | 0 | 0 | 0 | 0 | 0 | 0 | 0 | 0 | 0 | 0 | 0 | 0 | 0 | 0 | 0 | 0 | 0 | 0 | 0 | 0 | 0 | 0 | 0 | 0 | 0 | 0 | 0 | 0 | 0 | 0 | 0 | 0 | 0 | 0 | 0 | 0 | 0 | 0 | 0 | 0 | 0 | 0 | 0 | 0 | 0 | 0 | 0 | 0 | 0 | 0 | 0 | 0 | 0 | 0 | 1 | 0 | 0 | 0 | 0 | 0 | 0 | 0 | 0 | 0 | 0 | 0 | 0 | 0 | 0 | 0 | 0 | 0 | 0
|  |  | Operations period flag |  | flag | 60 |  | 0 | 0 | 0 | 0 | 0 | 0 | 0 | 0 | 1 | 1 | 1 | 1 | 1 | 1 | 1 | 1 | 1 | 1 | 1 | 1 | 1 | 1 | 1 | 1 | 1 | 1 | 1 | 1 | 1 | 1 | 1 | 1 | 1 | 1 | 1 | 1 | 1 | 1 | 1 | 1 | 1 | 1 | 1 | 1 | 1 | 1 | 1 | 1 | 1 | 1 | 1 | 1 | 1 | 1 | 1 | 1 | 1 | 1 | 1 | 1 | 1 | 1 | 1 | 1 | 1 | 1 | 1 | 1 | 0 | 0 | 0 | 0 | 0 | 0 | 0 | 0 | 0 | 0 | 0 | 0 | 0 | 0 | 0 | 0 | 0 | 0
Project duration flag
|  |  | FC and construction periods | 0 | flag | 5 | 0 | 0 | 0 | 0 | 1 | 1 | 1 | 1 | 1 | 0 | 0 | 0 | 0 | 0 | 0 | 0 | 0 | 0 | 0 | 0 | 0 | 0 | 0 | 0 | 0 | 0 | 0 | 0 | 0 | 0 | 0 | 0 | 0 | 0 | 0 | 0 | 0 | 0 | 0 | 0 | 0 | 0 | 0 | 0 | 0 | 0 | 0 | 0 | 0 | 0 | 0 | 0 | 0 | 0 | 0 | 0 | 0 | 0 | 0 | 0 | 0 | 0 | 0 | 0 | 0 | 0 | 0 | 0 | 0 | 0 | 0 | 0 | 0 | 0 | 0 | 0 | 0 | 0 | 0 | 0 | 0 | 0 | 0 | 0 | 0 | 0 | 0
|  |  | Operations period flag | 0 | flag | 60 | 0 | 0 | 0 | 0 | 0 | 0 | 0 | 0 | 0 | 1 | 1 | 1 | 1 | 1 | 1 | 1 | 1 | 1 | 1 | 1 | 1 | 1 | 1 | 1 | 1 | 1 | 1 | 1 | 1 | 1 | 1 | 1 | 1 | 1 | 1 | 1 | 1 | 1 | 1 | 1 | 1 | 1 | 1 | 1 | 1 | 1 | 1 | 1 | 1 | 1 | 1 | 1 | 1 | 1 | 1 | 1 | 1 | 1 | 1 | 1 | 1 | 1 | 1 | 1 | 1 | 1 | 1 | 1 | 1 | 0 | 0 | 0 | 0 | 0 | 0 | 0 | 0 | 0 | 0 | 0 | 0 | 0 | 0 | 0 | 0 | 0 | 0
|  |  | Project duration flag |  | flag | 65 |  | 0 | 0 | 0 | 1 | 1 | 1 | 1 | 1 | 1 | 1 | 1 | 1 | 1 | 1 | 1 | 1 | 1 | 1 | 1 | 1 | 1 | 1 | 1 | 1 | 1 | 1 | 1 | 1 | 1 | 1 | 1 | 1 | 1 | 1 | 1 | 1 | 1 | 1 | 1 | 1 | 1 | 1 | 1 | 1 | 1 | 1 | 1 | 1 | 1 | 1 | 1 | 1 | 1 | 1 | 1 | 1 | 1 | 1 | 1 | 1 | 1 | 1 | 1 | 1 | 1 | 1 | 1 | 1 | 0 | 0 | 0 | 0 | 0 | 0 | 0 | 0 | 0 | 0 | 0 | 0 | 0 | 0 | 0 | 0 | 0 | 0
First post operation period flag
|  |  | End of operations date | 2055-06-30 | date
|  |  | First post operation period date | 2055-07-01 | date
|  |  | First post operation period date | 2055-07-01 | date
|  |  | Model period end date | 0 | date | 0 | 0 | 2021-12-31 | 2022-06-30 | 2022-12-31 | 2023-06-30 | 2023-12-31 | 2024-06-30 | 2024-12-31 | 2025-06-30 | 2025-12-31 | 2026-06-30 | 2026-12-31 | 2027-06-30 | 2027-12-31 | 2028-06-30 | 2028-12-31 | 2029-06-30 | 2029-12-31 | 2030-06-30 | 2030-12-31 | 2031-06-30 | 2031-12-31 | 2032-06-30 | 2032-12-31 | 2033-06-30 | 2033-12-31 | 2034-06-30 | 2034-12-31 | 2035-06-30 | 2035-12-31 | 2036-06-30 | 2036-12-31 | 2037-06-30 | 2037-12-31 | 2038-06-30 | 2038-12-31 | 2039-06-30 | 2039-12-31 | 2040-06-30 | 2040-12-31 | 2041-06-30 | 2041-12-31 | 2042-06-30 | 2042-12-31 | 2043-06-30 | 2043-12-31 | 2044-06-30 | 2044-12-31 | 2045-06-30 | 2045-12-31 | 2046-06-30 | 2046-12-31 | 2047-06-30 | 2047-12-31 | 2048-06-30 | 2048-12-31 | 2049-06-30 | 2049-12-31 | 2050-06-30 | 2050-12-31 | 2051-06-30 | 2051-12-31 | 2052-06-30 | 2052-12-31 | 2053-06-30 | 2053-12-31 | 2054-06-30 | 2054-12-31 | 2055-06-30 | 2055-12-31 | 2056-06-30 | 2056-12-31 | 2057-06-30 | 2057-12-31 | 2058-06-30 | 2058-12-31 | 2059-06-30 | 2059-12-31 | 2060-06-30 | 2060-12-31 | 2061-06-30 | 2061-12-31 | 2062-06-30 | 2062-12-31 | 2063-06-30 | 2063-12-31 | 2064-06-30
|  |  | First post operation period flag |  | flag | 1 |  | 0 | 0 | 0 | 0 | 0 | 0 | 0 | 0 | 0 | 0 | 0 | 0 | 0 | 0 | 0 | 0 | 0 | 0 | 0 | 0 | 0 | 0 | 0 | 0 | 0 | 0 | 0 | 0 | 0 | 0 | 0 | 0 | 0 | 0 | 0 | 0 | 0 | 0 | 0 | 0 | 0 | 0 | 0 | 0 | 0 | 0 | 0 | 0 | 0 | 0 | 0 | 0 | 0 | 0 | 0 | 0 | 0 | 0 | 0 | 0 | 0 | 0 | 0 | 0 | 0 | 0 | 0 | 0 | 1 | 0 | 0 | 0 | 0 | 0 | 0 | 0 | 0 | 0 | 0 | 0 | 0 | 0 | 0 | 0 | 0 | 0
Post operation period flag
|  |  | First post operation period date | 2055-07-01 | date
|  |  | Model period end date | 0 | date | 0 | 0 | 2021-12-31 | 2022-06-30 | 2022-12-31 | 2023-06-30 | 2023-12-31 | 2024-06-30 | 2024-12-31 | 2025-06-30 | 2025-12-31 | 2026-06-30 | 2026-12-31 | 2027-06-30 | 2027-12-31 | 2028-06-30 | 2028-12-31 | 2029-06-30 | 2029-12-31 | 2030-06-30 | 2030-12-31 | 2031-06-30 | 2031-12-31 | 2032-06-30 | 2032-12-31 | 2033-06-30 | 2033-12-31 | 2034-06-30 | 2034-12-31 | 2035-06-30 | 2035-12-31 | 2036-06-30 | 2036-12-31 | 2037-06-30 | 2037-12-31 | 2038-06-30 | 2038-12-31 | 2039-06-30 | 2039-12-31 | 2040-06-30 | 2040-12-31 | 2041-06-30 | 2041-12-31 | 2042-06-30 | 2042-12-31 | 2043-06-30 | 2043-12-31 | 2044-06-30 | 2044-12-31 | 2045-06-30 | 2045-12-31 | 2046-06-30 | 2046-12-31 | 2047-06-30 | 2047-12-31 | 2048-06-30 | 2048-12-31 | 2049-06-30 | 2049-12-31 | 2050-06-30 | 2050-12-31 | 2051-06-30 | 2051-12-31 | 2052-06-30 | 2052-12-31 | 2053-06-30 | 2053-12-31 | 2054-06-30 | 2054-12-31 | 2055-06-30 | 2055-12-31 | 2056-06-30 | 2056-12-31 | 2057-06-30 | 2057-12-31 | 2058-06-30 | 2058-12-31 | 2059-06-30 | 2059-12-31 | 2060-06-30 | 2060-12-31 | 2061-06-30 | 2061-12-31 | 2062-06-30 | 2062-12-31 | 2063-06-30 | 2063-12-31 | 2064-06-30
|  |  | Post operation period flag |  | flag | 18 |  | 0 | 0 | 0 | 0 | 0 | 0 | 0 | 0 | 0 | 0 | 0 | 0 | 0 | 0 | 0 | 0 | 0 | 0 | 0 | 0 | 0 | 0 | 0 | 0 | 0 | 0 | 0 | 0 | 0 | 0 | 0 | 0 | 0 | 0 | 0 | 0 | 0 | 0 | 0 | 0 | 0 | 0 | 0 | 0 | 0 | 0 | 0 | 0 | 0 | 0 | 0 | 0 | 0 | 0 | 0 | 0 | 0 | 0 | 0 | 0 | 0 | 0 | 0 | 0 | 0 | 0 | 0 | 0 | 1 | 1 | 1 | 1 | 1 | 1 | 1 | 1 | 1 | 1 | 1 | 1 | 1 | 1 | 1 | 1 | 1 | 1
Full post operation period flag
|  |  | End of operations period flag | 0 | flag | 1 | 0 | 0 | 0 | 0 | 0 | 0 | 0 | 0 | 0 | 0 | 0 | 0 | 0 | 0 | 0 | 0 | 0 | 0 | 0 | 0 | 0 | 0 | 0 | 0 | 0 | 0 | 0 | 0 | 0 | 0 | 0 | 0 | 0 | 0 | 0 | 0 | 0 | 0 | 0 | 0 | 0 | 0 | 0 | 0 | 0 | 0 | 0 | 0 | 0 | 0 | 0 | 0 | 0 | 0 | 0 | 0 | 0 | 0 | 0 | 0 | 0 | 0 | 0 | 0 | 0 | 0 | 0 | 0 | 1 | 0 | 0 | 0 | 0 | 0 | 0 | 0 | 0 | 0 | 0 | 0 | 0 | 0 | 0 | 0 | 0 | 0 | 0
|  |  | First post operation period flag | 0 | flag | 1 | 0 | 0 | 0 | 0 | 0 | 0 | 0 | 0 | 0 | 0 | 0 | 0 | 0 | 0 | 0 | 0 | 0 | 0 | 0 | 0 | 0 | 0 | 0 | 0 | 0 | 0 | 0 | 0 | 0 | 0 | 0 | 0 | 0 | 0 | 0 | 0 | 0 | 0 | 0 | 0 | 0 | 0 | 0 | 0 | 0 | 0 | 0 | 0 | 0 | 0 | 0 | 0 | 0 | 0 | 0 | 0 | 0 | 0 | 0 | 0 | 0 | 0 | 0 | 0 | 0 | 0 | 0 | 0 | 0 | 1 | 0 | 0 | 0 | 0 | 0 | 0 | 0 | 0 | 0 | 0 | 0 | 0 | 0 | 0 | 0 | 0 | 0
|  |  | Post operation period flag | 0 | flag | 18 | 0 | 0 | 0 | 0 | 0 | 0 | 0 | 0 | 0 | 0 | 0 | 0 | 0 | 0 | 0 | 0 | 0 | 0 | 0 | 0 | 0 | 0 | 0 | 0 | 0 | 0 | 0 | 0 | 0 | 0 | 0 | 0 | 0 | 0 | 0 | 0 | 0 | 0 | 0 | 0 | 0 | 0 | 0 | 0 | 0 | 0 | 0 | 0 | 0 | 0 | 0 | 0 | 0 | 0 | 0 | 0 | 0 | 0 | 0 | 0 | 0 | 0 | 0 | 0 | 0 | 0 | 0 | 0 | 0 | 1 | 1 | 1 | 1 | 1 | 1 | 1 | 1 | 1 | 1 | 1 | 1 | 1 | 1 | 1 | 1 | 1 | 1
|  |  | Full post operation period flag |  | flag | 18 |  | 0 | 0 | 0 | 0 | 0 | 0 | 0 | 0 | 0 | 0 | 0 | 0 | 0 | 0 | 0 | 0 | 0 | 0 | 0 | 0 | 0 | 0 | 0 | 0 | 0 | 0 | 0 | 0 | 0 | 0 | 0 | 0 | 0 | 0 | 0 | 0 | 0 | 0 | 0 | 0 | 0 | 0 | 0 | 0 | 0 | 0 | 0 | 0 | 0 | 0 | 0 | 0 | 0 | 0 | 0 | 0 | 0 | 0 | 0 | 0 | 0 | 0 | 0 | 0 | 0 | 0 | 0 | 0 | 1 | 1 | 1 | 1 | 1 | 1 | 1 | 1 | 1 | 1 | 1 | 1 | 1 | 1 | 1 | 1 | 1 | 1
First full post operation period flag
|  |  | Full post operation period flag | 0 | flag | 18 | 0 | 0 | 0 | 0 | 0 | 0 | 0 | 0 | 0 | 0 | 0 | 0 | 0 | 0 | 0 | 0 | 0 | 0 | 0 | 0 | 0 | 0 | 0 | 0 | 0 | 0 | 0 | 0 | 0 | 0 | 0 | 0 | 0 | 0 | 0 | 0 | 0 | 0 | 0 | 0 | 0 | 0 | 0 | 0 | 0 | 0 | 0 | 0 | 0 | 0 | 0 | 0 | 0 | 0 | 0 | 0 | 0 | 0 | 0 | 0 | 0 | 0 | 0 | 0 | 0 | 0 | 0 | 0 | 0 | 1 | 1 | 1 | 1 | 1 | 1 | 1 | 1 | 1 | 1 | 1 | 1 | 1 | 1 | 1 | 1 | 1 | 1
|  |  | First full post operation period flag |  | date | 1 |  | 0 | 0 | 0 | 0 | 0 | 0 | 0 | 0 | 0 | 0 | 0 | 0 | 0 | 0 | 0 | 0 | 0 | 0 | 0 | 0 | 0 | 0 | 0 | 0 | 0 | 0 | 0 | 0 | 0 | 0 | 0 | 0 | 0 | 0 | 0 | 0 | 0 | 0 | 0 | 0 | 0 | 0 | 0 | 0 | 0 | 0 | 0 | 0 | 0 | 0 | 0 | 0 | 0 | 0 | 0 | 0 | 0 | 0 | 0 | 0 | 0 | 0 | 0 | 0 | 0 | 0 | 0 | 0 | 1 | 0 | 0 | 0 | 0 | 0 | 0 | 0 | 0 | 0 | 0 | 0 | 0 | 0 | 0 | 0 | 0 | 0
Operations period post debt repayment pd. flag
|  |  | Operations period flag | 0 | flag | 60 | 0 | 0 | 0 | 0 | 0 | 0 | 0 | 0 | 0 | 1 | 1 | 1 | 1 | 1 | 1 | 1 | 1 | 1 | 1 | 1 | 1 | 1 | 1 | 1 | 1 | 1 | 1 | 1 | 1 | 1 | 1 | 1 | 1 | 1 | 1 | 1 | 1 | 1 | 1 | 1 | 1 | 1 | 1 | 1 | 1 | 1 | 1 | 1 | 1 | 1 | 1 | 1 | 1 | 1 | 1 | 1 | 1 | 1 | 1 | 1 | 1 | 1 | 1 | 1 | 1 | 1 | 1 | 1 | 1 | 0 | 0 | 0 | 0 | 0 | 0 | 0 | 0 | 0 | 0 | 0 | 0 | 0 | 0 | 0 | 0 | 0 | 0
|  |  | Senior debt service period flag | 0 | flag | 38 | 0 | 0 | 0 | 0 | 0 | 0 | 0 | 0 | 0 | 1 | 1 | 1 | 1 | 1 | 1 | 1 | 1 | 1 | 1 | 1 | 1 | 1 | 1 | 1 | 1 | 1 | 1 | 1 | 1 | 1 | 1 | 1 | 1 | 1 | 1 | 1 | 1 | 1 | 1 | 1 | 1 | 1 | 1 | 1 | 1 | 1 | 1 | 0 | 0 | 0 | 0 | 0 | 0 | 0 | 0 | 0 | 0 | 0 | 0 | 0 | 0 | 0 | 0 | 0 | 0 | 0 | 0 | 0 | 0 | 0 | 0 | 0 | 0 | 0 | 0 | 0 | 0 | 0 | 0 | 0 | 0 | 0 | 0 | 0 | 0 | 0 | 0
|  |  | Operations period post debt repayment pd. flag |  | flag | 22 |  | 0 | 0 | 0 | 0 | 0 | 0 | 0 | 0 | 0 | 0 | 0 | 0 | 0 | 0 | 0 | 0 | 0 | 0 | 0 | 0 | 0 | 0 | 0 | 0 | 0 | 0 | 0 | 0 | 0 | 0 | 0 | 0 | 0 | 0 | 0 | 0 | 0 | 0 | 0 | 0 | 0 | 0 | 0 | 0 | 0 | 0 | 1 | 1 | 1 | 1 | 1 | 1 | 1 | 1 | 1 | 1 | 1 | 1 | 1 | 1 | 1 | 1 | 1 | 1 | 1 | 1 | 1 | 1 | 0 | 0 | 0 | 0 | 0 | 0 | 0 | 0 | 0 | 0 | 0 | 0 | 0 | 0 | 0 | 0 | 0 | 0
Operations period ppf - actual / actual
|  |  | Start of operations / contract date | 2025-07-01 | date
|  |  | End of operations date | 2055-06-30 | date
|  |  | Model period start date | 0 | date | 0 | 0 | 2021-07-01 | 2022-01-01 | 2022-07-01 | 2023-01-01 | 2023-07-01 | 2024-01-01 | 2024-07-01 | 2025-01-01 | 2025-07-01 | 2026-01-01 | 2026-07-01 | 2027-01-01 | 2027-07-01 | 2028-01-01 | 2028-07-01 | 2029-01-01 | 2029-07-01 | 2030-01-01 | 2030-07-01 | 2031-01-01 | 2031-07-01 | 2032-01-01 | 2032-07-01 | 2033-01-01 | 2033-07-01 | 2034-01-01 | 2034-07-01 | 2035-01-01 | 2035-07-01 | 2036-01-01 | 2036-07-01 | 2037-01-01 | 2037-07-01 | 2038-01-01 | 2038-07-01 | 2039-01-01 | 2039-07-01 | 2040-01-01 | 2040-07-01 | 2041-01-01 | 2041-07-01 | 2042-01-01 | 2042-07-01 | 2043-01-01 | 2043-07-01 | 2044-01-01 | 2044-07-01 | 2045-01-01 | 2045-07-01 | 2046-01-01 | 2046-07-01 | 2047-01-01 | 2047-07-01 | 2048-01-01 | 2048-07-01 | 2049-01-01 | 2049-07-01 | 2050-01-01 | 2050-07-01 | 2051-01-01 | 2051-07-01 | 2052-01-01 | 2052-07-01 | 2053-01-01 | 2053-07-01 | 2054-01-01 | 2054-07-01 | 2055-01-01 | 2055-07-01 | 2056-01-01 | 2056-07-01 | 2057-01-01 | 2057-07-01 | 2058-01-01 | 2058-07-01 | 2059-01-01 | 2059-07-01 | 2060-01-01 | 2060-07-01 | 2061-01-01 | 2061-07-01 | 2062-01-01 | 2062-07-01 | 2063-01-01 | 2063-07-01 | 2064-01-01
|  |  | Model period end date | 0 | date | 0 | 0 | 2021-12-31 | 2022-06-30 | 2022-12-31 | 2023-06-30 | 2023-12-31 | 2024-06-30 | 2024-12-31 | 2025-06-30 | 2025-12-31 | 2026-06-30 | 2026-12-31 | 2027-06-30 | 2027-12-31 | 2028-06-30 | 2028-12-31 | 2029-06-30 | 2029-12-31 | 2030-06-30 | 2030-12-31 | 2031-06-30 | 2031-12-31 | 2032-06-30 | 2032-12-31 | 2033-06-30 | 2033-12-31 | 2034-06-30 | 2034-12-31 | 2035-06-30 | 2035-12-31 | 2036-06-30 | 2036-12-31 | 2037-06-30 | 2037-12-31 | 2038-06-30 | 2038-12-31 | 2039-06-30 | 2039-12-31 | 2040-06-30 | 2040-12-31 | 2041-06-30 | 2041-12-31 | 2042-06-30 | 2042-12-31 | 2043-06-30 | 2043-12-31 | 2044-06-30 | 2044-12-31 | 2045-06-30 | 2045-12-31 | 2046-06-30 | 2046-12-31 | 2047-06-30 | 2047-12-31 | 2048-06-30 | 2048-12-31 | 2049-06-30 | 2049-12-31 | 2050-06-30 | 2050-12-31 | 2051-06-30 | 2051-12-31 | 2052-06-30 | 2052-12-31 | 2053-06-30 | 2053-12-31 | 2054-06-30 | 2054-12-31 | 2055-06-30 | 2055-12-31 | 2056-06-30 | 2056-12-31 | 2057-06-30 | 2057-12-31 | 2058-06-30 | 2058-12-31 | 2059-06-30 | 2059-12-31 | 2060-06-30 | 2060-12-31 | 2061-06-30 | 2061-12-31 | 2062-06-30 | 2062-12-31 | 2063-06-30 | 2063-12-31 | 2064-06-30
|  |  | Days in operations period |  | days | 10957 |  | 0 | 0 | 0 | 0 | 0 | 0 | 0 | 0 | 184 | 181 | 184 | 181 | 184 | 182 | 184 | 181 | 184 | 181 | 184 | 181 | 184 | 182 | 184 | 181 | 184 | 181 | 184 | 181 | 184 | 182 | 184 | 181 | 184 | 181 | 184 | 181 | 184 | 182 | 184 | 181 | 184 | 181 | 184 | 181 | 184 | 182 | 184 | 181 | 184 | 181 | 184 | 181 | 184 | 182 | 184 | 181 | 184 | 181 | 184 | 181 | 184 | 182 | 184 | 181 | 184 | 181 | 184 | 181 | 0 | 0 | 0 | 0 | 0 | 0 | 0 | 0 | 0 | 0 | 0 | 0 | 0 | 0 | 0 | 0 | 0 | 0
|  |  | Days in operations period | 0 | days | 10957 | 0 | 0 | 0 | 0 | 0 | 0 | 0 | 0 | 0 | 184 | 181 | 184 | 181 | 184 | 182 | 184 | 181 | 184 | 181 | 184 | 181 | 184 | 182 | 184 | 181 | 184 | 181 | 184 | 181 | 184 | 182 | 184 | 181 | 184 | 181 | 184 | 181 | 184 | 182 | 184 | 181 | 184 | 181 | 184 | 181 | 184 | 182 | 184 | 181 | 184 | 181 | 184 | 181 | 184 | 182 | 184 | 181 | 184 | 181 | 184 | 181 | 184 | 182 | 184 | 181 | 184 | 181 | 184 | 181 | 0 | 0 | 0 | 0 | 0 | 0 | 0 | 0 | 0 | 0 | 0 | 0 | 0 | 0 | 0 | 0 | 0 | 0
|  |  | Days in period | 0 | days | 15706 | 0 | 184 | 181 | 184 | 181 | 184 | 182 | 184 | 181 | 184 | 181 | 184 | 181 | 184 | 182 | 184 | 181 | 184 | 181 | 184 | 181 | 184 | 182 | 184 | 181 | 184 | 181 | 184 | 181 | 184 | 182 | 184 | 181 | 184 | 181 | 184 | 181 | 184 | 182 | 184 | 181 | 184 | 181 | 184 | 181 | 184 | 182 | 184 | 181 | 184 | 181 | 184 | 181 | 184 | 182 | 184 | 181 | 184 | 181 | 184 | 181 | 184 | 182 | 184 | 181 | 184 | 181 | 184 | 181 | 184 | 182 | 184 | 181 | 184 | 181 | 184 | 181 | 184 | 182 | 184 | 181 | 184 | 181 | 184 | 181 | 184 | 182
|  |  | Operations period ppf - actual / actual |  | factor | 60 |  | 0 | 0 | 0 | 0 | 0 | 0 | 0 | 0 | 1 | 1 | 1 | 1 | 1 | 1 | 1 | 1 | 1 | 1 | 1 | 1 | 1 | 1 | 1 | 1 | 1 | 1 | 1 | 1 | 1 | 1 | 1 | 1 | 1 | 1 | 1 | 1 | 1 | 1 | 1 | 1 | 1 | 1 | 1 | 1 | 1 | 1 | 1 | 1 | 1 | 1 | 1 | 1 | 1 | 1 | 1 | 1 | 1 | 1 | 1 | 1 | 1 | 1 | 1 | 1 | 1 | 1 | 1 | 1 | 0 | 0 | 0 | 0 | 0 | 0 | 0 | 0 | 0 | 0 | 0 | 0 | 0 | 0 | 0 | 0 | 0 | 0
Operations and post contract period counter
|  |  | Operations period flag | 0 | flag | 60 | 0 | 0 | 0 | 0 | 0 | 0 | 0 | 0 | 0 | 1 | 1 | 1 | 1 | 1 | 1 | 1 | 1 | 1 | 1 | 1 | 1 | 1 | 1 | 1 | 1 | 1 | 1 | 1 | 1 | 1 | 1 | 1 | 1 | 1 | 1 | 1 | 1 | 1 | 1 | 1 | 1 | 1 | 1 | 1 | 1 | 1 | 1 | 1 | 1 | 1 | 1 | 1 | 1 | 1 | 1 | 1 | 1 | 1 | 1 | 1 | 1 | 1 | 1 | 1 | 1 | 1 | 1 | 1 | 1 | 0 | 0 | 0 | 0 | 0 | 0 | 0 | 0 | 0 | 0 | 0 | 0 | 0 | 0 | 0 | 0 | 0 | 0
|  |  | Post contract period flag | 0 | flag | 18 | 0 | 0 | 0 | 0 | 0 | 0 | 0 | 0 | 0 | 0 | 0 | 0 | 0 | 0 | 0 | 0 | 0 | 0 | 0 | 0 | 0 | 0 | 0 | 0 | 0 | 0 | 0 | 0 | 0 | 0 | 0 | 0 | 0 | 0 | 0 | 0 | 0 | 0 | 0 | 0 | 0 | 0 | 0 | 0 | 0 | 0 | 0 | 0 | 0 | 0 | 0 | 0 | 0 | 0 | 0 | 0 | 0 | 0 | 0 | 0 | 0 | 0 | 0 | 0 | 0 | 0 | 0 | 0 | 0 | 1 | 1 | 1 | 1 | 1 | 1 | 1 | 1 | 1 | 1 | 1 | 1 | 1 | 1 | 1 | 1 | 1 | 1
|  |  | Operations and post contract period flag |  | flag | 78 |  | 0 | 0 | 0 | 0 | 0 | 0 | 0 | 0 | 1 | 1 | 1 | 1 | 1 | 1 | 1 | 1 | 1 | 1 | 1 | 1 | 1 | 1 | 1 | 1 | 1 | 1 | 1 | 1 | 1 | 1 | 1 | 1 | 1 | 1 | 1 | 1 | 1 | 1 | 1 | 1 | 1 | 1 | 1 | 1 | 1 | 1 | 1 | 1 | 1 | 1 | 1 | 1 | 1 | 1 | 1 | 1 | 1 | 1 | 1 | 1 | 1 | 1 | 1 | 1 | 1 | 1 | 1 | 1 | 1 | 1 | 1 | 1 | 1 | 1 | 1 | 1 | 1 | 1 | 1 | 1 | 1 | 1 | 1 | 1 | 1 | 1
|  |  | Operations and post contract period flag | 0 | flag | 78 | 0 | 0 | 0 | 0 | 0 | 0 | 0 | 0 | 0 | 1 | 1 | 1 | 1 | 1 | 1 | 1 | 1 | 1 | 1 | 1 | 1 | 1 | 1 | 1 | 1 | 1 | 1 | 1 | 1 | 1 | 1 | 1 | 1 | 1 | 1 | 1 | 1 | 1 | 1 | 1 | 1 | 1 | 1 | 1 | 1 | 1 | 1 | 1 | 1 | 1 | 1 | 1 | 1 | 1 | 1 | 1 | 1 | 1 | 1 | 1 | 1 | 1 | 1 | 1 | 1 | 1 | 1 | 1 | 1 | 1 | 1 | 1 | 1 | 1 | 1 | 1 | 1 | 1 | 1 | 1 | 1 | 1 | 1 | 1 | 1 | 1 | 1
|  |  | Operations and post contract period counter |  | counter |  |  | 0 | 0 | 0 | 0 | 0 | 0 | 0 | 0 | 1 | 2 | 3 | 4 | 5 | 6 | 7 | 8 | 9 | 10 | 11 | 12 | 13 | 14 | 15 | 16 | 17 | 18 | 19 | 20 | 21 | 22 | 23 | 24 | 25 | 26 | 27 | 28 | 29 | 30 | 31 | 32 | 33 | 34 | 35 | 36 | 37 | 38 | 39 | 40 | 41 | 42 | 43 | 44 | 45 | 46 | 47 | 48 | 49 | 50 | 51 | 52 | 53 | 54 | 55 | 56 | 57 | 58 | 59 | 60 | 61 | 62 | 63 | 64 | 65 | 66 | 67 | 68 | 69 | 70 | 71 | 72 | 73 | 74 | 75 | 76 | 77 | 78
Semi annual period start flag
|  |  | Number of semi annual periods in year | 2 | periods
|  |  | Operations period counter | 0 | counter | 0 | 0 | 0 | 0 | 0 | 0 | 0 | 0 | 0 | 0 | 1 | 2 | 3 | 4 | 5 | 6 | 7 | 8 | 9 | 10 | 11 | 12 | 13 | 14 | 15 | 16 | 17 | 18 | 19 | 20 | 21 | 22 | 23 | 24 | 25 | 26 | 27 | 28 | 29 | 30 | 31 | 32 | 33 | 34 | 35 | 36 | 37 | 38 | 39 | 40 | 41 | 42 | 43 | 44 | 45 | 46 | 47 | 48 | 49 | 50 | 51 | 52 | 53 | 54 | 55 | 56 | 57 | 58 | 59 | 60 | 0 | 0 | 0 | 0 | 0 | 0 | 0 | 0 | 0 | 0 | 0 | 0 | 0 | 0 | 0 | 0 | 0 | 0
|  |  | Operations period flag | 0 | flag | 60 | 0 | 0 | 0 | 0 | 0 | 0 | 0 | 0 | 0 | 1 | 1 | 1 | 1 | 1 | 1 | 1 | 1 | 1 | 1 | 1 | 1 | 1 | 1 | 1 | 1 | 1 | 1 | 1 | 1 | 1 | 1 | 1 | 1 | 1 | 1 | 1 | 1 | 1 | 1 | 1 | 1 | 1 | 1 | 1 | 1 | 1 | 1 | 1 | 1 | 1 | 1 | 1 | 1 | 1 | 1 | 1 | 1 | 1 | 1 | 1 | 1 | 1 | 1 | 1 | 1 | 1 | 1 | 1 | 1 | 0 | 0 | 0 | 0 | 0 | 0 | 0 | 0 | 0 | 0 | 0 | 0 | 0 | 0 | 0 | 0 | 0 | 0
|  |  | Semi annual period start flag |  | flag | 30 |  | 0 | 0 | 0 | 0 | 0 | 0 | 0 | 0 | 1 | 0 | 1 | 0 | 1 | 0 | 1 | 0 | 1 | 0 | 1 | 0 | 1 | 0 | 1 | 0 | 1 | 0 | 1 | 0 | 1 | 0 | 1 | 0 | 1 | 0 | 1 | 0 | 1 | 0 | 1 | 0 | 1 | 0 | 1 | 0 | 1 | 0 | 1 | 0 | 1 | 0 | 1 | 0 | 1 | 0 | 1 | 0 | 1 | 0 | 1 | 0 | 1 | 0 | 1 | 0 | 1 | 0 | 1 | 0 | 0 | 0 | 0 | 0 | 0 | 0 | 0 | 0 | 0 | 0 | 0 | 0 | 0 | 0 | 0 | 0 | 0 | 0
Semi annual period end flag
|  |  | Number of semi annual periods in year | 2 | periods
|  |  | Model column counter | 0 | counter | 0 | 0 | 1 | 2 | 3 | 4 | 5 | 6 | 7 | 8 | 9 | 10 | 11 | 12 | 13 | 14 | 15 | 16 | 17 | 18 | 19 | 20 | 21 | 22 | 23 | 24 | 25 | 26 | 27 | 28 | 29 | 30 | 31 | 32 | 33 | 34 | 35 | 36 | 37 | 38 | 39 | 40 | 41 | 42 | 43 | 44 | 45 | 46 | 47 | 48 | 49 | 50 | 51 | 52 | 53 | 54 | 55 | 56 | 57 | 58 | 59 | 60 | 61 | 62 | 63 | 64 | 65 | 66 | 67 | 68 | 69 | 70 | 71 | 72 | 73 | 74 | 75 | 76 | 77 | 78 | 79 | 80 | 81 | 82 | 83 | 84 | 85 | 86
|  |  | Operations period flag | 0 | flag | 60 | 0 | 0 | 0 | 0 | 0 | 0 | 0 | 0 | 0 | 1 | 1 | 1 | 1 | 1 | 1 | 1 | 1 | 1 | 1 | 1 | 1 | 1 | 1 | 1 | 1 | 1 | 1 | 1 | 1 | 1 | 1 | 1 | 1 | 1 | 1 | 1 | 1 | 1 | 1 | 1 | 1 | 1 | 1 | 1 | 1 | 1 | 1 | 1 | 1 | 1 | 1 | 1 | 1 | 1 | 1 | 1 | 1 | 1 | 1 | 1 | 1 | 1 | 1 | 1 | 1 | 1 | 1 | 1 | 1 | 0 | 0 | 0 | 0 | 0 | 0 | 0 | 0 | 0 | 0 | 0 | 0 | 0 | 0 | 0 | 0 | 0 | 0
|  |  | Post contract period flag | 0 | flag | 18 | 0 | 0 | 0 | 0 | 0 | 0 | 0 | 0 | 0 | 0 | 0 | 0 | 0 | 0 | 0 | 0 | 0 | 0 | 0 | 0 | 0 | 0 | 0 | 0 | 0 | 0 | 0 | 0 | 0 | 0 | 0 | 0 | 0 | 0 | 0 | 0 | 0 | 0 | 0 | 0 | 0 | 0 | 0 | 0 | 0 | 0 | 0 | 0 | 0 | 0 | 0 | 0 | 0 | 0 | 0 | 0 | 0 | 0 | 0 | 0 | 0 | 0 | 0 | 0 | 0 | 0 | 0 | 0 | 0 | 1 | 1 | 1 | 1 | 1 | 1 | 1 | 1 | 1 | 1 | 1 | 1 | 1 | 1 | 1 | 1 | 1 | 1
|  |  | Semi annual period start flag |  | flag | 39 |  | 0 | 0 | 0 | 0 | 0 | 0 | 0 | 0 | 1 | 0 | 1 | 0 | 1 | 0 | 1 | 0 | 1 | 0 | 1 | 0 | 1 | 0 | 1 | 0 | 1 | 0 | 1 | 0 | 1 | 0 | 1 | 0 | 1 | 0 | 1 | 0 | 1 | 0 | 1 | 0 | 1 | 0 | 1 | 0 | 1 | 0 | 1 | 0 | 1 | 0 | 1 | 0 | 1 | 0 | 1 | 0 | 1 | 0 | 1 | 0 | 1 | 0 | 1 | 0 | 1 | 0 | 1 | 0 | 1 | 0 | 1 | 0 | 1 | 0 | 1 | 0 | 1 | 0 | 1 | 0 | 1 | 0 | 1 | 0 | 1 | 0
|  |  | Number of semi annual periods in year | 2 | periods
|  |  | Model column counter | 0 | counter | 0 | 0 | 1 | 2 | 3 | 4 | 5 | 6 | 7 | 8 | 9 | 10 | 11 | 12 | 13 | 14 | 15 | 16 | 17 | 18 | 19 | 20 | 21 | 22 | 23 | 24 | 25 | 26 | 27 | 28 | 29 | 30 | 31 | 32 | 33 | 34 | 35 | 36 | 37 | 38 | 39 | 40 | 41 | 42 | 43 | 44 | 45 | 46 | 47 | 48 | 49 | 50 | 51 | 52 | 53 | 54 | 55 | 56 | 57 | 58 | 59 | 60 | 61 | 62 | 63 | 64 | 65 | 66 | 67 | 68 | 69 | 70 | 71 | 72 | 73 | 74 | 75 | 76 | 77 | 78 | 79 | 80 | 81 | 82 | 83 | 84 | 85 | 86
|  |  | Operations period flag | 0 | flag | 60 | 0 | 0 | 0 | 0 | 0 | 0 | 0 | 0 | 0 | 1 | 1 | 1 | 1 | 1 | 1 | 1 | 1 | 1 | 1 | 1 | 1 | 1 | 1 | 1 | 1 | 1 | 1 | 1 | 1 | 1 | 1 | 1 | 1 | 1 | 1 | 1 | 1 | 1 | 1 | 1 | 1 | 1 | 1 | 1 | 1 | 1 | 1 | 1 | 1 | 1 | 1 | 1 | 1 | 1 | 1 | 1 | 1 | 1 | 1 | 1 | 1 | 1 | 1 | 1 | 1 | 1 | 1 | 1 | 1 | 0 | 0 | 0 | 0 | 0 | 0 | 0 | 0 | 0 | 0 | 0 | 0 | 0 | 0 | 0 | 0 | 0 | 0
|  |  | Post contract period flag | 0 | flag | 18 | 0 | 0 | 0 | 0 | 0 | 0 | 0 | 0 | 0 | 0 | 0 | 0 | 0 | 0 | 0 | 0 | 0 | 0 | 0 | 0 | 0 | 0 | 0 | 0 | 0 | 0 | 0 | 0 | 0 | 0 | 0 | 0 | 0 | 0 | 0 | 0 | 0 | 0 | 0 | 0 | 0 | 0 | 0 | 0 | 0 | 0 | 0 | 0 | 0 | 0 | 0 | 0 | 0 | 0 | 0 | 0 | 0 | 0 | 0 | 0 | 0 | 0 | 0 | 0 | 0 | 0 | 0 | 0 | 0 | 1 | 1 | 1 | 1 | 1 | 1 | 1 | 1 | 1 | 1 | 1 | 1 | 1 | 1 | 1 | 1 | 1 | 1
|  |  | Semi annual period end flag |  | flag | 39 |  | 0 | 0 | 0 | 0 | 0 | 0 | 0 | 0 | 0 | 1 | 0 | 1 | 0 | 1 | 0 | 1 | 0 | 1 | 0 | 1 | 0 | 1 | 0 | 1 | 0 | 1 | 0 | 1 | 0 | 1 | 0 | 1 | 0 | 1 | 0 | 1 | 0 | 1 | 0 | 1 | 0 | 1 | 0 | 1 | 0 | 1 | 0 | 1 | 0 | 1 | 0 | 1 | 0 | 1 | 0 | 1 | 0 | 1 | 0 | 1 | 0 | 1 | 0 | 1 | 0 | 1 | 0 | 1 | 0 | 1 | 0 | 1 | 0 | 1 | 0 | 1 | 0 | 1 | 0 | 1 | 0 | 1 | 0 | 1 | 0 | 1
|  |  | Financial close date flag | 0 | flag | 1 | 0 | 0 | 0 | 0 | 1 | 0 | 0 | 0 | 0 | 0 | 0 | 0 | 0 | 0 | 0 | 0 | 0 | 0 | 0 | 0 | 0 | 0 | 0 | 0 | 0 | 0 | 0 | 0 | 0 | 0 | 0 | 0 | 0 | 0 | 0 | 0 | 0 | 0 | 0 | 0 | 0 | 0 | 0 | 0 | 0 | 0 | 0 | 0 | 0 | 0 | 0 | 0 | 0 | 0 | 0 | 0 | 0 | 0 | 0 | 0 | 0 | 0 | 0 | 0 | 0 | 0 | 0 | 0 | 0 | 0 | 0 | 0 | 0 | 0 | 0 | 0 | 0 | 0 | 0 | 0 | 0 | 0 | 0 | 0 | 0 | 0 | 0
|  |  | Construction period flag | 0 | flag | 5 | 0 | 0 | 0 | 0 | 1 | 1 | 1 | 1 | 1 | 0 | 0 | 0 | 0 | 0 | 0 | 0 | 0 | 0 | 0 | 0 | 0 | 0 | 0 | 0 | 0 | 0 | 0 | 0 | 0 | 0 | 0 | 0 | 0 | 0 | 0 | 0 | 0 | 0 | 0 | 0 | 0 | 0 | 0 | 0 | 0 | 0 | 0 | 0 | 0 | 0 | 0 | 0 | 0 | 0 | 0 | 0 | 0 | 0 | 0 | 0 | 0 | 0 | 0 | 0 | 0 | 0 | 0 | 0 | 0 | 0 | 0 | 0 | 0 | 0 | 0 | 0 | 0 | 0 | 0 | 0 | 0 | 0 | 0 | 0 | 0 | 0 | 0
|  |  | Semi annual period start flag | 0 | flag | 30 | 0 | 0 | 0 | 0 | 0 | 0 | 0 | 0 | 0 | 1 | 0 | 1 | 0 | 1 | 0 | 1 | 0 | 1 | 0 | 1 | 0 | 1 | 0 | 1 | 0 | 1 | 0 | 1 | 0 | 1 | 0 | 1 | 0 | 1 | 0 | 1 | 0 | 1 | 0 | 1 | 0 | 1 | 0 | 1 | 0 | 1 | 0 | 1 | 0 | 1 | 0 | 1 | 0 | 1 | 0 | 1 | 0 | 1 | 0 | 1 | 0 | 1 | 0 | 1 | 0 | 1 | 0 | 1 | 0 | 0 | 0 | 0 | 0 | 0 | 0 | 0 | 0 | 0 | 0 | 0 | 0 | 0 | 0 | 0 | 0 | 0 | 0
|  |  | Post contract period flag | 0 | flag | 18 | 0 | 0 | 0 | 0 | 0 | 0 | 0 | 0 | 0 | 0 | 0 | 0 | 0 | 0 | 0 | 0 | 0 | 0 | 0 | 0 | 0 | 0 | 0 | 0 | 0 | 0 | 0 | 0 | 0 | 0 | 0 | 0 | 0 | 0 | 0 | 0 | 0 | 0 | 0 | 0 | 0 | 0 | 0 | 0 | 0 | 0 | 0 | 0 | 0 | 0 | 0 | 0 | 0 | 0 | 0 | 0 | 0 | 0 | 0 | 0 | 0 | 0 | 0 | 0 | 0 | 0 | 0 | 0 | 0 | 1 | 1 | 1 | 1 | 1 | 1 | 1 | 1 | 1 | 1 | 1 | 1 | 1 | 1 | 1 | 1 | 1 | 1
|  |  | Semi annual period for graphs |  | flag |  |  | Dev | Dev | Dev | FC | C02 | C03 | C04 | C05 | 1 | 1 | 2 | 2 | 3 | 3 | 4 | 4 | 5 | 5 | 6 | 6 | 7 | 7 | 8 | 8 | 9 | 9 | 10 | 10 | 11 | 11 | 12 | 12 | 13 | 13 | 14 | 14 | 15 | 15 | 16 | 16 | 17 | 17 | 18 | 18 | 19 | 19 | 20 | 20 | 21 | 21 | 22 | 22 | 23 | 23 | 24 | 24 | 25 | 25 | 26 | 26 | 27 | 27 | 28 | 28 | 29 | 29 | 30 | 30 | #N/A | #N/A | #N/A | #N/A | #N/A | #N/A | #N/A | #N/A | #N/A | #N/A | #N/A | #N/A | #N/A | #N/A | #N/A | #N/A | #N/A | #N/A
Cashsweep flags
First cashsweep % flag
|  |  | Cashsweep start date | 2028-12-31 | date
|  |  | First cashsweep # of years | 3 | years
|  |  | Months in year | 12 | months
|  |  | Months in semi annual period | 6 | months
|  |  | First cashsweep end | 2031-06-30 | date
|  |  | Cashsweep start date | 2028-12-31 | date
|  |  | First cashsweep end | 2031-06-30 | date
|  |  | Model period end date | 0 | date | 0 | 0 | 2021-12-31 | 2022-06-30 | 2022-12-31 | 2023-06-30 | 2023-12-31 | 2024-06-30 | 2024-12-31 | 2025-06-30 | 2025-12-31 | 2026-06-30 | 2026-12-31 | 2027-06-30 | 2027-12-31 | 2028-06-30 | 2028-12-31 | 2029-06-30 | 2029-12-31 | 2030-06-30 | 2030-12-31 | 2031-06-30 | 2031-12-31 | 2032-06-30 | 2032-12-31 | 2033-06-30 | 2033-12-31 | 2034-06-30 | 2034-12-31 | 2035-06-30 | 2035-12-31 | 2036-06-30 | 2036-12-31 | 2037-06-30 | 2037-12-31 | 2038-06-30 | 2038-12-31 | 2039-06-30 | 2039-12-31 | 2040-06-30 | 2040-12-31 | 2041-06-30 | 2041-12-31 | 2042-06-30 | 2042-12-31 | 2043-06-30 | 2043-12-31 | 2044-06-30 | 2044-12-31 | 2045-06-30 | 2045-12-31 | 2046-06-30 | 2046-12-31 | 2047-06-30 | 2047-12-31 | 2048-06-30 | 2048-12-31 | 2049-06-30 | 2049-12-31 | 2050-06-30 | 2050-12-31 | 2051-06-30 | 2051-12-31 | 2052-06-30 | 2052-12-31 | 2053-06-30 | 2053-12-31 | 2054-06-30 | 2054-12-31 | 2055-06-30 | 2055-12-31 | 2056-06-30 | 2056-12-31 | 2057-06-30 | 2057-12-31 | 2058-06-30 | 2058-12-31 | 2059-06-30 | 2059-12-31 | 2060-06-30 | 2060-12-31 | 2061-06-30 | 2061-12-31 | 2062-06-30 | 2062-12-31 | 2063-06-30 | 2063-12-31 | 2064-06-30
|  |  | First cashsweep % flag |  | flag | 6 |  | 0 | 0 | 0 | 0 | 0 | 0 | 0 | 0 | 0 | 0 | 0 | 0 | 0 | 0 | 1 | 1 | 1 | 1 | 1 | 1 | 0 | 0 | 0 | 0 | 0 | 0 | 0 | 0 | 0 | 0 | 0 | 0 | 0 | 0 | 0 | 0 | 0 | 0 | 0 | 0 | 0 | 0 | 0 | 0 | 0 | 0 | 0 | 0 | 0 | 0 | 0 | 0 | 0 | 0 | 0 | 0 | 0 | 0 | 0 | 0 | 0 | 0 | 0 | 0 | 0 | 0 | 0 | 0 | 0 | 0 | 0 | 0 | 0 | 0 | 0 | 0 | 0 | 0 | 0 | 0 | 0 | 0 | 0 | 0 | 0 | 0
Cashsweep period flag based on P90 cashflows
|  |  | Cashsweep start date | 2028-12-31 | date
|  |  | Model period end date | 0 | date | 0 | 0 | 2021-12-31 | 2022-06-30 | 2022-12-31 | 2023-06-30 | 2023-12-31 | 2024-06-30 | 2024-12-31 | 2025-06-30 | 2025-12-31 | 2026-06-30 | 2026-12-31 | 2027-06-30 | 2027-12-31 | 2028-06-30 | 2028-12-31 | 2029-06-30 | 2029-12-31 | 2030-06-30 | 2030-12-31 | 2031-06-30 | 2031-12-31 | 2032-06-30 | 2032-12-31 | 2033-06-30 | 2033-12-31 | 2034-06-30 | 2034-12-31 | 2035-06-30 | 2035-12-31 | 2036-06-30 | 2036-12-31 | 2037-06-30 | 2037-12-31 | 2038-06-30 | 2038-12-31 | 2039-06-30 | 2039-12-31 | 2040-06-30 | 2040-12-31 | 2041-06-30 | 2041-12-31 | 2042-06-30 | 2042-12-31 | 2043-06-30 | 2043-12-31 | 2044-06-30 | 2044-12-31 | 2045-06-30 | 2045-12-31 | 2046-06-30 | 2046-12-31 | 2047-06-30 | 2047-12-31 | 2048-06-30 | 2048-12-31 | 2049-06-30 | 2049-12-31 | 2050-06-30 | 2050-12-31 | 2051-06-30 | 2051-12-31 | 2052-06-30 | 2052-12-31 | 2053-06-30 | 2053-12-31 | 2054-06-30 | 2054-12-31 | 2055-06-30 | 2055-12-31 | 2056-06-30 | 2056-12-31 | 2057-06-30 | 2057-12-31 | 2058-06-30 | 2058-12-31 | 2059-06-30 | 2059-12-31 | 2060-06-30 | 2060-12-31 | 2061-06-30 | 2061-12-31 | 2062-06-30 | 2062-12-31 | 2063-06-30 | 2063-12-31 | 2064-06-30
|  |  | Senior debt repayment period flag | 0 | flag | 38 | 0 | 0 | 0 | 0 | 0 | 0 | 0 | 0 | 0 | 1 | 1 | 1 | 1 | 1 | 1 | 1 | 1 | 1 | 1 | 1 | 1 | 1 | 1 | 1 | 1 | 1 | 1 | 1 | 1 | 1 | 1 | 1 | 1 | 1 | 1 | 1 | 1 | 1 | 1 | 1 | 1 | 1 | 1 | 1 | 1 | 1 | 1 | 0 | 0 | 0 | 0 | 0 | 0 | 0 | 0 | 0 | 0 | 0 | 0 | 0 | 0 | 0 | 0 | 0 | 0 | 0 | 0 | 0 | 0 | 0 | 0 | 0 | 0 | 0 | 0 | 0 | 0 | 0 | 0 | 0 | 0 | 0 | 0 | 0 | 0 | 0 | 0
|  |  | Cashsweep period flag - P90 cashflows |  | flag | 32 |  | 0 | 0 | 0 | 0 | 0 | 0 | 0 | 0 | 0 | 0 | 0 | 0 | 0 | 0 | 1 | 1 | 1 | 1 | 1 | 1 | 1 | 1 | 1 | 1 | 1 | 1 | 1 | 1 | 1 | 1 | 1 | 1 | 1 | 1 | 1 | 1 | 1 | 1 | 1 | 1 | 1 | 1 | 1 | 1 | 1 | 1 | 0 | 0 | 0 | 0 | 0 | 0 | 0 | 0 | 0 | 0 | 0 | 0 | 0 | 0 | 0 | 0 | 0 | 0 | 0 | 0 | 0 | 0 | 0 | 0 | 0 | 0 | 0 | 0 | 0 | 0 | 0 | 0 | 0 | 0 | 0 | 0 | 0 | 0 | 0 | 0
Cashsweep period flag based on P50 cashflows
|  |  | Cashsweep start date | 2028-12-31 | date
|  |  | Model period end date | 0 | date | 0 | 0 | 2021-12-31 | 2022-06-30 | 2022-12-31 | 2023-06-30 | 2023-12-31 | 2024-06-30 | 2024-12-31 | 2025-06-30 | 2025-12-31 | 2026-06-30 | 2026-12-31 | 2027-06-30 | 2027-12-31 | 2028-06-30 | 2028-12-31 | 2029-06-30 | 2029-12-31 | 2030-06-30 | 2030-12-31 | 2031-06-30 | 2031-12-31 | 2032-06-30 | 2032-12-31 | 2033-06-30 | 2033-12-31 | 2034-06-30 | 2034-12-31 | 2035-06-30 | 2035-12-31 | 2036-06-30 | 2036-12-31 | 2037-06-30 | 2037-12-31 | 2038-06-30 | 2038-12-31 | 2039-06-30 | 2039-12-31 | 2040-06-30 | 2040-12-31 | 2041-06-30 | 2041-12-31 | 2042-06-30 | 2042-12-31 | 2043-06-30 | 2043-12-31 | 2044-06-30 | 2044-12-31 | 2045-06-30 | 2045-12-31 | 2046-06-30 | 2046-12-31 | 2047-06-30 | 2047-12-31 | 2048-06-30 | 2048-12-31 | 2049-06-30 | 2049-12-31 | 2050-06-30 | 2050-12-31 | 2051-06-30 | 2051-12-31 | 2052-06-30 | 2052-12-31 | 2053-06-30 | 2053-12-31 | 2054-06-30 | 2054-12-31 | 2055-06-30 | 2055-12-31 | 2056-06-30 | 2056-12-31 | 2057-06-30 | 2057-12-31 | 2058-06-30 | 2058-12-31 | 2059-06-30 | 2059-12-31 | 2060-06-30 | 2060-12-31 | 2061-06-30 | 2061-12-31 | 2062-06-30 | 2062-12-31 | 2063-06-30 | 2063-12-31 | 2064-06-30
|  |  | ADB Loan repayment period flag | 0 | flag | 38 | 0 | 0 | 0 | 0 | 0 | 0 | 0 | 0 | 0 | 1 | 1 | 1 | 1 | 1 | 1 | 1 | 1 | 1 | 1 | 1 | 1 | 1 | 1 | 1 | 1 | 1 | 1 | 1 | 1 | 1 | 1 | 1 | 1 | 1 | 1 | 1 | 1 | 1 | 1 | 1 | 1 | 1 | 1 | 1 | 1 | 1 | 1 | 0 | 0 | 0 | 0 | 0 | 0 | 0 | 0 | 0 | 0 | 0 | 0 | 0 | 0 | 0 | 0 | 0 | 0 | 0 | 0 | 0 | 0 | 0 | 0 | 0 | 0 | 0 | 0 | 0 | 0 | 0 | 0 | 0 | 0 | 0 | 0 | 0 | 0 | 0 | 0
|  |  | Cashsweep start flag - P50 cashflows |  | flag | 1 |  | 0 | 0 | 0 | 0 | 0 | 0 | 0 | 0 | 0 | 0 | 0 | 0 | 0 | 0 | 1 | 0 | 0 | 0 | 0 | 0 | 0 | 0 | 0 | 0 | 0 | 0 | 0 | 0 | 0 | 0 | 0 | 0 | 0 | 0 | 0 | 0 | 0 | 0 | 0 | 0 | 0 | 0 | 0 | 0 | 0 | 0 | 0 | 0 | 0 | 0 | 0 | 0 | 0 | 0 | 0 | 0 | 0 | 0 | 0 | 0 | 0 | 0 | 0 | 0 | 0 | 0 | 0 | 0 | 0 | 0 | 0 | 0 | 0 | 0 | 0 | 0 | 0 | 0 | 0 | 0 | 0 | 0 | 0 | 0 | 0 | 0
|  |  | Total cashsweep repayment - P90 - fixed | 12770.713 | USD 000s
|  |  | ADB Cashsweep repayment POS | 0 | USD 000s | 3313.1507 | 0 | 0 | 0 | 0 | 0 | 0 | 0 | 0 | 0 | 0 | 0 | 0 | 0 | 0 | 0 | 96.6833 | 92.6763 | 99.2149 | 95.2567 | 100.4674 | 96.2602 | 174.3365 | 169.4853 | 183.4714 | 179.0902 | 192.9356 | 170.8269 | 182.8185 | 177.6293 | 193.6461 | 189.7511 | 203.8903 | 199.2906 | 196.4192 | 187.4519 | 131.5489 | 0 | 0 | 0 | 0 | 0 | 0 | 0 | 0 | 0 | 0 | 0 | 0 | 0 | 0 | 0 | 0 | 0 | 0 | 0 | 0 | 0 | 0 | 0 | 0 | 0 | 0 | 0 | 0 | 0 | 0 | 0 | 0 | 0 | 0 | 0 | 0 | 0 | 0 | 0 | 0 | 0 | 0 | 0 | 0 | 0 | 0 | 0 | 0 | 0 | 0 | 0
|  |  | EBRD Cashsweep repayment POS | 0 | USD 000s | 4349.7885 | 0 | 0 | 0 | 0 | 0 | 0 | 0 | 0 | 0 | 0 | 0 | 0 | 0 | 0 | 0 | 126.9342 | 121.6734 | 130.2578 | 125.0612 | 131.9023 | 126.3786 | 228.884 | 222.5148 | 240.877 | 235.125 | 253.3024 | 224.2762 | 240.0198 | 233.207 | 254.2352 | 249.1215 | 267.6846 | 261.6458 | 257.876 | 246.103 | 172.7087 | 0 | 0 | 0 | 0 | 0 | 0 | 0 | 0 | 0 | 0 | 0 | 0 | 0 | 0 | 0 | 0 | 0 | 0 | 0 | 0 | 0 | 0 | 0 | 0 | 0 | 0 | 0 | 0 | 0 | 0 | 0 | 0 | 0 | 0 | 0 | 0 | 0 | 0 | 0 | 0 | 0 | 0 | 0 | 0 | 0 | 0 | 0 | 0 | 0 | 0 | 0
|  |  | AIIB Cashsweep repayment POS | 0 | USD 000s | 2553.887 | 0 | 0 | 0 | 0 | 0 | 0 | 0 | 0 | 0 | 0 | 0 | 0 | 0 | 0 | 0 | 74.5267 | 71.438 | 76.4781 | 73.4271 | 77.4436 | 74.2006 | 134.3844 | 130.6449 | 141.4259 | 138.0487 | 148.7212 | 131.6791 | 140.9226 | 136.9226 | 149.2688 | 146.2664 | 157.1654 | 153.6198 | 151.4065 | 144.4942 | 101.4023 | 0 | 0 | 0 | 0 | 0 | 0 | 0 | 0 | 0 | 0 | 0 | 0 | 0 | 0 | 0 | 0 | 0 | 0 | 0 | 0 | 0 | 0 | 0 | 0 | 0 | 0 | 0 | 0 | 0 | 0 | 0 | 0 | 0 | 0 | 0 | 0 | 0 | 0 | 0 | 0 | 0 | 0 | 0 | 0 | 0 | 0 | 0 | 0 | 0 | 0 | 0
|  |  | EIB Cashsweep repayment POS | 0 | USD 000s | 2553.887 | 0 | 0 | 0 | 0 | 0 | 0 | 0 | 0 | 0 | 0 | 0 | 0 | 0 | 0 | 0 | 74.5267 | 71.438 | 76.4781 | 73.4271 | 77.4436 | 74.2006 | 134.3844 | 130.6449 | 141.4259 | 138.0487 | 148.7212 | 131.6791 | 140.9226 | 136.9226 | 149.2688 | 146.2664 | 157.1654 | 153.6198 | 151.4065 | 144.4942 | 101.4023 | 0 | 0 | 0 | 0 | 0 | 0 | 0 | 0 | 0 | 0 | 0 | 0 | 0 | 0 | 0 | 0 | 0 | 0 | 0 | 0 | 0 | 0 | 0 | 0 | 0 | 0 | 0 | 0 | 0 | 0 | 0 | 0 | 0 | 0 | 0 | 0 | 0 | 0 | 0 | 0 | 0 | 0 | 0 | 0 | 0 | 0 | 0 | 0 | 0 | 0 | 0
|  |  | Total Cashsweep repayment POS |  | USD 000s | 12770.713 |  | 0 | 0 | 0 | 0 | 0 | 0 | 0 | 0 | 0 | 0 | 0 | 0 | 0 | 0 | 372.6709 | 357.2258 | 382.4289 | 367.172 | 387.257 | 371.0399 | 671.9893 | 653.29 | 707.2002 | 690.3126 | 743.6804 | 658.4612 | 704.6836 | 684.6815 | 746.4189 | 731.4054 | 785.9057 | 768.176 | 757.1081 | 722.5433 | 507.0621 | 0 | 0 | 0 | 0 | 0 | 0 | 0 | 0 | 0 | 0 | 0 | 0 | 0 | 0 | 0 | 0 | 0 | 0 | 0 | 0 | 0 | 0 | 0 | 0 | 0 | 0 | 0 | 0 | 0 | 0 | 0 | 0 | 0 | 0 | 0 | 0 | 0 | 0 | 0 | 0 | 0 | 0 | 0 | 0 | 0 | 0 | 0 | 0 | 0 | 0 | 0
|  |  | Cashsweep end flag - P50 cashflows |  | flag | 1 |  | 0 | 0 | 0 | 0 | 0 | 0 | 0 | 0 | 0 | 0 | 0 | 0 | 0 | 0 | 0 | 0 | 0 | 0 | 0 | 0 | 0 | 0 | 0 | 0 | 0 | 0 | 0 | 0 | 0 | 0 | 0 | 0 | 0 | 0 | 1 | 0 | 0 | 0 | 0 | 0 | 0 | 0 | 0 | 0 | 0 | 0 | 0 | 0 | 0 | 0 | 0 | 0 | 0 | 0 | 0 | 0 | 0 | 0 | 0 | 0 | 0 | 0 | 0 | 0 | 0 | 0 | 0 | 0 | 0 | 0 | 0 | 0 | 0 | 0 | 0 | 0 | 0 | 0 | 0 | 0 | 0 | 0 | 0 | 0 | 0 | 0
|  |  | Cashsweep start flag - P50 cashflows | 0 | flag | 1 | 0 | 0 | 0 | 0 | 0 | 0 | 0 | 0 | 0 | 0 | 0 | 0 | 0 | 0 | 0 | 1 | 0 | 0 | 0 | 0 | 0 | 0 | 0 | 0 | 0 | 0 | 0 | 0 | 0 | 0 | 0 | 0 | 0 | 0 | 0 | 0 | 0 | 0 | 0 | 0 | 0 | 0 | 0 | 0 | 0 | 0 | 0 | 0 | 0 | 0 | 0 | 0 | 0 | 0 | 0 | 0 | 0 | 0 | 0 | 0 | 0 | 0 | 0 | 0 | 0 | 0 | 0 | 0 | 0 | 0 | 0 | 0 | 0 | 0 | 0 | 0 | 0 | 0 | 0 | 0 | 0 | 0 | 0 | 0 | 0 | 0 | 0
|  |  | Cashsweep end flag - P50 cashflows | 0 | flag | 1 | 0 | 0 | 0 | 0 | 0 | 0 | 0 | 0 | 0 | 0 | 0 | 0 | 0 | 0 | 0 | 0 | 0 | 0 | 0 | 0 | 0 | 0 | 0 | 0 | 0 | 0 | 0 | 0 | 0 | 0 | 0 | 0 | 0 | 0 | 0 | 1 | 0 | 0 | 0 | 0 | 0 | 0 | 0 | 0 | 0 | 0 | 0 | 0 | 0 | 0 | 0 | 0 | 0 | 0 | 0 | 0 | 0 | 0 | 0 | 0 | 0 | 0 | 0 | 0 | 0 | 0 | 0 | 0 | 0 | 0 | 0 | 0 | 0 | 0 | 0 | 0 | 0 | 0 | 0 | 0 | 0 | 0 | 0 | 0 | 0 | 0 | 0
|  |  | Cashsweep period flag - P50 cashflows |  | flag | 21 |  | 0 | 0 | 0 | 0 | 0 | 0 | 0 | 0 | 0 | 0 | 0 | 0 | 0 | 0 | 1 | 1 | 1 | 1 | 1 | 1 | 1 | 1 | 1 | 1 | 1 | 1 | 1 | 1 | 1 | 1 | 1 | 1 | 1 | 1 | 1 | 0 | 0 | 0 | 0 | 0 | 0 | 0 | 0 | 0 | 0 | 0 | 0 | 0 | 0 | 0 | 0 | 0 | 0 | 0 | 0 | 0 | 0 | 0 | 0 | 0 | 0 | 0 | 0 | 0 | 0 | 0 | 0 | 0 | 0 | 0 | 0 | 0 | 0 | 0 | 0 | 0 | 0 | 0 | 0 | 0 | 0 | 0 | 0 | 0 | 0 | 0
FIRST OPERATIONS PERIOD FLAG
Non current assets depreciation period flag
|  |  | Start of operations / contract date | 2025-07-01 | date
|  |  | Useful life of non current asset under operating lease | 30 | years
|  |  | Months in year | 12 | months
|  |  | End of useful life of non current asset under operating lease | 2055-06-30 | date
|  |  | Start of operations / contract date | 2025-07-01 | date
|  |  | Model period end date | 0 | date | 0 | 0 | 2021-12-31 | 2022-06-30 | 2022-12-31 | 2023-06-30 | 2023-12-31 | 2024-06-30 | 2024-12-31 | 2025-06-30 | 2025-12-31 | 2026-06-30 | 2026-12-31 | 2027-06-30 | 2027-12-31 | 2028-06-30 | 2028-12-31 | 2029-06-30 | 2029-12-31 | 2030-06-30 | 2030-12-31 | 2031-06-30 | 2031-12-31 | 2032-06-30 | 2032-12-31 | 2033-06-30 | 2033-12-31 | 2034-06-30 | 2034-12-31 | 2035-06-30 | 2035-12-31 | 2036-06-30 | 2036-12-31 | 2037-06-30 | 2037-12-31 | 2038-06-30 | 2038-12-31 | 2039-06-30 | 2039-12-31 | 2040-06-30 | 2040-12-31 | 2041-06-30 | 2041-12-31 | 2042-06-30 | 2042-12-31 | 2043-06-30 | 2043-12-31 | 2044-06-30 | 2044-12-31 | 2045-06-30 | 2045-12-31 | 2046-06-30 | 2046-12-31 | 2047-06-30 | 2047-12-31 | 2048-06-30 | 2048-12-31 | 2049-06-30 | 2049-12-31 | 2050-06-30 | 2050-12-31 | 2051-06-30 | 2051-12-31 | 2052-06-30 | 2052-12-31 | 2053-06-30 | 2053-12-31 | 2054-06-30 | 2054-12-31 | 2055-06-30 | 2055-12-31 | 2056-06-30 | 2056-12-31 | 2057-06-30 | 2057-12-31 | 2058-06-30 | 2058-12-31 | 2059-06-30 | 2059-12-31 | 2060-06-30 | 2060-12-31 | 2061-06-30 | 2061-12-31 | 2062-06-30 | 2062-12-31 | 2063-06-30 | 2063-12-31 | 2064-06-30
|  |  | Useful life of non current assets start flag |  | flag | 1 |  | 0 | 0 | 0 | 0 | 0 | 0 | 0 | 0 | 1 | 0 | 0 | 0 | 0 | 0 | 0 | 0 | 0 | 0 | 0 | 0 | 0 | 0 | 0 | 0 | 0 | 0 | 0 | 0 | 0 | 0 | 0 | 0 | 0 | 0 | 0 | 0 | 0 | 0 | 0 | 0 | 0 | 0 | 0 | 0 | 0 | 0 | 0 | 0 | 0 | 0 | 0 | 0 | 0 | 0 | 0 | 0 | 0 | 0 | 0 | 0 | 0 | 0 | 0 | 0 | 0 | 0 | 0 | 0 | 0 | 0 | 0 | 0 | 0 | 0 | 0 | 0 | 0 | 0 | 0 | 0 | 0 | 0 | 0 | 0 | 0 | 0
|  |  | End of useful life of non current asset under operating lease | 2055-06-30 | date
|  |  | Model period end date | 0 | date | 0 | 0 | 2021-12-31 | 2022-06-30 | 2022-12-31 | 2023-06-30 | 2023-12-31 | 2024-06-30 | 2024-12-31 | 2025-06-30 | 2025-12-31 | 2026-06-30 | 2026-12-31 | 2027-06-30 | 2027-12-31 | 2028-06-30 | 2028-12-31 | 2029-06-30 | 2029-12-31 | 2030-06-30 | 2030-12-31 | 2031-06-30 | 2031-12-31 | 2032-06-30 | 2032-12-31 | 2033-06-30 | 2033-12-31 | 2034-06-30 | 2034-12-31 | 2035-06-30 | 2035-12-31 | 2036-06-30 | 2036-12-31 | 2037-06-30 | 2037-12-31 | 2038-06-30 | 2038-12-31 | 2039-06-30 | 2039-12-31 | 2040-06-30 | 2040-12-31 | 2041-06-30 | 2041-12-31 | 2042-06-30 | 2042-12-31 | 2043-06-30 | 2043-12-31 | 2044-06-30 | 2044-12-31 | 2045-06-30 | 2045-12-31 | 2046-06-30 | 2046-12-31 | 2047-06-30 | 2047-12-31 | 2048-06-30 | 2048-12-31 | 2049-06-30 | 2049-12-31 | 2050-06-30 | 2050-12-31 | 2051-06-30 | 2051-12-31 | 2052-06-30 | 2052-12-31 | 2053-06-30 | 2053-12-31 | 2054-06-30 | 2054-12-31 | 2055-06-30 | 2055-12-31 | 2056-06-30 | 2056-12-31 | 2057-06-30 | 2057-12-31 | 2058-06-30 | 2058-12-31 | 2059-06-30 | 2059-12-31 | 2060-06-30 | 2060-12-31 | 2061-06-30 | 2061-12-31 | 2062-06-30 | 2062-12-31 | 2063-06-30 | 2063-12-31 | 2064-06-30
|  |  | Useful life of non current assets end flag |  | flag | 1 |  | 0 | 0 | 0 | 0 | 0 | 0 | 0 | 0 | 0 | 0 | 0 | 0 | 0 | 0 | 0 | 0 | 0 | 0 | 0 | 0 | 0 | 0 | 0 | 0 | 0 | 0 | 0 | 0 | 0 | 0 | 0 | 0 | 0 | 0 | 0 | 0 | 0 | 0 | 0 | 0 | 0 | 0 | 0 | 0 | 0 | 0 | 0 | 0 | 0 | 0 | 0 | 0 | 0 | 0 | 0 | 0 | 0 | 0 | 0 | 0 | 0 | 0 | 0 | 0 | 0 | 0 | 0 | 1 | 0 | 0 | 0 | 0 | 0 | 0 | 0 | 0 | 0 | 0 | 0 | 0 | 0 | 0 | 0 | 0 | 0 | 0
|  |  | Useful life of non current assets start flag | 0 | flag | 1 | 0 | 0 | 0 | 0 | 0 | 0 | 0 | 0 | 0 | 1 | 0 | 0 | 0 | 0 | 0 | 0 | 0 | 0 | 0 | 0 | 0 | 0 | 0 | 0 | 0 | 0 | 0 | 0 | 0 | 0 | 0 | 0 | 0 | 0 | 0 | 0 | 0 | 0 | 0 | 0 | 0 | 0 | 0 | 0 | 0 | 0 | 0 | 0 | 0 | 0 | 0 | 0 | 0 | 0 | 0 | 0 | 0 | 0 | 0 | 0 | 0 | 0 | 0 | 0 | 0 | 0 | 0 | 0 | 0 | 0 | 0 | 0 | 0 | 0 | 0 | 0 | 0 | 0 | 0 | 0 | 0 | 0 | 0 | 0 | 0 | 0 | 0
|  |  | Useful life of non current assets end flag | 0 | flag | 1 | 0 | 0 | 0 | 0 | 0 | 0 | 0 | 0 | 0 | 0 | 0 | 0 | 0 | 0 | 0 | 0 | 0 | 0 | 0 | 0 | 0 | 0 | 0 | 0 | 0 | 0 | 0 | 0 | 0 | 0 | 0 | 0 | 0 | 0 | 0 | 0 | 0 | 0 | 0 | 0 | 0 | 0 | 0 | 0 | 0 | 0 | 0 | 0 | 0 | 0 | 0 | 0 | 0 | 0 | 0 | 0 | 0 | 0 | 0 | 0 | 0 | 0 | 0 | 0 | 0 | 0 | 0 | 0 | 1 | 0 | 0 | 0 | 0 | 0 | 0 | 0 | 0 | 0 | 0 | 0 | 0 | 0 | 0 | 0 | 0 | 0 | 0
|  |  | Operations period flag | 0 | flag | 60 | 0 | 0 | 0 | 0 | 0 | 0 | 0 | 0 | 0 | 1 | 1 | 1 | 1 | 1 | 1 | 1 | 1 | 1 | 1 | 1 | 1 | 1 | 1 | 1 | 1 | 1 | 1 | 1 | 1 | 1 | 1 | 1 | 1 | 1 | 1 | 1 | 1 | 1 | 1 | 1 | 1 | 1 | 1 | 1 | 1 | 1 | 1 | 1 | 1 | 1 | 1 | 1 | 1 | 1 | 1 | 1 | 1 | 1 | 1 | 1 | 1 | 1 | 1 | 1 | 1 | 1 | 1 | 1 | 1 | 0 | 0 | 0 | 0 | 0 | 0 | 0 | 0 | 0 | 0 | 0 | 0 | 0 | 0 | 0 | 0 | 0 | 0
|  |  | Useful life of non current assets flag |  | flag | 60 |  | 0 | 0 | 0 | 0 | 0 | 0 | 0 | 0 | 1 | 1 | 1 | 1 | 1 | 1 | 1 | 1 | 1 | 1 | 1 | 1 | 1 | 1 | 1 | 1 | 1 | 1 | 1 | 1 | 1 | 1 | 1 | 1 | 1 | 1 | 1 | 1 | 1 | 1 | 1 | 1 | 1 | 1 | 1 | 1 | 1 | 1 | 1 | 1 | 1 | 1 | 1 | 1 | 1 | 1 | 1 | 1 | 1 | 1 | 1 | 1 | 1 | 1 | 1 | 1 | 1 | 1 | 1 | 1 | 0 | 0 | 0 | 0 | 0 | 0 | 0 | 0 | 0 | 0 | 0 | 0 | 0 | 0 | 0 | 0 | 0 | 0
ADB Loan debt service period flag
|  |  | ADB - door-to-door maturity | 21 | years
|  |  | Length of construction period incl. delay | 27 | months
|  |  | Months in year | 12 | months
|  |  | ADB Loan amortisation duration | 18.75 | years
|  |  | End of construction date | 2025-06-30 | date
|  |  | Senior debt service period start date | 2025-07-01 | date
|  |  | Senior debt service period start date | 2025-07-01 | date
|  |  | ADB Loan amortisation duration | 18.75 | years
|  |  | Months in year | 12 | months
|  |  | End of ADB Loan amortization period | 2044-03-31 | date
|  |  | End of ADB Loan amortization period | 2044-03-31 | date
|  |  | Model period end date | 0 | date | 0 | 0 | 2021-12-31 | 2022-06-30 | 2022-12-31 | 2023-06-30 | 2023-12-31 | 2024-06-30 | 2024-12-31 | 2025-06-30 | 2025-12-31 | 2026-06-30 | 2026-12-31 | 2027-06-30 | 2027-12-31 | 2028-06-30 | 2028-12-31 | 2029-06-30 | 2029-12-31 | 2030-06-30 | 2030-12-31 | 2031-06-30 | 2031-12-31 | 2032-06-30 | 2032-12-31 | 2033-06-30 | 2033-12-31 | 2034-06-30 | 2034-12-31 | 2035-06-30 | 2035-12-31 | 2036-06-30 | 2036-12-31 | 2037-06-30 | 2037-12-31 | 2038-06-30 | 2038-12-31 | 2039-06-30 | 2039-12-31 | 2040-06-30 | 2040-12-31 | 2041-06-30 | 2041-12-31 | 2042-06-30 | 2042-12-31 | 2043-06-30 | 2043-12-31 | 2044-06-30 | 2044-12-31 | 2045-06-30 | 2045-12-31 | 2046-06-30 | 2046-12-31 | 2047-06-30 | 2047-12-31 | 2048-06-30 | 2048-12-31 | 2049-06-30 | 2049-12-31 | 2050-06-30 | 2050-12-31 | 2051-06-30 | 2051-12-31 | 2052-06-30 | 2052-12-31 | 2053-06-30 | 2053-12-31 | 2054-06-30 | 2054-12-31 | 2055-06-30 | 2055-12-31 | 2056-06-30 | 2056-12-31 | 2057-06-30 | 2057-12-31 | 2058-06-30 | 2058-12-31 | 2059-06-30 | 2059-12-31 | 2060-06-30 | 2060-12-31 | 2061-06-30 | 2061-12-31 | 2062-06-30 | 2062-12-31 | 2063-06-30 | 2063-12-31 | 2064-06-30
|  |  | Final ADB Loan amortisation period |  | flag | 1 |  | 0 | 0 | 0 | 0 | 0 | 0 | 0 | 0 | 0 | 0 | 0 | 0 | 0 | 0 | 0 | 0 | 0 | 0 | 0 | 0 | 0 | 0 | 0 | 0 | 0 | 0 | 0 | 0 | 0 | 0 | 0 | 0 | 0 | 0 | 0 | 0 | 0 | 0 | 0 | 0 | 0 | 0 | 0 | 0 | 0 | 1 | 0 | 0 | 0 | 0 | 0 | 0 | 0 | 0 | 0 | 0 | 0 | 0 | 0 | 0 | 0 | 0 | 0 | 0 | 0 | 0 | 0 | 0 | 0 | 0 | 0 | 0 | 0 | 0 | 0 | 0 | 0 | 0 | 0 | 0 | 0 | 0 | 0 | 0 | 0 | 0
|  |  | Senior debt service period start date | 2025-07-01 | date
|  |  | Model period end date | 0 | date | 0 | 0 | 2021-12-31 | 2022-06-30 | 2022-12-31 | 2023-06-30 | 2023-12-31 | 2024-06-30 | 2024-12-31 | 2025-06-30 | 2025-12-31 | 2026-06-30 | 2026-12-31 | 2027-06-30 | 2027-12-31 | 2028-06-30 | 2028-12-31 | 2029-06-30 | 2029-12-31 | 2030-06-30 | 2030-12-31 | 2031-06-30 | 2031-12-31 | 2032-06-30 | 2032-12-31 | 2033-06-30 | 2033-12-31 | 2034-06-30 | 2034-12-31 | 2035-06-30 | 2035-12-31 | 2036-06-30 | 2036-12-31 | 2037-06-30 | 2037-12-31 | 2038-06-30 | 2038-12-31 | 2039-06-30 | 2039-12-31 | 2040-06-30 | 2040-12-31 | 2041-06-30 | 2041-12-31 | 2042-06-30 | 2042-12-31 | 2043-06-30 | 2043-12-31 | 2044-06-30 | 2044-12-31 | 2045-06-30 | 2045-12-31 | 2046-06-30 | 2046-12-31 | 2047-06-30 | 2047-12-31 | 2048-06-30 | 2048-12-31 | 2049-06-30 | 2049-12-31 | 2050-06-30 | 2050-12-31 | 2051-06-30 | 2051-12-31 | 2052-06-30 | 2052-12-31 | 2053-06-30 | 2053-12-31 | 2054-06-30 | 2054-12-31 | 2055-06-30 | 2055-12-31 | 2056-06-30 | 2056-12-31 | 2057-06-30 | 2057-12-31 | 2058-06-30 | 2058-12-31 | 2059-06-30 | 2059-12-31 | 2060-06-30 | 2060-12-31 | 2061-06-30 | 2061-12-31 | 2062-06-30 | 2062-12-31 | 2063-06-30 | 2063-12-31 | 2064-06-30
|  |  | Senior debt service period start flag |  | flag | 1 |  | 0 | 0 | 0 | 0 | 0 | 0 | 0 | 0 | 1 | 0 | 0 | 0 | 0 | 0 | 0 | 0 | 0 | 0 | 0 | 0 | 0 | 0 | 0 | 0 | 0 | 0 | 0 | 0 | 0 | 0 | 0 | 0 | 0 | 0 | 0 | 0 | 0 | 0 | 0 | 0 | 0 | 0 | 0 | 0 | 0 | 0 | 0 | 0 | 0 | 0 | 0 | 0 | 0 | 0 | 0 | 0 | 0 | 0 | 0 | 0 | 0 | 0 | 0 | 0 | 0 | 0 | 0 | 0 | 0 | 0 | 0 | 0 | 0 | 0 | 0 | 0 | 0 | 0 | 0 | 0 | 0 | 0 | 0 | 0 | 0 | 0
|  |  | End of ADB Loan amortization period | 2044-03-31 | date
|  |  | Model period end date | 0 | date | 0 | 0 | 2021-12-31 | 2022-06-30 | 2022-12-31 | 2023-06-30 | 2023-12-31 | 2024-06-30 | 2024-12-31 | 2025-06-30 | 2025-12-31 | 2026-06-30 | 2026-12-31 | 2027-06-30 | 2027-12-31 | 2028-06-30 | 2028-12-31 | 2029-06-30 | 2029-12-31 | 2030-06-30 | 2030-12-31 | 2031-06-30 | 2031-12-31 | 2032-06-30 | 2032-12-31 | 2033-06-30 | 2033-12-31 | 2034-06-30 | 2034-12-31 | 2035-06-30 | 2035-12-31 | 2036-06-30 | 2036-12-31 | 2037-06-30 | 2037-12-31 | 2038-06-30 | 2038-12-31 | 2039-06-30 | 2039-12-31 | 2040-06-30 | 2040-12-31 | 2041-06-30 | 2041-12-31 | 2042-06-30 | 2042-12-31 | 2043-06-30 | 2043-12-31 | 2044-06-30 | 2044-12-31 | 2045-06-30 | 2045-12-31 | 2046-06-30 | 2046-12-31 | 2047-06-30 | 2047-12-31 | 2048-06-30 | 2048-12-31 | 2049-06-30 | 2049-12-31 | 2050-06-30 | 2050-12-31 | 2051-06-30 | 2051-12-31 | 2052-06-30 | 2052-12-31 | 2053-06-30 | 2053-12-31 | 2054-06-30 | 2054-12-31 | 2055-06-30 | 2055-12-31 | 2056-06-30 | 2056-12-31 | 2057-06-30 | 2057-12-31 | 2058-06-30 | 2058-12-31 | 2059-06-30 | 2059-12-31 | 2060-06-30 | 2060-12-31 | 2061-06-30 | 2061-12-31 | 2062-06-30 | 2062-12-31 | 2063-06-30 | 2063-12-31 | 2064-06-30
|  |  | ADB Loan debt service period end flag |  | flag | 1 |  | 0 | 0 | 0 | 0 | 0 | 0 | 0 | 0 | 0 | 0 | 0 | 0 | 0 | 0 | 0 | 0 | 0 | 0 | 0 | 0 | 0 | 0 | 0 | 0 | 0 | 0 | 0 | 0 | 0 | 0 | 0 | 0 | 0 | 0 | 0 | 0 | 0 | 0 | 0 | 0 | 0 | 0 | 0 | 0 | 0 | 1 | 0 | 0 | 0 | 0 | 0 | 0 | 0 | 0 | 0 | 0 | 0 | 0 | 0 | 0 | 0 | 0 | 0 | 0 | 0 | 0 | 0 | 0 | 0 | 0 | 0 | 0 | 0 | 0 | 0 | 0 | 0 | 0 | 0 | 0 | 0 | 0 | 0 | 0 | 0 | 0
|  |  | ADB as % of total senior debt (upto Project costs % cap) - active | 25.94% | %
|  |  | Senior debt service period start flag | 0 | flag | 1 | 0 | 0 | 0 | 0 | 0 | 0 | 0 | 0 | 0 | 1 | 0 | 0 | 0 | 0 | 0 | 0 | 0 | 0 | 0 | 0 | 0 | 0 | 0 | 0 | 0 | 0 | 0 | 0 | 0 | 0 | 0 | 0 | 0 | 0 | 0 | 0 | 0 | 0 | 0 | 0 | 0 | 0 | 0 | 0 | 0 | 0 | 0 | 0 | 0 | 0 | 0 | 0 | 0 | 0 | 0 | 0 | 0 | 0 | 0 | 0 | 0 | 0 | 0 | 0 | 0 | 0 | 0 | 0 | 0 | 0 | 0 | 0 | 0 | 0 | 0 | 0 | 0 | 0 | 0 | 0 | 0 | 0 | 0 | 0 | 0 | 0 | 0
|  |  | ADB Loan debt service period end flag | 0 | flag | 1 | 0 | 0 | 0 | 0 | 0 | 0 | 0 | 0 | 0 | 0 | 0 | 0 | 0 | 0 | 0 | 0 | 0 | 0 | 0 | 0 | 0 | 0 | 0 | 0 | 0 | 0 | 0 | 0 | 0 | 0 | 0 | 0 | 0 | 0 | 0 | 0 | 0 | 0 | 0 | 0 | 0 | 0 | 0 | 0 | 0 | 0 | 1 | 0 | 0 | 0 | 0 | 0 | 0 | 0 | 0 | 0 | 0 | 0 | 0 | 0 | 0 | 0 | 0 | 0 | 0 | 0 | 0 | 0 | 0 | 0 | 0 | 0 | 0 | 0 | 0 | 0 | 0 | 0 | 0 | 0 | 0 | 0 | 0 | 0 | 0 | 0 | 0
|  |  | ADB Loan debt service period flag |  | flag | 38 |  | 0 | 0 | 0 | 0 | 0 | 0 | 0 | 0 | 1 | 1 | 1 | 1 | 1 | 1 | 1 | 1 | 1 | 1 | 1 | 1 | 1 | 1 | 1 | 1 | 1 | 1 | 1 | 1 | 1 | 1 | 1 | 1 | 1 | 1 | 1 | 1 | 1 | 1 | 1 | 1 | 1 | 1 | 1 | 1 | 1 | 1 | 0 | 0 | 0 | 0 | 0 | 0 | 0 | 0 | 0 | 0 | 0 | 0 | 0 | 0 | 0 | 0 | 0 | 0 | 0 | 0 | 0 | 0 | 0 | 0 | 0 | 0 | 0 | 0 | 0 | 0 | 0 | 0 | 0 | 0 | 0 | 0 | 0 | 0 | 0 | 0
|  |  | ADB Loan debt service period flag | 0 | flag | 38 | 0 | 0 | 0 | 0 | 0 | 0 | 0 | 0 | 0 | 1 | 1 | 1 | 1 | 1 | 1 | 1 | 1 | 1 | 1 | 1 | 1 | 1 | 1 | 1 | 1 | 1 | 1 | 1 | 1 | 1 | 1 | 1 | 1 | 1 | 1 | 1 | 1 | 1 | 1 | 1 | 1 | 1 | 1 | 1 | 1 | 1 | 1 | 0 | 0 | 0 | 0 | 0 | 0 | 0 | 0 | 0 | 0 | 0 | 0 | 0 | 0 | 0 | 0 | 0 | 0 | 0 | 0 | 0 | 0 | 0 | 0 | 0 | 0 | 0 | 0 | 0 | 0 | 0 | 0 | 0 | 0 | 0 | 0 | 0 | 0 | 0 | 0
|  |  | ADB Loan debt service period counter |  | period |  |  | 0 | 0 | 0 | 0 | 0 | 0 | 0 | 0 | 1 | 2 | 3 | 4 | 5 | 6 | 7 | 8 | 9 | 10 | 11 | 12 | 13 | 14 | 15 | 16 | 17 | 18 | 19 | 20 | 21 | 22 | 23 | 24 | 25 | 26 | 27 | 28 | 29 | 30 | 31 | 32 | 33 | 34 | 35 | 36 | 37 | 38 | 38 | 38 | 38 | 38 | 38 | 38 | 38 | 38 | 38 | 38 | 38 | 38 | 38 | 38 | 38 | 38 | 38 | 38 | 38 | 38 | 38 | 38 | 38 | 38 | 38 | 38 | 38 | 38 | 38 | 38 | 38 | 38 | 38 | 38 | 38 | 38 | 38 | 38 | 38 | 38
|  |  | ADB Loan repayment period flag | 0 | flag | 38 | 0 | 0 | 0 | 0 | 0 | 0 | 0 | 0 | 0 | 1 | 1 | 1 | 1 | 1 | 1 | 1 | 1 | 1 | 1 | 1 | 1 | 1 | 1 | 1 | 1 | 1 | 1 | 1 | 1 | 1 | 1 | 1 | 1 | 1 | 1 | 1 | 1 | 1 | 1 | 1 | 1 | 1 | 1 | 1 | 1 | 1 | 1 | 0 | 0 | 0 | 0 | 0 | 0 | 0 | 0 | 0 | 0 | 0 | 0 | 0 | 0 | 0 | 0 | 0 | 0 | 0 | 0 | 0 | 0 | 0 | 0 | 0 | 0 | 0 | 0 | 0 | 0 | 0 | 0 | 0 | 0 | 0 | 0 | 0 | 0 | 0 | 0
|  |  | ADB Loan debt repayment period counter |  | period |  |  | 0 | 0 | 0 | 0 | 0 | 0 | 0 | 0 | 1 | 2 | 3 | 4 | 5 | 6 | 7 | 8 | 9 | 10 | 11 | 12 | 13 | 14 | 15 | 16 | 17 | 18 | 19 | 20 | 21 | 22 | 23 | 24 | 25 | 26 | 27 | 28 | 29 | 30 | 31 | 32 | 33 | 34 | 35 | 36 | 37 | 38 | 38 | 38 | 38 | 38 | 38 | 38 | 38 | 38 | 38 | 38 | 38 | 38 | 38 | 38 | 38 | 38 | 38 | 38 | 38 | 38 | 38 | 38 | 38 | 38 | 38 | 38 | 38 | 38 | 38 | 38 | 38 | 38 | 38 | 38 | 38 | 38 | 38 | 38 | 38 | 38
|  |  | Number of semi annual periods in year | 2 | periods
|  |  | ADB Loan debt service period counter | 0 | period | 0 | 0 | 0 | 0 | 0 | 0 | 0 | 0 | 0 | 0 | 1 | 2 | 3 | 4 | 5 | 6 | 7 | 8 | 9 | 10 | 11 | 12 | 13 | 14 | 15 | 16 | 17 | 18 | 19 | 20 | 21 | 22 | 23 | 24 | 25 | 26 | 27 | 28 | 29 | 30 | 31 | 32 | 33 | 34 | 35 | 36 | 37 | 38 | 38 | 38 | 38 | 38 | 38 | 38 | 38 | 38 | 38 | 38 | 38 | 38 | 38 | 38 | 38 | 38 | 38 | 38 | 38 | 38 | 38 | 38 | 38 | 38 | 38 | 38 | 38 | 38 | 38 | 38 | 38 | 38 | 38 | 38 | 38 | 38 | 38 | 38 | 38 | 38
|  |  | ADB Loan debt service period flag | 0 | flag | 38 | 0 | 0 | 0 | 0 | 0 | 0 | 0 | 0 | 0 | 1 | 1 | 1 | 1 | 1 | 1 | 1 | 1 | 1 | 1 | 1 | 1 | 1 | 1 | 1 | 1 | 1 | 1 | 1 | 1 | 1 | 1 | 1 | 1 | 1 | 1 | 1 | 1 | 1 | 1 | 1 | 1 | 1 | 1 | 1 | 1 | 1 | 1 | 0 | 0 | 0 | 0 | 0 | 0 | 0 | 0 | 0 | 0 | 0 | 0 | 0 | 0 | 0 | 0 | 0 | 0 | 0 | 0 | 0 | 0 | 0 | 0 | 0 | 0 | 0 | 0 | 0 | 0 | 0 | 0 | 0 | 0 | 0 | 0 | 0 | 0 | 0 | 0
|  |  | ADB Loan debt service year counter |  | year |  |  | 0 | 0 | 0 | 0 | 0 | 0 | 0 | 0 | 1 | 1 | 2 | 2 | 3 | 3 | 4 | 4 | 5 | 5 | 6 | 6 | 7 | 7 | 8 | 8 | 9 | 9 | 10 | 10 | 11 | 11 | 12 | 12 | 13 | 13 | 14 | 14 | 15 | 15 | 16 | 16 | 17 | 17 | 18 | 18 | 19 | 19 | 0 | 0 | 0 | 0 | 0 | 0 | 0 | 0 | 0 | 0 | 0 | 0 | 0 | 0 | 0 | 0 | 0 | 0 | 0 | 0 | 0 | 0 | 0 | 0 | 0 | 0 | 0 | 0 | 0 | 0 | 0 | 0 | 0 | 0 | 0 | 0 | 0 | 0 | 0 | 0
|  |  | Senior debt service period start date | 2025-07-01 | date
|  |  | End of ADB Loan amortization period | 2044-03-31 | date
|  |  | Model period start date | 0 | date | 0 | 0 | 2021-07-01 | 2022-01-01 | 2022-07-01 | 2023-01-01 | 2023-07-01 | 2024-01-01 | 2024-07-01 | 2025-01-01 | 2025-07-01 | 2026-01-01 | 2026-07-01 | 2027-01-01 | 2027-07-01 | 2028-01-01 | 2028-07-01 | 2029-01-01 | 2029-07-01 | 2030-01-01 | 2030-07-01 | 2031-01-01 | 2031-07-01 | 2032-01-01 | 2032-07-01 | 2033-01-01 | 2033-07-01 | 2034-01-01 | 2034-07-01 | 2035-01-01 | 2035-07-01 | 2036-01-01 | 2036-07-01 | 2037-01-01 | 2037-07-01 | 2038-01-01 | 2038-07-01 | 2039-01-01 | 2039-07-01 | 2040-01-01 | 2040-07-01 | 2041-01-01 | 2041-07-01 | 2042-01-01 | 2042-07-01 | 2043-01-01 | 2043-07-01 | 2044-01-01 | 2044-07-01 | 2045-01-01 | 2045-07-01 | 2046-01-01 | 2046-07-01 | 2047-01-01 | 2047-07-01 | 2048-01-01 | 2048-07-01 | 2049-01-01 | 2049-07-01 | 2050-01-01 | 2050-07-01 | 2051-01-01 | 2051-07-01 | 2052-01-01 | 2052-07-01 | 2053-01-01 | 2053-07-01 | 2054-01-01 | 2054-07-01 | 2055-01-01 | 2055-07-01 | 2056-01-01 | 2056-07-01 | 2057-01-01 | 2057-07-01 | 2058-01-01 | 2058-07-01 | 2059-01-01 | 2059-07-01 | 2060-01-01 | 2060-07-01 | 2061-01-01 | 2061-07-01 | 2062-01-01 | 2062-07-01 | 2063-01-01 | 2063-07-01 | 2064-01-01
|  |  | Model period end date | 0 | date | 0 | 0 | 2021-12-31 | 2022-06-30 | 2022-12-31 | 2023-06-30 | 2023-12-31 | 2024-06-30 | 2024-12-31 | 2025-06-30 | 2025-12-31 | 2026-06-30 | 2026-12-31 | 2027-06-30 | 2027-12-31 | 2028-06-30 | 2028-12-31 | 2029-06-30 | 2029-12-31 | 2030-06-30 | 2030-12-31 | 2031-06-30 | 2031-12-31 | 2032-06-30 | 2032-12-31 | 2033-06-30 | 2033-12-31 | 2034-06-30 | 2034-12-31 | 2035-06-30 | 2035-12-31 | 2036-06-30 | 2036-12-31 | 2037-06-30 | 2037-12-31 | 2038-06-30 | 2038-12-31 | 2039-06-30 | 2039-12-31 | 2040-06-30 | 2040-12-31 | 2041-06-30 | 2041-12-31 | 2042-06-30 | 2042-12-31 | 2043-06-30 | 2043-12-31 | 2044-06-30 | 2044-12-31 | 2045-06-30 | 2045-12-31 | 2046-06-30 | 2046-12-31 | 2047-06-30 | 2047-12-31 | 2048-06-30 | 2048-12-31 | 2049-06-30 | 2049-12-31 | 2050-06-30 | 2050-12-31 | 2051-06-30 | 2051-12-31 | 2052-06-30 | 2052-12-31 | 2053-06-30 | 2053-12-31 | 2054-06-30 | 2054-12-31 | 2055-06-30 | 2055-12-31 | 2056-06-30 | 2056-12-31 | 2057-06-30 | 2057-12-31 | 2058-06-30 | 2058-12-31 | 2059-06-30 | 2059-12-31 | 2060-06-30 | 2060-12-31 | 2061-06-30 | 2061-12-31 | 2062-06-30 | 2062-12-31 | 2063-06-30 | 2063-12-31 | 2064-06-30
|  |  | Days in ADB Loan debt service period |  | days | 6849 |  | 0 | 0 | 0 | 0 | 0 | 0 | 0 | 0 | 184 | 181 | 184 | 181 | 184 | 182 | 184 | 181 | 184 | 181 | 184 | 181 | 184 | 182 | 184 | 181 | 184 | 181 | 184 | 181 | 184 | 182 | 184 | 181 | 184 | 181 | 184 | 181 | 184 | 182 | 184 | 181 | 184 | 181 | 184 | 181 | 184 | 91 | 0 | 0 | 0 | 0 | 0 | 0 | 0 | 0 | 0 | 0 | 0 | 0 | 0 | 0 | 0 | 0 | 0 | 0 | 0 | 0 | 0 | 0 | 0 | 0 | 0 | 0 | 0 | 0 | 0 | 0 | 0 | 0 | 0 | 0 | 0 | 0 | 0 | 0 | 0 | 0
ADB Loan repayment period flag
|  |  | Senior debt service period start date | 2025-07-01 | date
|  |  | ADB repayment period - grace period | 6 | months
|  |  | ADB Loan first repayment date | 2025-12-31 | date
|  |  | ADB Loan first repayment date | 2025-12-31 | date
|  |  | Model period end date | 0 | date | 0 | 0 | 2021-12-31 | 2022-06-30 | 2022-12-31 | 2023-06-30 | 2023-12-31 | 2024-06-30 | 2024-12-31 | 2025-06-30 | 2025-12-31 | 2026-06-30 | 2026-12-31 | 2027-06-30 | 2027-12-31 | 2028-06-30 | 2028-12-31 | 2029-06-30 | 2029-12-31 | 2030-06-30 | 2030-12-31 | 2031-06-30 | 2031-12-31 | 2032-06-30 | 2032-12-31 | 2033-06-30 | 2033-12-31 | 2034-06-30 | 2034-12-31 | 2035-06-30 | 2035-12-31 | 2036-06-30 | 2036-12-31 | 2037-06-30 | 2037-12-31 | 2038-06-30 | 2038-12-31 | 2039-06-30 | 2039-12-31 | 2040-06-30 | 2040-12-31 | 2041-06-30 | 2041-12-31 | 2042-06-30 | 2042-12-31 | 2043-06-30 | 2043-12-31 | 2044-06-30 | 2044-12-31 | 2045-06-30 | 2045-12-31 | 2046-06-30 | 2046-12-31 | 2047-06-30 | 2047-12-31 | 2048-06-30 | 2048-12-31 | 2049-06-30 | 2049-12-31 | 2050-06-30 | 2050-12-31 | 2051-06-30 | 2051-12-31 | 2052-06-30 | 2052-12-31 | 2053-06-30 | 2053-12-31 | 2054-06-30 | 2054-12-31 | 2055-06-30 | 2055-12-31 | 2056-06-30 | 2056-12-31 | 2057-06-30 | 2057-12-31 | 2058-06-30 | 2058-12-31 | 2059-06-30 | 2059-12-31 | 2060-06-30 | 2060-12-31 | 2061-06-30 | 2061-12-31 | 2062-06-30 | 2062-12-31 | 2063-06-30 | 2063-12-31 | 2064-06-30
|  |  | ADB Loan repayment start period flag |  | flag | 1 |  | 0 | 0 | 0 | 0 | 0 | 0 | 0 | 0 | 1 | 0 | 0 | 0 | 0 | 0 | 0 | 0 | 0 | 0 | 0 | 0 | 0 | 0 | 0 | 0 | 0 | 0 | 0 | 0 | 0 | 0 | 0 | 0 | 0 | 0 | 0 | 0 | 0 | 0 | 0 | 0 | 0 | 0 | 0 | 0 | 0 | 0 | 0 | 0 | 0 | 0 | 0 | 0 | 0 | 0 | 0 | 0 | 0 | 0 | 0 | 0 | 0 | 0 | 0 | 0 | 0 | 0 | 0 | 0 | 0 | 0 | 0 | 0 | 0 | 0 | 0 | 0 | 0 | 0 | 0 | 0 | 0 | 0 | 0 | 0 | 0 | 0
|  |  | ADB as % of total senior debt (upto Project costs % cap) - active | 25.94% | %
|  |  | ADB Loan repayment start period flag | 0 | flag | 1 | 0 | 0 | 0 | 0 | 0 | 0 | 0 | 0 | 0 | 1 | 0 | 0 | 0 | 0 | 0 | 0 | 0 | 0 | 0 | 0 | 0 | 0 | 0 | 0 | 0 | 0 | 0 | 0 | 0 | 0 | 0 | 0 | 0 | 0 | 0 | 0 | 0 | 0 | 0 | 0 | 0 | 0 | 0 | 0 | 0 | 0 | 0 | 0 | 0 | 0 | 0 | 0 | 0 | 0 | 0 | 0 | 0 | 0 | 0 | 0 | 0 | 0 | 0 | 0 | 0 | 0 | 0 | 0 | 0 | 0 | 0 | 0 | 0 | 0 | 0 | 0 | 0 | 0 | 0 | 0 | 0 | 0 | 0 | 0 | 0 | 0 | 0
|  |  | ADB Loan debt service period end flag | 0 | flag | 1 | 0 | 0 | 0 | 0 | 0 | 0 | 0 | 0 | 0 | 0 | 0 | 0 | 0 | 0 | 0 | 0 | 0 | 0 | 0 | 0 | 0 | 0 | 0 | 0 | 0 | 0 | 0 | 0 | 0 | 0 | 0 | 0 | 0 | 0 | 0 | 0 | 0 | 0 | 0 | 0 | 0 | 0 | 0 | 0 | 0 | 0 | 1 | 0 | 0 | 0 | 0 | 0 | 0 | 0 | 0 | 0 | 0 | 0 | 0 | 0 | 0 | 0 | 0 | 0 | 0 | 0 | 0 | 0 | 0 | 0 | 0 | 0 | 0 | 0 | 0 | 0 | 0 | 0 | 0 | 0 | 0 | 0 | 0 | 0 | 0 | 0 | 0
|  |  | ADB Loan repayment period flag |  | flag | 38 |  | 0 | 0 | 0 | 0 | 0 | 0 | 0 | 0 | 1 | 1 | 1 | 1 | 1 | 1 | 1 | 1 | 1 | 1 | 1 | 1 | 1 | 1 | 1 | 1 | 1 | 1 | 1 | 1 | 1 | 1 | 1 | 1 | 1 | 1 | 1 | 1 | 1 | 1 | 1 | 1 | 1 | 1 | 1 | 1 | 1 | 1 | 0 | 0 | 0 | 0 | 0 | 0 | 0 | 0 | 0 | 0 | 0 | 0 | 0 | 0 | 0 | 0 | 0 | 0 | 0 | 0 | 0 | 0 | 0 | 0 | 0 | 0 | 0 | 0 | 0 | 0 | 0 | 0 | 0 | 0 | 0 | 0 | 0 | 0 | 0 | 0
EBRD debt service period flag
|  |  | EBRD amortization period - door-to-door maturity | 21 | years
|  |  | Length of construction period incl. delay | 27 | months
|  |  | Months in year | 12 | months
|  |  | EBRD amortisation duration | 18.75 | years
|  |  | Senior debt service period start date | 2025-07-01 | date
|  |  | EBRD amortisation duration | 18.75 | years
|  |  | Months in year | 12 | months
|  |  | End of EBRD amortization period | 2044-03-31 | date
|  |  | End of EBRD amortization period | 2044-03-31 | date
|  |  | Model period end date | 0 | date | 0 | 0 | 2021-12-31 | 2022-06-30 | 2022-12-31 | 2023-06-30 | 2023-12-31 | 2024-06-30 | 2024-12-31 | 2025-06-30 | 2025-12-31 | 2026-06-30 | 2026-12-31 | 2027-06-30 | 2027-12-31 | 2028-06-30 | 2028-12-31 | 2029-06-30 | 2029-12-31 | 2030-06-30 | 2030-12-31 | 2031-06-30 | 2031-12-31 | 2032-06-30 | 2032-12-31 | 2033-06-30 | 2033-12-31 | 2034-06-30 | 2034-12-31 | 2035-06-30 | 2035-12-31 | 2036-06-30 | 2036-12-31 | 2037-06-30 | 2037-12-31 | 2038-06-30 | 2038-12-31 | 2039-06-30 | 2039-12-31 | 2040-06-30 | 2040-12-31 | 2041-06-30 | 2041-12-31 | 2042-06-30 | 2042-12-31 | 2043-06-30 | 2043-12-31 | 2044-06-30 | 2044-12-31 | 2045-06-30 | 2045-12-31 | 2046-06-30 | 2046-12-31 | 2047-06-30 | 2047-12-31 | 2048-06-30 | 2048-12-31 | 2049-06-30 | 2049-12-31 | 2050-06-30 | 2050-12-31 | 2051-06-30 | 2051-12-31 | 2052-06-30 | 2052-12-31 | 2053-06-30 | 2053-12-31 | 2054-06-30 | 2054-12-31 | 2055-06-30 | 2055-12-31 | 2056-06-30 | 2056-12-31 | 2057-06-30 | 2057-12-31 | 2058-06-30 | 2058-12-31 | 2059-06-30 | 2059-12-31 | 2060-06-30 | 2060-12-31 | 2061-06-30 | 2061-12-31 | 2062-06-30 | 2062-12-31 | 2063-06-30 | 2063-12-31 | 2064-06-30
|  |  | Final EBRD amortisation period |  | flag | 1 |  | 0 | 0 | 0 | 0 | 0 | 0 | 0 | 0 | 0 | 0 | 0 | 0 | 0 | 0 | 0 | 0 | 0 | 0 | 0 | 0 | 0 | 0 | 0 | 0 | 0 | 0 | 0 | 0 | 0 | 0 | 0 | 0 | 0 | 0 | 0 | 0 | 0 | 0 | 0 | 0 | 0 | 0 | 0 | 0 | 0 | 1 | 0 | 0 | 0 | 0 | 0 | 0 | 0 | 0 | 0 | 0 | 0 | 0 | 0 | 0 | 0 | 0 | 0 | 0 | 0 | 0 | 0 | 0 | 0 | 0 | 0 | 0 | 0 | 0 | 0 | 0 | 0 | 0 | 0 | 0 | 0 | 0 | 0 | 0 | 0 | 0
|  |  | End of EBRD amortization period | 2044-03-31 | date
|  |  | Model period end date | 0 | date | 0 | 0 | 2021-12-31 | 2022-06-30 | 2022-12-31 | 2023-06-30 | 2023-12-31 | 2024-06-30 | 2024-12-31 | 2025-06-30 | 2025-12-31 | 2026-06-30 | 2026-12-31 | 2027-06-30 | 2027-12-31 | 2028-06-30 | 2028-12-31 | 2029-06-30 | 2029-12-31 | 2030-06-30 | 2030-12-31 | 2031-06-30 | 2031-12-31 | 2032-06-30 | 2032-12-31 | 2033-06-30 | 2033-12-31 | 2034-06-30 | 2034-12-31 | 2035-06-30 | 2035-12-31 | 2036-06-30 | 2036-12-31 | 2037-06-30 | 2037-12-31 | 2038-06-30 | 2038-12-31 | 2039-06-30 | 2039-12-31 | 2040-06-30 | 2040-12-31 | 2041-06-30 | 2041-12-31 | 2042-06-30 | 2042-12-31 | 2043-06-30 | 2043-12-31 | 2044-06-30 | 2044-12-31 | 2045-06-30 | 2045-12-31 | 2046-06-30 | 2046-12-31 | 2047-06-30 | 2047-12-31 | 2048-06-30 | 2048-12-31 | 2049-06-30 | 2049-12-31 | 2050-06-30 | 2050-12-31 | 2051-06-30 | 2051-12-31 | 2052-06-30 | 2052-12-31 | 2053-06-30 | 2053-12-31 | 2054-06-30 | 2054-12-31 | 2055-06-30 | 2055-12-31 | 2056-06-30 | 2056-12-31 | 2057-06-30 | 2057-12-31 | 2058-06-30 | 2058-12-31 | 2059-06-30 | 2059-12-31 | 2060-06-30 | 2060-12-31 | 2061-06-30 | 2061-12-31 | 2062-06-30 | 2062-12-31 | 2063-06-30 | 2063-12-31 | 2064-06-30
|  |  | EBRD debt service period end flag |  | flag | 1 |  | 0 | 0 | 0 | 0 | 0 | 0 | 0 | 0 | 0 | 0 | 0 | 0 | 0 | 0 | 0 | 0 | 0 | 0 | 0 | 0 | 0 | 0 | 0 | 0 | 0 | 0 | 0 | 0 | 0 | 0 | 0 | 0 | 0 | 0 | 0 | 0 | 0 | 0 | 0 | 0 | 0 | 0 | 0 | 0 | 0 | 1 | 0 | 0 | 0 | 0 | 0 | 0 | 0 | 0 | 0 | 0 | 0 | 0 | 0 | 0 | 0 | 0 | 0 | 0 | 0 | 0 | 0 | 0 | 0 | 0 | 0 | 0 | 0 | 0 | 0 | 0 | 0 | 0 | 0 | 0 | 0 | 0 | 0 | 0 | 0 | 0
|  |  | EBRD as % of total senior debt (upto Project costs % cap) - active | 34.06% | %
|  |  | Senior debt service period start flag | 0 | flag | 1 | 0 | 0 | 0 | 0 | 0 | 0 | 0 | 0 | 0 | 1 | 0 | 0 | 0 | 0 | 0 | 0 | 0 | 0 | 0 | 0 | 0 | 0 | 0 | 0 | 0 | 0 | 0 | 0 | 0 | 0 | 0 | 0 | 0 | 0 | 0 | 0 | 0 | 0 | 0 | 0 | 0 | 0 | 0 | 0 | 0 | 0 | 0 | 0 | 0 | 0 | 0 | 0 | 0 | 0 | 0 | 0 | 0 | 0 | 0 | 0 | 0 | 0 | 0 | 0 | 0 | 0 | 0 | 0 | 0 | 0 | 0 | 0 | 0 | 0 | 0 | 0 | 0 | 0 | 0 | 0 | 0 | 0 | 0 | 0 | 0 | 0 | 0
|  |  | EBRD debt service period end flag | 0 | flag | 1 | 0 | 0 | 0 | 0 | 0 | 0 | 0 | 0 | 0 | 0 | 0 | 0 | 0 | 0 | 0 | 0 | 0 | 0 | 0 | 0 | 0 | 0 | 0 | 0 | 0 | 0 | 0 | 0 | 0 | 0 | 0 | 0 | 0 | 0 | 0 | 0 | 0 | 0 | 0 | 0 | 0 | 0 | 0 | 0 | 0 | 0 | 1 | 0 | 0 | 0 | 0 | 0 | 0 | 0 | 0 | 0 | 0 | 0 | 0 | 0 | 0 | 0 | 0 | 0 | 0 | 0 | 0 | 0 | 0 | 0 | 0 | 0 | 0 | 0 | 0 | 0 | 0 | 0 | 0 | 0 | 0 | 0 | 0 | 0 | 0 | 0 | 0
|  |  | EBRD debt service period flag |  | flag | 38 |  | 0 | 0 | 0 | 0 | 0 | 0 | 0 | 0 | 1 | 1 | 1 | 1 | 1 | 1 | 1 | 1 | 1 | 1 | 1 | 1 | 1 | 1 | 1 | 1 | 1 | 1 | 1 | 1 | 1 | 1 | 1 | 1 | 1 | 1 | 1 | 1 | 1 | 1 | 1 | 1 | 1 | 1 | 1 | 1 | 1 | 1 | 0 | 0 | 0 | 0 | 0 | 0 | 0 | 0 | 0 | 0 | 0 | 0 | 0 | 0 | 0 | 0 | 0 | 0 | 0 | 0 | 0 | 0 | 0 | 0 | 0 | 0 | 0 | 0 | 0 | 0 | 0 | 0 | 0 | 0 | 0 | 0 | 0 | 0 | 0 | 0
|  |  | EBRD debt service period flag | 0 | flag | 38 | 0 | 0 | 0 | 0 | 0 | 0 | 0 | 0 | 0 | 1 | 1 | 1 | 1 | 1 | 1 | 1 | 1 | 1 | 1 | 1 | 1 | 1 | 1 | 1 | 1 | 1 | 1 | 1 | 1 | 1 | 1 | 1 | 1 | 1 | 1 | 1 | 1 | 1 | 1 | 1 | 1 | 1 | 1 | 1 | 1 | 1 | 1 | 0 | 0 | 0 | 0 | 0 | 0 | 0 | 0 | 0 | 0 | 0 | 0 | 0 | 0 | 0 | 0 | 0 | 0 | 0 | 0 | 0 | 0 | 0 | 0 | 0 | 0 | 0 | 0 | 0 | 0 | 0 | 0 | 0 | 0 | 0 | 0 | 0 | 0 | 0 | 0
|  |  | EBRD debt service period counter |  | period |  |  | 0 | 0 | 0 | 0 | 0 | 0 | 0 | 0 | 1 | 2 | 3 | 4 | 5 | 6 | 7 | 8 | 9 | 10 | 11 | 12 | 13 | 14 | 15 | 16 | 17 | 18 | 19 | 20 | 21 | 22 | 23 | 24 | 25 | 26 | 27 | 28 | 29 | 30 | 31 | 32 | 33 | 34 | 35 | 36 | 37 | 38 | 38 | 38 | 38 | 38 | 38 | 38 | 38 | 38 | 38 | 38 | 38 | 38 | 38 | 38 | 38 | 38 | 38 | 38 | 38 | 38 | 38 | 38 | 38 | 38 | 38 | 38 | 38 | 38 | 38 | 38 | 38 | 38 | 38 | 38 | 38 | 38 | 38 | 38 | 38 | 38
|  |  | EBRD repayment period flag | 0 | flag | 38 | 0 | 0 | 0 | 0 | 0 | 0 | 0 | 0 | 0 | 1 | 1 | 1 | 1 | 1 | 1 | 1 | 1 | 1 | 1 | 1 | 1 | 1 | 1 | 1 | 1 | 1 | 1 | 1 | 1 | 1 | 1 | 1 | 1 | 1 | 1 | 1 | 1 | 1 | 1 | 1 | 1 | 1 | 1 | 1 | 1 | 1 | 1 | 0 | 0 | 0 | 0 | 0 | 0 | 0 | 0 | 0 | 0 | 0 | 0 | 0 | 0 | 0 | 0 | 0 | 0 | 0 | 0 | 0 | 0 | 0 | 0 | 0 | 0 | 0 | 0 | 0 | 0 | 0 | 0 | 0 | 0 | 0 | 0 | 0 | 0 | 0 | 0
|  |  | EBRD debt repayment period counter |  | period |  |  | 0 | 0 | 0 | 0 | 0 | 0 | 0 | 0 | 1 | 2 | 3 | 4 | 5 | 6 | 7 | 8 | 9 | 10 | 11 | 12 | 13 | 14 | 15 | 16 | 17 | 18 | 19 | 20 | 21 | 22 | 23 | 24 | 25 | 26 | 27 | 28 | 29 | 30 | 31 | 32 | 33 | 34 | 35 | 36 | 37 | 38 | 38 | 38 | 38 | 38 | 38 | 38 | 38 | 38 | 38 | 38 | 38 | 38 | 38 | 38 | 38 | 38 | 38 | 38 | 38 | 38 | 38 | 38 | 38 | 38 | 38 | 38 | 38 | 38 | 38 | 38 | 38 | 38 | 38 | 38 | 38 | 38 | 38 | 38 | 38 | 38
|  |  | Number of semi annual periods in year | 2 | periods
|  |  | EBRD debt service period counter | 0 | period | 0 | 0 | 0 | 0 | 0 | 0 | 0 | 0 | 0 | 0 | 1 | 2 | 3 | 4 | 5 | 6 | 7 | 8 | 9 | 10 | 11 | 12 | 13 | 14 | 15 | 16 | 17 | 18 | 19 | 20 | 21 | 22 | 23 | 24 | 25 | 26 | 27 | 28 | 29 | 30 | 31 | 32 | 33 | 34 | 35 | 36 | 37 | 38 | 38 | 38 | 38 | 38 | 38 | 38 | 38 | 38 | 38 | 38 | 38 | 38 | 38 | 38 | 38 | 38 | 38 | 38 | 38 | 38 | 38 | 38 | 38 | 38 | 38 | 38 | 38 | 38 | 38 | 38 | 38 | 38 | 38 | 38 | 38 | 38 | 38 | 38 | 38 | 38
|  |  | EBRD debt service period flag | 0 | flag | 38 | 0 | 0 | 0 | 0 | 0 | 0 | 0 | 0 | 0 | 1 | 1 | 1 | 1 | 1 | 1 | 1 | 1 | 1 | 1 | 1 | 1 | 1 | 1 | 1 | 1 | 1 | 1 | 1 | 1 | 1 | 1 | 1 | 1 | 1 | 1 | 1 | 1 | 1 | 1 | 1 | 1 | 1 | 1 | 1 | 1 | 1 | 1 | 0 | 0 | 0 | 0 | 0 | 0 | 0 | 0 | 0 | 0 | 0 | 0 | 0 | 0 | 0 | 0 | 0 | 0 | 0 | 0 | 0 | 0 | 0 | 0 | 0 | 0 | 0 | 0 | 0 | 0 | 0 | 0 | 0 | 0 | 0 | 0 | 0 | 0 | 0 | 0
|  |  | EBRD debt service year counter |  | year |  |  | 0 | 0 | 0 | 0 | 0 | 0 | 0 | 0 | 1 | 1 | 2 | 2 | 3 | 3 | 4 | 4 | 5 | 5 | 6 | 6 | 7 | 7 | 8 | 8 | 9 | 9 | 10 | 10 | 11 | 11 | 12 | 12 | 13 | 13 | 14 | 14 | 15 | 15 | 16 | 16 | 17 | 17 | 18 | 18 | 19 | 19 | 0 | 0 | 0 | 0 | 0 | 0 | 0 | 0 | 0 | 0 | 0 | 0 | 0 | 0 | 0 | 0 | 0 | 0 | 0 | 0 | 0 | 0 | 0 | 0 | 0 | 0 | 0 | 0 | 0 | 0 | 0 | 0 | 0 | 0 | 0 | 0 | 0 | 0 | 0 | 0
|  |  | Senior debt service period start date | 2025-07-01 | date
|  |  | End of EBRD amortization period | 2044-03-31 | date
|  |  | Model period start date | 0 | date | 0 | 0 | 2021-07-01 | 2022-01-01 | 2022-07-01 | 2023-01-01 | 2023-07-01 | 2024-01-01 | 2024-07-01 | 2025-01-01 | 2025-07-01 | 2026-01-01 | 2026-07-01 | 2027-01-01 | 2027-07-01 | 2028-01-01 | 2028-07-01 | 2029-01-01 | 2029-07-01 | 2030-01-01 | 2030-07-01 | 2031-01-01 | 2031-07-01 | 2032-01-01 | 2032-07-01 | 2033-01-01 | 2033-07-01 | 2034-01-01 | 2034-07-01 | 2035-01-01 | 2035-07-01 | 2036-01-01 | 2036-07-01 | 2037-01-01 | 2037-07-01 | 2038-01-01 | 2038-07-01 | 2039-01-01 | 2039-07-01 | 2040-01-01 | 2040-07-01 | 2041-01-01 | 2041-07-01 | 2042-01-01 | 2042-07-01 | 2043-01-01 | 2043-07-01 | 2044-01-01 | 2044-07-01 | 2045-01-01 | 2045-07-01 | 2046-01-01 | 2046-07-01 | 2047-01-01 | 2047-07-01 | 2048-01-01 | 2048-07-01 | 2049-01-01 | 2049-07-01 | 2050-01-01 | 2050-07-01 | 2051-01-01 | 2051-07-01 | 2052-01-01 | 2052-07-01 | 2053-01-01 | 2053-07-01 | 2054-01-01 | 2054-07-01 | 2055-01-01 | 2055-07-01 | 2056-01-01 | 2056-07-01 | 2057-01-01 | 2057-07-01 | 2058-01-01 | 2058-07-01 | 2059-01-01 | 2059-07-01 | 2060-01-01 | 2060-07-01 | 2061-01-01 | 2061-07-01 | 2062-01-01 | 2062-07-01 | 2063-01-01 | 2063-07-01 | 2064-01-01
|  |  | Model period end date | 0 | date | 0 | 0 | 2021-12-31 | 2022-06-30 | 2022-12-31 | 2023-06-30 | 2023-12-31 | 2024-06-30 | 2024-12-31 | 2025-06-30 | 2025-12-31 | 2026-06-30 | 2026-12-31 | 2027-06-30 | 2027-12-31 | 2028-06-30 | 2028-12-31 | 2029-06-30 | 2029-12-31 | 2030-06-30 | 2030-12-31 | 2031-06-30 | 2031-12-31 | 2032-06-30 | 2032-12-31 | 2033-06-30 | 2033-12-31 | 2034-06-30 | 2034-12-31 | 2035-06-30 | 2035-12-31 | 2036-06-30 | 2036-12-31 | 2037-06-30 | 2037-12-31 | 2038-06-30 | 2038-12-31 | 2039-06-30 | 2039-12-31 | 2040-06-30 | 2040-12-31 | 2041-06-30 | 2041-12-31 | 2042-06-30 | 2042-12-31 | 2043-06-30 | 2043-12-31 | 2044-06-30 | 2044-12-31 | 2045-06-30 | 2045-12-31 | 2046-06-30 | 2046-12-31 | 2047-06-30 | 2047-12-31 | 2048-06-30 | 2048-12-31 | 2049-06-30 | 2049-12-31 | 2050-06-30 | 2050-12-31 | 2051-06-30 | 2051-12-31 | 2052-06-30 | 2052-12-31 | 2053-06-30 | 2053-12-31 | 2054-06-30 | 2054-12-31 | 2055-06-30 | 2055-12-31 | 2056-06-30 | 2056-12-31 | 2057-06-30 | 2057-12-31 | 2058-06-30 | 2058-12-31 | 2059-06-30 | 2059-12-31 | 2060-06-30 | 2060-12-31 | 2061-06-30 | 2061-12-31 | 2062-06-30 | 2062-12-31 | 2063-06-30 | 2063-12-31 | 2064-06-30
|  |  | Days in EBRD debt service period |  | days | 6849 |  | 0 | 0 | 0 | 0 | 0 | 0 | 0 | 0 | 184 | 181 | 184 | 181 | 184 | 182 | 184 | 181 | 184 | 181 | 184 | 181 | 184 | 182 | 184 | 181 | 184 | 181 | 184 | 181 | 184 | 182 | 184 | 181 | 184 | 181 | 184 | 181 | 184 | 182 | 184 | 181 | 184 | 181 | 184 | 181 | 184 | 91 | 0 | 0 | 0 | 0 | 0 | 0 | 0 | 0 | 0 | 0 | 0 | 0 | 0 | 0 | 0 | 0 | 0 | 0 | 0 | 0 | 0 | 0 | 0 | 0 | 0 | 0 | 0 | 0 | 0 | 0 | 0 | 0 | 0 | 0 | 0 | 0 | 0 | 0 | 0 | 0
EBRD repayment period flag
|  |  | Senior debt service period start date | 2025-07-01 | date
|  |  | EBRD repayment period - grace period | 6 | months
|  |  | EBRD first repayment date | 2025-12-31 | date
|  |  | EBRD first repayment date | 2025-12-31 | date
|  |  | Model period end date | 0 | date | 0 | 0 | 2021-12-31 | 2022-06-30 | 2022-12-31 | 2023-06-30 | 2023-12-31 | 2024-06-30 | 2024-12-31 | 2025-06-30 | 2025-12-31 | 2026-06-30 | 2026-12-31 | 2027-06-30 | 2027-12-31 | 2028-06-30 | 2028-12-31 | 2029-06-30 | 2029-12-31 | 2030-06-30 | 2030-12-31 | 2031-06-30 | 2031-12-31 | 2032-06-30 | 2032-12-31 | 2033-06-30 | 2033-12-31 | 2034-06-30 | 2034-12-31 | 2035-06-30 | 2035-12-31 | 2036-06-30 | 2036-12-31 | 2037-06-30 | 2037-12-31 | 2038-06-30 | 2038-12-31 | 2039-06-30 | 2039-12-31 | 2040-06-30 | 2040-12-31 | 2041-06-30 | 2041-12-31 | 2042-06-30 | 2042-12-31 | 2043-06-30 | 2043-12-31 | 2044-06-30 | 2044-12-31 | 2045-06-30 | 2045-12-31 | 2046-06-30 | 2046-12-31 | 2047-06-30 | 2047-12-31 | 2048-06-30 | 2048-12-31 | 2049-06-30 | 2049-12-31 | 2050-06-30 | 2050-12-31 | 2051-06-30 | 2051-12-31 | 2052-06-30 | 2052-12-31 | 2053-06-30 | 2053-12-31 | 2054-06-30 | 2054-12-31 | 2055-06-30 | 2055-12-31 | 2056-06-30 | 2056-12-31 | 2057-06-30 | 2057-12-31 | 2058-06-30 | 2058-12-31 | 2059-06-30 | 2059-12-31 | 2060-06-30 | 2060-12-31 | 2061-06-30 | 2061-12-31 | 2062-06-30 | 2062-12-31 | 2063-06-30 | 2063-12-31 | 2064-06-30
|  |  | EBRD repayment period start flag |  | flag | 1 |  | 0 | 0 | 0 | 0 | 0 | 0 | 0 | 0 | 1 | 0 | 0 | 0 | 0 | 0 | 0 | 0 | 0 | 0 | 0 | 0 | 0 | 0 | 0 | 0 | 0 | 0 | 0 | 0 | 0 | 0 | 0 | 0 | 0 | 0 | 0 | 0 | 0 | 0 | 0 | 0 | 0 | 0 | 0 | 0 | 0 | 0 | 0 | 0 | 0 | 0 | 0 | 0 | 0 | 0 | 0 | 0 | 0 | 0 | 0 | 0 | 0 | 0 | 0 | 0 | 0 | 0 | 0 | 0 | 0 | 0 | 0 | 0 | 0 | 0 | 0 | 0 | 0 | 0 | 0 | 0 | 0 | 0 | 0 | 0 | 0 | 0
|  |  | EBRD as % of total senior debt (upto Project costs % cap) - active | 34.06% | %
|  |  | EBRD repayment period start flag | 0 | flag | 1 | 0 | 0 | 0 | 0 | 0 | 0 | 0 | 0 | 0 | 1 | 0 | 0 | 0 | 0 | 0 | 0 | 0 | 0 | 0 | 0 | 0 | 0 | 0 | 0 | 0 | 0 | 0 | 0 | 0 | 0 | 0 | 0 | 0 | 0 | 0 | 0 | 0 | 0 | 0 | 0 | 0 | 0 | 0 | 0 | 0 | 0 | 0 | 0 | 0 | 0 | 0 | 0 | 0 | 0 | 0 | 0 | 0 | 0 | 0 | 0 | 0 | 0 | 0 | 0 | 0 | 0 | 0 | 0 | 0 | 0 | 0 | 0 | 0 | 0 | 0 | 0 | 0 | 0 | 0 | 0 | 0 | 0 | 0 | 0 | 0 | 0 | 0
|  |  | EBRD debt service period end flag | 0 | flag | 1 | 0 | 0 | 0 | 0 | 0 | 0 | 0 | 0 | 0 | 0 | 0 | 0 | 0 | 0 | 0 | 0 | 0 | 0 | 0 | 0 | 0 | 0 | 0 | 0 | 0 | 0 | 0 | 0 | 0 | 0 | 0 | 0 | 0 | 0 | 0 | 0 | 0 | 0 | 0 | 0 | 0 | 0 | 0 | 0 | 0 | 0 | 1 | 0 | 0 | 0 | 0 | 0 | 0 | 0 | 0 | 0 | 0 | 0 | 0 | 0 | 0 | 0 | 0 | 0 | 0 | 0 | 0 | 0 | 0 | 0 | 0 | 0 | 0 | 0 | 0 | 0 | 0 | 0 | 0 | 0 | 0 | 0 | 0 | 0 | 0 | 0 | 0
|  |  | EBRD repayment period flag |  | flag | 38 |  | 0 | 0 | 0 | 0 | 0 | 0 | 0 | 0 | 1 | 1 | 1 | 1 | 1 | 1 | 1 | 1 | 1 | 1 | 1 | 1 | 1 | 1 | 1 | 1 | 1 | 1 | 1 | 1 | 1 | 1 | 1 | 1 | 1 | 1 | 1 | 1 | 1 | 1 | 1 | 1 | 1 | 1 | 1 | 1 | 1 | 1 | 0 | 0 | 0 | 0 | 0 | 0 | 0 | 0 | 0 | 0 | 0 | 0 | 0 | 0 | 0 | 0 | 0 | 0 | 0 | 0 | 0 | 0 | 0 | 0 | 0 | 0 | 0 | 0 | 0 | 0 | 0 | 0 | 0 | 0 | 0 | 0 | 0 | 0 | 0 | 0
AIIB debt service period flag
|  |  | AIIB amortization period - door-to-door maturity | 21 | years
|  |  | Length of construction period incl. delay | 27 | months
|  |  | Months in year | 12 | months
|  |  | AIIB amortisation duration | 18.75 | years
|  |  | Senior debt service period start date | 2025-07-01 | date
|  |  | AIIB amortisation duration | 18.75 | years
|  |  | Months in year | 12 | months
|  |  | End of AIIB amortization period | 2044-03-31 | date
|  |  | End of AIIB amortization period | 2044-03-31 | date
|  |  | Model period end date | 0 | date | 0 | 0 | 2021-12-31 | 2022-06-30 | 2022-12-31 | 2023-06-30 | 2023-12-31 | 2024-06-30 | 2024-12-31 | 2025-06-30 | 2025-12-31 | 2026-06-30 | 2026-12-31 | 2027-06-30 | 2027-12-31 | 2028-06-30 | 2028-12-31 | 2029-06-30 | 2029-12-31 | 2030-06-30 | 2030-12-31 | 2031-06-30 | 2031-12-31 | 2032-06-30 | 2032-12-31 | 2033-06-30 | 2033-12-31 | 2034-06-30 | 2034-12-31 | 2035-06-30 | 2035-12-31 | 2036-06-30 | 2036-12-31 | 2037-06-30 | 2037-12-31 | 2038-06-30 | 2038-12-31 | 2039-06-30 | 2039-12-31 | 2040-06-30 | 2040-12-31 | 2041-06-30 | 2041-12-31 | 2042-06-30 | 2042-12-31 | 2043-06-30 | 2043-12-31 | 2044-06-30 | 2044-12-31 | 2045-06-30 | 2045-12-31 | 2046-06-30 | 2046-12-31 | 2047-06-30 | 2047-12-31 | 2048-06-30 | 2048-12-31 | 2049-06-30 | 2049-12-31 | 2050-06-30 | 2050-12-31 | 2051-06-30 | 2051-12-31 | 2052-06-30 | 2052-12-31 | 2053-06-30 | 2053-12-31 | 2054-06-30 | 2054-12-31 | 2055-06-30 | 2055-12-31 | 2056-06-30 | 2056-12-31 | 2057-06-30 | 2057-12-31 | 2058-06-30 | 2058-12-31 | 2059-06-30 | 2059-12-31 | 2060-06-30 | 2060-12-31 | 2061-06-30 | 2061-12-31 | 2062-06-30 | 2062-12-31 | 2063-06-30 | 2063-12-31 | 2064-06-30
|  |  | Final AIIB amortisation period |  | flag | 1 |  | 0 | 0 | 0 | 0 | 0 | 0 | 0 | 0 | 0 | 0 | 0 | 0 | 0 | 0 | 0 | 0 | 0 | 0 | 0 | 0 | 0 | 0 | 0 | 0 | 0 | 0 | 0 | 0 | 0 | 0 | 0 | 0 | 0 | 0 | 0 | 0 | 0 | 0 | 0 | 0 | 0 | 0 | 0 | 0 | 0 | 1 | 0 | 0 | 0 | 0 | 0 | 0 | 0 | 0 | 0 | 0 | 0 | 0 | 0 | 0 | 0 | 0 | 0 | 0 | 0 | 0 | 0 | 0 | 0 | 0 | 0 | 0 | 0 | 0 | 0 | 0 | 0 | 0 | 0 | 0 | 0 | 0 | 0 | 0 | 0 | 0
|  |  | End of AIIB amortization period | 2044-03-31 | date
|  |  | Model period end date | 0 | date | 0 | 0 | 2021-12-31 | 2022-06-30 | 2022-12-31 | 2023-06-30 | 2023-12-31 | 2024-06-30 | 2024-12-31 | 2025-06-30 | 2025-12-31 | 2026-06-30 | 2026-12-31 | 2027-06-30 | 2027-12-31 | 2028-06-30 | 2028-12-31 | 2029-06-30 | 2029-12-31 | 2030-06-30 | 2030-12-31 | 2031-06-30 | 2031-12-31 | 2032-06-30 | 2032-12-31 | 2033-06-30 | 2033-12-31 | 2034-06-30 | 2034-12-31 | 2035-06-30 | 2035-12-31 | 2036-06-30 | 2036-12-31 | 2037-06-30 | 2037-12-31 | 2038-06-30 | 2038-12-31 | 2039-06-30 | 2039-12-31 | 2040-06-30 | 2040-12-31 | 2041-06-30 | 2041-12-31 | 2042-06-30 | 2042-12-31 | 2043-06-30 | 2043-12-31 | 2044-06-30 | 2044-12-31 | 2045-06-30 | 2045-12-31 | 2046-06-30 | 2046-12-31 | 2047-06-30 | 2047-12-31 | 2048-06-30 | 2048-12-31 | 2049-06-30 | 2049-12-31 | 2050-06-30 | 2050-12-31 | 2051-06-30 | 2051-12-31 | 2052-06-30 | 2052-12-31 | 2053-06-30 | 2053-12-31 | 2054-06-30 | 2054-12-31 | 2055-06-30 | 2055-12-31 | 2056-06-30 | 2056-12-31 | 2057-06-30 | 2057-12-31 | 2058-06-30 | 2058-12-31 | 2059-06-30 | 2059-12-31 | 2060-06-30 | 2060-12-31 | 2061-06-30 | 2061-12-31 | 2062-06-30 | 2062-12-31 | 2063-06-30 | 2063-12-31 | 2064-06-30
|  |  | AIIB debt service period end flag |  | flag | 1 |  | 0 | 0 | 0 | 0 | 0 | 0 | 0 | 0 | 0 | 0 | 0 | 0 | 0 | 0 | 0 | 0 | 0 | 0 | 0 | 0 | 0 | 0 | 0 | 0 | 0 | 0 | 0 | 0 | 0 | 0 | 0 | 0 | 0 | 0 | 0 | 0 | 0 | 0 | 0 | 0 | 0 | 0 | 0 | 0 | 0 | 1 | 0 | 0 | 0 | 0 | 0 | 0 | 0 | 0 | 0 | 0 | 0 | 0 | 0 | 0 | 0 | 0 | 0 | 0 | 0 | 0 | 0 | 0 | 0 | 0 | 0 | 0 | 0 | 0 | 0 | 0 | 0 | 0 | 0 | 0 | 0 | 0 | 0 | 0 | 0 | 0
|  |  | AIIB as % of total senior debt (upto Project costs % cap) - active | 20% | %
|  |  | Senior debt service period start flag | 0 | flag | 1 | 0 | 0 | 0 | 0 | 0 | 0 | 0 | 0 | 0 | 1 | 0 | 0 | 0 | 0 | 0 | 0 | 0 | 0 | 0 | 0 | 0 | 0 | 0 | 0 | 0 | 0 | 0 | 0 | 0 | 0 | 0 | 0 | 0 | 0 | 0 | 0 | 0 | 0 | 0 | 0 | 0 | 0 | 0 | 0 | 0 | 0 | 0 | 0 | 0 | 0 | 0 | 0 | 0 | 0 | 0 | 0 | 0 | 0 | 0 | 0 | 0 | 0 | 0 | 0 | 0 | 0 | 0 | 0 | 0 | 0 | 0 | 0 | 0 | 0 | 0 | 0 | 0 | 0 | 0 | 0 | 0 | 0 | 0 | 0 | 0 | 0 | 0
|  |  | AIIB debt service period end flag | 0 | flag | 1 | 0 | 0 | 0 | 0 | 0 | 0 | 0 | 0 | 0 | 0 | 0 | 0 | 0 | 0 | 0 | 0 | 0 | 0 | 0 | 0 | 0 | 0 | 0 | 0 | 0 | 0 | 0 | 0 | 0 | 0 | 0 | 0 | 0 | 0 | 0 | 0 | 0 | 0 | 0 | 0 | 0 | 0 | 0 | 0 | 0 | 0 | 1 | 0 | 0 | 0 | 0 | 0 | 0 | 0 | 0 | 0 | 0 | 0 | 0 | 0 | 0 | 0 | 0 | 0 | 0 | 0 | 0 | 0 | 0 | 0 | 0 | 0 | 0 | 0 | 0 | 0 | 0 | 0 | 0 | 0 | 0 | 0 | 0 | 0 | 0 | 0 | 0
|  |  | AIIB debt service period flag |  | flag | 38 |  | 0 | 0 | 0 | 0 | 0 | 0 | 0 | 0 | 1 | 1 | 1 | 1 | 1 | 1 | 1 | 1 | 1 | 1 | 1 | 1 | 1 | 1 | 1 | 1 | 1 | 1 | 1 | 1 | 1 | 1 | 1 | 1 | 1 | 1 | 1 | 1 | 1 | 1 | 1 | 1 | 1 | 1 | 1 | 1 | 1 | 1 | 0 | 0 | 0 | 0 | 0 | 0 | 0 | 0 | 0 | 0 | 0 | 0 | 0 | 0 | 0 | 0 | 0 | 0 | 0 | 0 | 0 | 0 | 0 | 0 | 0 | 0 | 0 | 0 | 0 | 0 | 0 | 0 | 0 | 0 | 0 | 0 | 0 | 0 | 0 | 0
|  |  | AIIB debt service period flag | 0 | flag | 38 | 0 | 0 | 0 | 0 | 0 | 0 | 0 | 0 | 0 | 1 | 1 | 1 | 1 | 1 | 1 | 1 | 1 | 1 | 1 | 1 | 1 | 1 | 1 | 1 | 1 | 1 | 1 | 1 | 1 | 1 | 1 | 1 | 1 | 1 | 1 | 1 | 1 | 1 | 1 | 1 | 1 | 1 | 1 | 1 | 1 | 1 | 1 | 0 | 0 | 0 | 0 | 0 | 0 | 0 | 0 | 0 | 0 | 0 | 0 | 0 | 0 | 0 | 0 | 0 | 0 | 0 | 0 | 0 | 0 | 0 | 0 | 0 | 0 | 0 | 0 | 0 | 0 | 0 | 0 | 0 | 0 | 0 | 0 | 0 | 0 | 0 | 0
|  |  | AIIB debt service period counter |  | period |  |  | 0 | 0 | 0 | 0 | 0 | 0 | 0 | 0 | 1 | 2 | 3 | 4 | 5 | 6 | 7 | 8 | 9 | 10 | 11 | 12 | 13 | 14 | 15 | 16 | 17 | 18 | 19 | 20 | 21 | 22 | 23 | 24 | 25 | 26 | 27 | 28 | 29 | 30 | 31 | 32 | 33 | 34 | 35 | 36 | 37 | 38 | 38 | 38 | 38 | 38 | 38 | 38 | 38 | 38 | 38 | 38 | 38 | 38 | 38 | 38 | 38 | 38 | 38 | 38 | 38 | 38 | 38 | 38 | 38 | 38 | 38 | 38 | 38 | 38 | 38 | 38 | 38 | 38 | 38 | 38 | 38 | 38 | 38 | 38 | 38 | 38
|  |  | AIIB repayment period flag | 0 | flag | 38 | 0 | 0 | 0 | 0 | 0 | 0 | 0 | 0 | 0 | 1 | 1 | 1 | 1 | 1 | 1 | 1 | 1 | 1 | 1 | 1 | 1 | 1 | 1 | 1 | 1 | 1 | 1 | 1 | 1 | 1 | 1 | 1 | 1 | 1 | 1 | 1 | 1 | 1 | 1 | 1 | 1 | 1 | 1 | 1 | 1 | 1 | 1 | 0 | 0 | 0 | 0 | 0 | 0 | 0 | 0 | 0 | 0 | 0 | 0 | 0 | 0 | 0 | 0 | 0 | 0 | 0 | 0 | 0 | 0 | 0 | 0 | 0 | 0 | 0 | 0 | 0 | 0 | 0 | 0 | 0 | 0 | 0 | 0 | 0 | 0 | 0 | 0
|  |  | AIIB debt repayment period counter |  | period |  |  | 0 | 0 | 0 | 0 | 0 | 0 | 0 | 0 | 1 | 2 | 3 | 4 | 5 | 6 | 7 | 8 | 9 | 10 | 11 | 12 | 13 | 14 | 15 | 16 | 17 | 18 | 19 | 20 | 21 | 22 | 23 | 24 | 25 | 26 | 27 | 28 | 29 | 30 | 31 | 32 | 33 | 34 | 35 | 36 | 37 | 38 | 38 | 38 | 38 | 38 | 38 | 38 | 38 | 38 | 38 | 38 | 38 | 38 | 38 | 38 | 38 | 38 | 38 | 38 | 38 | 38 | 38 | 38 | 38 | 38 | 38 | 38 | 38 | 38 | 38 | 38 | 38 | 38 | 38 | 38 | 38 | 38 | 38 | 38 | 38 | 38
|  |  | Number of semi annual periods in year | 2 | periods
|  |  | AIIB debt service period counter | 0 | period | 0 | 0 | 0 | 0 | 0 | 0 | 0 | 0 | 0 | 0 | 1 | 2 | 3 | 4 | 5 | 6 | 7 | 8 | 9 | 10 | 11 | 12 | 13 | 14 | 15 | 16 | 17 | 18 | 19 | 20 | 21 | 22 | 23 | 24 | 25 | 26 | 27 | 28 | 29 | 30 | 31 | 32 | 33 | 34 | 35 | 36 | 37 | 38 | 38 | 38 | 38 | 38 | 38 | 38 | 38 | 38 | 38 | 38 | 38 | 38 | 38 | 38 | 38 | 38 | 38 | 38 | 38 | 38 | 38 | 38 | 38 | 38 | 38 | 38 | 38 | 38 | 38 | 38 | 38 | 38 | 38 | 38 | 38 | 38 | 38 | 38 | 38 | 38
|  |  | AIIB debt service period flag | 0 | flag | 38 | 0 | 0 | 0 | 0 | 0 | 0 | 0 | 0 | 0 | 1 | 1 | 1 | 1 | 1 | 1 | 1 | 1 | 1 | 1 | 1 | 1 | 1 | 1 | 1 | 1 | 1 | 1 | 1 | 1 | 1 | 1 | 1 | 1 | 1 | 1 | 1 | 1 | 1 | 1 | 1 | 1 | 1 | 1 | 1 | 1 | 1 | 1 | 0 | 0 | 0 | 0 | 0 | 0 | 0 | 0 | 0 | 0 | 0 | 0 | 0 | 0 | 0 | 0 | 0 | 0 | 0 | 0 | 0 | 0 | 0 | 0 | 0 | 0 | 0 | 0 | 0 | 0 | 0 | 0 | 0 | 0 | 0 | 0 | 0 | 0 | 0 | 0
|  |  | AIIB debt service year counter |  | year |  |  | 0 | 0 | 0 | 0 | 0 | 0 | 0 | 0 | 1 | 1 | 2 | 2 | 3 | 3 | 4 | 4 | 5 | 5 | 6 | 6 | 7 | 7 | 8 | 8 | 9 | 9 | 10 | 10 | 11 | 11 | 12 | 12 | 13 | 13 | 14 | 14 | 15 | 15 | 16 | 16 | 17 | 17 | 18 | 18 | 19 | 19 | 0 | 0 | 0 | 0 | 0 | 0 | 0 | 0 | 0 | 0 | 0 | 0 | 0 | 0 | 0 | 0 | 0 | 0 | 0 | 0 | 0 | 0 | 0 | 0 | 0 | 0 | 0 | 0 | 0 | 0 | 0 | 0 | 0 | 0 | 0 | 0 | 0 | 0 | 0 | 0
|  |  | Senior debt service period start date | 2025-07-01 | date
|  |  | End of AIIB amortization period | 2044-03-31 | date
|  |  | Model period start date | 0 | date | 0 | 0 | 2021-07-01 | 2022-01-01 | 2022-07-01 | 2023-01-01 | 2023-07-01 | 2024-01-01 | 2024-07-01 | 2025-01-01 | 2025-07-01 | 2026-01-01 | 2026-07-01 | 2027-01-01 | 2027-07-01 | 2028-01-01 | 2028-07-01 | 2029-01-01 | 2029-07-01 | 2030-01-01 | 2030-07-01 | 2031-01-01 | 2031-07-01 | 2032-01-01 | 2032-07-01 | 2033-01-01 | 2033-07-01 | 2034-01-01 | 2034-07-01 | 2035-01-01 | 2035-07-01 | 2036-01-01 | 2036-07-01 | 2037-01-01 | 2037-07-01 | 2038-01-01 | 2038-07-01 | 2039-01-01 | 2039-07-01 | 2040-01-01 | 2040-07-01 | 2041-01-01 | 2041-07-01 | 2042-01-01 | 2042-07-01 | 2043-01-01 | 2043-07-01 | 2044-01-01 | 2044-07-01 | 2045-01-01 | 2045-07-01 | 2046-01-01 | 2046-07-01 | 2047-01-01 | 2047-07-01 | 2048-01-01 | 2048-07-01 | 2049-01-01 | 2049-07-01 | 2050-01-01 | 2050-07-01 | 2051-01-01 | 2051-07-01 | 2052-01-01 | 2052-07-01 | 2053-01-01 | 2053-07-01 | 2054-01-01 | 2054-07-01 | 2055-01-01 | 2055-07-01 | 2056-01-01 | 2056-07-01 | 2057-01-01 | 2057-07-01 | 2058-01-01 | 2058-07-01 | 2059-01-01 | 2059-07-01 | 2060-01-01 | 2060-07-01 | 2061-01-01 | 2061-07-01 | 2062-01-01 | 2062-07-01 | 2063-01-01 | 2063-07-01 | 2064-01-01
|  |  | Model period end date | 0 | date | 0 | 0 | 2021-12-31 | 2022-06-30 | 2022-12-31 | 2023-06-30 | 2023-12-31 | 2024-06-30 | 2024-12-31 | 2025-06-30 | 2025-12-31 | 2026-06-30 | 2026-12-31 | 2027-06-30 | 2027-12-31 | 2028-06-30 | 2028-12-31 | 2029-06-30 | 2029-12-31 | 2030-06-30 | 2030-12-31 | 2031-06-30 | 2031-12-31 | 2032-06-30 | 2032-12-31 | 2033-06-30 | 2033-12-31 | 2034-06-30 | 2034-12-31 | 2035-06-30 | 2035-12-31 | 2036-06-30 | 2036-12-31 | 2037-06-30 | 2037-12-31 | 2038-06-30 | 2038-12-31 | 2039-06-30 | 2039-12-31 | 2040-06-30 | 2040-12-31 | 2041-06-30 | 2041-12-31 | 2042-06-30 | 2042-12-31 | 2043-06-30 | 2043-12-31 | 2044-06-30 | 2044-12-31 | 2045-06-30 | 2045-12-31 | 2046-06-30 | 2046-12-31 | 2047-06-30 | 2047-12-31 | 2048-06-30 | 2048-12-31 | 2049-06-30 | 2049-12-31 | 2050-06-30 | 2050-12-31 | 2051-06-30 | 2051-12-31 | 2052-06-30 | 2052-12-31 | 2053-06-30 | 2053-12-31 | 2054-06-30 | 2054-12-31 | 2055-06-30 | 2055-12-31 | 2056-06-30 | 2056-12-31 | 2057-06-30 | 2057-12-31 | 2058-06-30 | 2058-12-31 | 2059-06-30 | 2059-12-31 | 2060-06-30 | 2060-12-31 | 2061-06-30 | 2061-12-31 | 2062-06-30 | 2062-12-31 | 2063-06-30 | 2063-12-31 | 2064-06-30
|  |  | Days in AIIB debt service period |  | days | 6849 |  | 0 | 0 | 0 | 0 | 0 | 0 | 0 | 0 | 184 | 181 | 184 | 181 | 184 | 182 | 184 | 181 | 184 | 181 | 184 | 181 | 184 | 182 | 184 | 181 | 184 | 181 | 184 | 181 | 184 | 182 | 184 | 181 | 184 | 181 | 184 | 181 | 184 | 182 | 184 | 181 | 184 | 181 | 184 | 181 | 184 | 91 | 0 | 0 | 0 | 0 | 0 | 0 | 0 | 0 | 0 | 0 | 0 | 0 | 0 | 0 | 0 | 0 | 0 | 0 | 0 | 0 | 0 | 0 | 0 | 0 | 0 | 0 | 0 | 0 | 0 | 0 | 0 | 0 | 0 | 0 | 0 | 0 | 0 | 0 | 0 | 0
AIIB repayment period flag
|  |  | Senior debt service period start date | 2025-07-01 | date
|  |  | AIIB repayment period - grace period | 6 | months
|  |  | AIIB first repayment date | 2025-12-31 | date
|  |  | AIIB first repayment date | 2025-12-31 | date
|  |  | Model period end date | 0 | date | 0 | 0 | 2021-12-31 | 2022-06-30 | 2022-12-31 | 2023-06-30 | 2023-12-31 | 2024-06-30 | 2024-12-31 | 2025-06-30 | 2025-12-31 | 2026-06-30 | 2026-12-31 | 2027-06-30 | 2027-12-31 | 2028-06-30 | 2028-12-31 | 2029-06-30 | 2029-12-31 | 2030-06-30 | 2030-12-31 | 2031-06-30 | 2031-12-31 | 2032-06-30 | 2032-12-31 | 2033-06-30 | 2033-12-31 | 2034-06-30 | 2034-12-31 | 2035-06-30 | 2035-12-31 | 2036-06-30 | 2036-12-31 | 2037-06-30 | 2037-12-31 | 2038-06-30 | 2038-12-31 | 2039-06-30 | 2039-12-31 | 2040-06-30 | 2040-12-31 | 2041-06-30 | 2041-12-31 | 2042-06-30 | 2042-12-31 | 2043-06-30 | 2043-12-31 | 2044-06-30 | 2044-12-31 | 2045-06-30 | 2045-12-31 | 2046-06-30 | 2046-12-31 | 2047-06-30 | 2047-12-31 | 2048-06-30 | 2048-12-31 | 2049-06-30 | 2049-12-31 | 2050-06-30 | 2050-12-31 | 2051-06-30 | 2051-12-31 | 2052-06-30 | 2052-12-31 | 2053-06-30 | 2053-12-31 | 2054-06-30 | 2054-12-31 | 2055-06-30 | 2055-12-31 | 2056-06-30 | 2056-12-31 | 2057-06-30 | 2057-12-31 | 2058-06-30 | 2058-12-31 | 2059-06-30 | 2059-12-31 | 2060-06-30 | 2060-12-31 | 2061-06-30 | 2061-12-31 | 2062-06-30 | 2062-12-31 | 2063-06-30 | 2063-12-31 | 2064-06-30
|  |  | AIIB repayment period start flag |  | flag | 1 |  | 0 | 0 | 0 | 0 | 0 | 0 | 0 | 0 | 1 | 0 | 0 | 0 | 0 | 0 | 0 | 0 | 0 | 0 | 0 | 0 | 0 | 0 | 0 | 0 | 0 | 0 | 0 | 0 | 0 | 0 | 0 | 0 | 0 | 0 | 0 | 0 | 0 | 0 | 0 | 0 | 0 | 0 | 0 | 0 | 0 | 0 | 0 | 0 | 0 | 0 | 0 | 0 | 0 | 0 | 0 | 0 | 0 | 0 | 0 | 0 | 0 | 0 | 0 | 0 | 0 | 0 | 0 | 0 | 0 | 0 | 0 | 0 | 0 | 0 | 0 | 0 | 0 | 0 | 0 | 0 | 0 | 0 | 0 | 0 | 0 | 0
|  |  | AIIB as % of total senior debt (upto Project costs % cap) - active | 20% | %
|  |  | AIIB repayment period start flag | 0 | flag | 1 | 0 | 0 | 0 | 0 | 0 | 0 | 0 | 0 | 0 | 1 | 0 | 0 | 0 | 0 | 0 | 0 | 0 | 0 | 0 | 0 | 0 | 0 | 0 | 0 | 0 | 0 | 0 | 0 | 0 | 0 | 0 | 0 | 0 | 0 | 0 | 0 | 0 | 0 | 0 | 0 | 0 | 0 | 0 | 0 | 0 | 0 | 0 | 0 | 0 | 0 | 0 | 0 | 0 | 0 | 0 | 0 | 0 | 0 | 0 | 0 | 0 | 0 | 0 | 0 | 0 | 0 | 0 | 0 | 0 | 0 | 0 | 0 | 0 | 0 | 0 | 0 | 0 | 0 | 0 | 0 | 0 | 0 | 0 | 0 | 0 | 0 | 0
|  |  | AIIB debt service period end flag | 0 | flag | 1 | 0 | 0 | 0 | 0 | 0 | 0 | 0 | 0 | 0 | 0 | 0 | 0 | 0 | 0 | 0 | 0 | 0 | 0 | 0 | 0 | 0 | 0 | 0 | 0 | 0 | 0 | 0 | 0 | 0 | 0 | 0 | 0 | 0 | 0 | 0 | 0 | 0 | 0 | 0 | 0 | 0 | 0 | 0 | 0 | 0 | 0 | 1 | 0 | 0 | 0 | 0 | 0 | 0 | 0 | 0 | 0 | 0 | 0 | 0 | 0 | 0 | 0 | 0 | 0 | 0 | 0 | 0 | 0 | 0 | 0 | 0 | 0 | 0 | 0 | 0 | 0 | 0 | 0 | 0 | 0 | 0 | 0 | 0 | 0 | 0 | 0 | 0
|  |  | AIIB repayment period flag |  | flag | 38 |  | 0 | 0 | 0 | 0 | 0 | 0 | 0 | 0 | 1 | 1 | 1 | 1 | 1 | 1 | 1 | 1 | 1 | 1 | 1 | 1 | 1 | 1 | 1 | 1 | 1 | 1 | 1 | 1 | 1 | 1 | 1 | 1 | 1 | 1 | 1 | 1 | 1 | 1 | 1 | 1 | 1 | 1 | 1 | 1 | 1 | 1 | 0 | 0 | 0 | 0 | 0 | 0 | 0 | 0 | 0 | 0 | 0 | 0 | 0 | 0 | 0 | 0 | 0 | 0 | 0 | 0 | 0 | 0 | 0 | 0 | 0 | 0 | 0 | 0 | 0 | 0 | 0 | 0 | 0 | 0 | 0 | 0 | 0 | 0 | 0 | 0
EIB debt service period flag
|  |  | EIB amortization period - door-to-door maturity | 21 | years
|  |  | Length of construction period incl. delay | 27 | months
|  |  | Months in year | 12 | months
|  |  | EIB amortisation duration | 18.75 | years
|  |  | Senior debt service period start date | 2025-07-01 | date
|  |  | EIB amortisation duration | 18.75 | years
|  |  | Months in year | 12 | months
|  |  | End of EIB amortization period | 2044-03-31 | date
|  |  | End of EIB amortization period | 2044-03-31 | date
|  |  | Model period end date | 0 | date | 0 | 0 | 2021-12-31 | 2022-06-30 | 2022-12-31 | 2023-06-30 | 2023-12-31 | 2024-06-30 | 2024-12-31 | 2025-06-30 | 2025-12-31 | 2026-06-30 | 2026-12-31 | 2027-06-30 | 2027-12-31 | 2028-06-30 | 2028-12-31 | 2029-06-30 | 2029-12-31 | 2030-06-30 | 2030-12-31 | 2031-06-30 | 2031-12-31 | 2032-06-30 | 2032-12-31 | 2033-06-30 | 2033-12-31 | 2034-06-30 | 2034-12-31 | 2035-06-30 | 2035-12-31 | 2036-06-30 | 2036-12-31 | 2037-06-30 | 2037-12-31 | 2038-06-30 | 2038-12-31 | 2039-06-30 | 2039-12-31 | 2040-06-30 | 2040-12-31 | 2041-06-30 | 2041-12-31 | 2042-06-30 | 2042-12-31 | 2043-06-30 | 2043-12-31 | 2044-06-30 | 2044-12-31 | 2045-06-30 | 2045-12-31 | 2046-06-30 | 2046-12-31 | 2047-06-30 | 2047-12-31 | 2048-06-30 | 2048-12-31 | 2049-06-30 | 2049-12-31 | 2050-06-30 | 2050-12-31 | 2051-06-30 | 2051-12-31 | 2052-06-30 | 2052-12-31 | 2053-06-30 | 2053-12-31 | 2054-06-30 | 2054-12-31 | 2055-06-30 | 2055-12-31 | 2056-06-30 | 2056-12-31 | 2057-06-30 | 2057-12-31 | 2058-06-30 | 2058-12-31 | 2059-06-30 | 2059-12-31 | 2060-06-30 | 2060-12-31 | 2061-06-30 | 2061-12-31 | 2062-06-30 | 2062-12-31 | 2063-06-30 | 2063-12-31 | 2064-06-30
|  |  | Final EIB amortisation period |  | flag | 1 |  | 0 | 0 | 0 | 0 | 0 | 0 | 0 | 0 | 0 | 0 | 0 | 0 | 0 | 0 | 0 | 0 | 0 | 0 | 0 | 0 | 0 | 0 | 0 | 0 | 0 | 0 | 0 | 0 | 0 | 0 | 0 | 0 | 0 | 0 | 0 | 0 | 0 | 0 | 0 | 0 | 0 | 0 | 0 | 0 | 0 | 1 | 0 | 0 | 0 | 0 | 0 | 0 | 0 | 0 | 0 | 0 | 0 | 0 | 0 | 0 | 0 | 0 | 0 | 0 | 0 | 0 | 0 | 0 | 0 | 0 | 0 | 0 | 0 | 0 | 0 | 0 | 0 | 0 | 0 | 0 | 0 | 0 | 0 | 0 | 0 | 0
|  |  | End of EIB amortization period | 2044-03-31 | date
|  |  | Model period end date | 0 | date | 0 | 0 | 2021-12-31 | 2022-06-30 | 2022-12-31 | 2023-06-30 | 2023-12-31 | 2024-06-30 | 2024-12-31 | 2025-06-30 | 2025-12-31 | 2026-06-30 | 2026-12-31 | 2027-06-30 | 2027-12-31 | 2028-06-30 | 2028-12-31 | 2029-06-30 | 2029-12-31 | 2030-06-30 | 2030-12-31 | 2031-06-30 | 2031-12-31 | 2032-06-30 | 2032-12-31 | 2033-06-30 | 2033-12-31 | 2034-06-30 | 2034-12-31 | 2035-06-30 | 2035-12-31 | 2036-06-30 | 2036-12-31 | 2037-06-30 | 2037-12-31 | 2038-06-30 | 2038-12-31 | 2039-06-30 | 2039-12-31 | 2040-06-30 | 2040-12-31 | 2041-06-30 | 2041-12-31 | 2042-06-30 | 2042-12-31 | 2043-06-30 | 2043-12-31 | 2044-06-30 | 2044-12-31 | 2045-06-30 | 2045-12-31 | 2046-06-30 | 2046-12-31 | 2047-06-30 | 2047-12-31 | 2048-06-30 | 2048-12-31 | 2049-06-30 | 2049-12-31 | 2050-06-30 | 2050-12-31 | 2051-06-30 | 2051-12-31 | 2052-06-30 | 2052-12-31 | 2053-06-30 | 2053-12-31 | 2054-06-30 | 2054-12-31 | 2055-06-30 | 2055-12-31 | 2056-06-30 | 2056-12-31 | 2057-06-30 | 2057-12-31 | 2058-06-30 | 2058-12-31 | 2059-06-30 | 2059-12-31 | 2060-06-30 | 2060-12-31 | 2061-06-30 | 2061-12-31 | 2062-06-30 | 2062-12-31 | 2063-06-30 | 2063-12-31 | 2064-06-30
|  |  | EIB debt service period end flag |  | flag | 1 |  | 0 | 0 | 0 | 0 | 0 | 0 | 0 | 0 | 0 | 0 | 0 | 0 | 0 | 0 | 0 | 0 | 0 | 0 | 0 | 0 | 0 | 0 | 0 | 0 | 0 | 0 | 0 | 0 | 0 | 0 | 0 | 0 | 0 | 0 | 0 | 0 | 0 | 0 | 0 | 0 | 0 | 0 | 0 | 0 | 0 | 1 | 0 | 0 | 0 | 0 | 0 | 0 | 0 | 0 | 0 | 0 | 0 | 0 | 0 | 0 | 0 | 0 | 0 | 0 | 0 | 0 | 0 | 0 | 0 | 0 | 0 | 0 | 0 | 0 | 0 | 0 | 0 | 0 | 0 | 0 | 0 | 0 | 0 | 0 | 0 | 0
|  |  | EIB as % of total senior debt (upto Project costs % cap) - active | 20% | %
|  |  | Senior debt service period start flag | 0 | flag | 1 | 0 | 0 | 0 | 0 | 0 | 0 | 0 | 0 | 0 | 1 | 0 | 0 | 0 | 0 | 0 | 0 | 0 | 0 | 0 | 0 | 0 | 0 | 0 | 0 | 0 | 0 | 0 | 0 | 0 | 0 | 0 | 0 | 0 | 0 | 0 | 0 | 0 | 0 | 0 | 0 | 0 | 0 | 0 | 0 | 0 | 0 | 0 | 0 | 0 | 0 | 0 | 0 | 0 | 0 | 0 | 0 | 0 | 0 | 0 | 0 | 0 | 0 | 0 | 0 | 0 | 0 | 0 | 0 | 0 | 0 | 0 | 0 | 0 | 0 | 0 | 0 | 0 | 0 | 0 | 0 | 0 | 0 | 0 | 0 | 0 | 0 | 0
|  |  | EIB debt service period end flag | 0 | flag | 1 | 0 | 0 | 0 | 0 | 0 | 0 | 0 | 0 | 0 | 0 | 0 | 0 | 0 | 0 | 0 | 0 | 0 | 0 | 0 | 0 | 0 | 0 | 0 | 0 | 0 | 0 | 0 | 0 | 0 | 0 | 0 | 0 | 0 | 0 | 0 | 0 | 0 | 0 | 0 | 0 | 0 | 0 | 0 | 0 | 0 | 0 | 1 | 0 | 0 | 0 | 0 | 0 | 0 | 0 | 0 | 0 | 0 | 0 | 0 | 0 | 0 | 0 | 0 | 0 | 0 | 0 | 0 | 0 | 0 | 0 | 0 | 0 | 0 | 0 | 0 | 0 | 0 | 0 | 0 | 0 | 0 | 0 | 0 | 0 | 0 | 0 | 0
|  |  | EIB debt service period flag |  | flag | 38 |  | 0 | 0 | 0 | 0 | 0 | 0 | 0 | 0 | 1 | 1 | 1 | 1 | 1 | 1 | 1 | 1 | 1 | 1 | 1 | 1 | 1 | 1 | 1 | 1 | 1 | 1 | 1 | 1 | 1 | 1 | 1 | 1 | 1 | 1 | 1 | 1 | 1 | 1 | 1 | 1 | 1 | 1 | 1 | 1 | 1 | 1 | 0 | 0 | 0 | 0 | 0 | 0 | 0 | 0 | 0 | 0 | 0 | 0 | 0 | 0 | 0 | 0 | 0 | 0 | 0 | 0 | 0 | 0 | 0 | 0 | 0 | 0 | 0 | 0 | 0 | 0 | 0 | 0 | 0 | 0 | 0 | 0 | 0 | 0 | 0 | 0
|  |  | EIB debt service period flag | 0 | flag | 38 | 0 | 0 | 0 | 0 | 0 | 0 | 0 | 0 | 0 | 1 | 1 | 1 | 1 | 1 | 1 | 1 | 1 | 1 | 1 | 1 | 1 | 1 | 1 | 1 | 1 | 1 | 1 | 1 | 1 | 1 | 1 | 1 | 1 | 1 | 1 | 1 | 1 | 1 | 1 | 1 | 1 | 1 | 1 | 1 | 1 | 1 | 1 | 0 | 0 | 0 | 0 | 0 | 0 | 0 | 0 | 0 | 0 | 0 | 0 | 0 | 0 | 0 | 0 | 0 | 0 | 0 | 0 | 0 | 0 | 0 | 0 | 0 | 0 | 0 | 0 | 0 | 0 | 0 | 0 | 0 | 0 | 0 | 0 | 0 | 0 | 0 | 0
|  |  | EIB debt service period counter |  | period |  |  | 0 | 0 | 0 | 0 | 0 | 0 | 0 | 0 | 1 | 2 | 3 | 4 | 5 | 6 | 7 | 8 | 9 | 10 | 11 | 12 | 13 | 14 | 15 | 16 | 17 | 18 | 19 | 20 | 21 | 22 | 23 | 24 | 25 | 26 | 27 | 28 | 29 | 30 | 31 | 32 | 33 | 34 | 35 | 36 | 37 | 38 | 38 | 38 | 38 | 38 | 38 | 38 | 38 | 38 | 38 | 38 | 38 | 38 | 38 | 38 | 38 | 38 | 38 | 38 | 38 | 38 | 38 | 38 | 38 | 38 | 38 | 38 | 38 | 38 | 38 | 38 | 38 | 38 | 38 | 38 | 38 | 38 | 38 | 38 | 38 | 38
|  |  | EIB repayment period flag | 0 | flag | 38 | 0 | 0 | 0 | 0 | 0 | 0 | 0 | 0 | 0 | 1 | 1 | 1 | 1 | 1 | 1 | 1 | 1 | 1 | 1 | 1 | 1 | 1 | 1 | 1 | 1 | 1 | 1 | 1 | 1 | 1 | 1 | 1 | 1 | 1 | 1 | 1 | 1 | 1 | 1 | 1 | 1 | 1 | 1 | 1 | 1 | 1 | 1 | 0 | 0 | 0 | 0 | 0 | 0 | 0 | 0 | 0 | 0 | 0 | 0 | 0 | 0 | 0 | 0 | 0 | 0 | 0 | 0 | 0 | 0 | 0 | 0 | 0 | 0 | 0 | 0 | 0 | 0 | 0 | 0 | 0 | 0 | 0 | 0 | 0 | 0 | 0 | 0
|  |  | EIB debt repayment period counter |  | period |  |  | 0 | 0 | 0 | 0 | 0 | 0 | 0 | 0 | 1 | 2 | 3 | 4 | 5 | 6 | 7 | 8 | 9 | 10 | 11 | 12 | 13 | 14 | 15 | 16 | 17 | 18 | 19 | 20 | 21 | 22 | 23 | 24 | 25 | 26 | 27 | 28 | 29 | 30 | 31 | 32 | 33 | 34 | 35 | 36 | 37 | 38 | 38 | 38 | 38 | 38 | 38 | 38 | 38 | 38 | 38 | 38 | 38 | 38 | 38 | 38 | 38 | 38 | 38 | 38 | 38 | 38 | 38 | 38 | 38 | 38 | 38 | 38 | 38 | 38 | 38 | 38 | 38 | 38 | 38 | 38 | 38 | 38 | 38 | 38 | 38 | 38
|  |  | Number of semi annual periods in year | 2 | periods
|  |  | EIB debt service period counter | 0 | period | 0 | 0 | 0 | 0 | 0 | 0 | 0 | 0 | 0 | 0 | 1 | 2 | 3 | 4 | 5 | 6 | 7 | 8 | 9 | 10 | 11 | 12 | 13 | 14 | 15 | 16 | 17 | 18 | 19 | 20 | 21 | 22 | 23 | 24 | 25 | 26 | 27 | 28 | 29 | 30 | 31 | 32 | 33 | 34 | 35 | 36 | 37 | 38 | 38 | 38 | 38 | 38 | 38 | 38 | 38 | 38 | 38 | 38 | 38 | 38 | 38 | 38 | 38 | 38 | 38 | 38 | 38 | 38 | 38 | 38 | 38 | 38 | 38 | 38 | 38 | 38 | 38 | 38 | 38 | 38 | 38 | 38 | 38 | 38 | 38 | 38 | 38 | 38
|  |  | EIB debt service period flag | 0 | flag | 38 | 0 | 0 | 0 | 0 | 0 | 0 | 0 | 0 | 0 | 1 | 1 | 1 | 1 | 1 | 1 | 1 | 1 | 1 | 1 | 1 | 1 | 1 | 1 | 1 | 1 | 1 | 1 | 1 | 1 | 1 | 1 | 1 | 1 | 1 | 1 | 1 | 1 | 1 | 1 | 1 | 1 | 1 | 1 | 1 | 1 | 1 | 1 | 0 | 0 | 0 | 0 | 0 | 0 | 0 | 0 | 0 | 0 | 0 | 0 | 0 | 0 | 0 | 0 | 0 | 0 | 0 | 0 | 0 | 0 | 0 | 0 | 0 | 0 | 0 | 0 | 0 | 0 | 0 | 0 | 0 | 0 | 0 | 0 | 0 | 0 | 0 | 0
|  |  | EIB debt service year counter |  | year |  |  | 0 | 0 | 0 | 0 | 0 | 0 | 0 | 0 | 1 | 1 | 2 | 2 | 3 | 3 | 4 | 4 | 5 | 5 | 6 | 6 | 7 | 7 | 8 | 8 | 9 | 9 | 10 | 10 | 11 | 11 | 12 | 12 | 13 | 13 | 14 | 14 | 15 | 15 | 16 | 16 | 17 | 17 | 18 | 18 | 19 | 19 | 0 | 0 | 0 | 0 | 0 | 0 | 0 | 0 | 0 | 0 | 0 | 0 | 0 | 0 | 0 | 0 | 0 | 0 | 0 | 0 | 0 | 0 | 0 | 0 | 0 | 0 | 0 | 0 | 0 | 0 | 0 | 0 | 0 | 0 | 0 | 0 | 0 | 0 | 0 | 0
|  |  | Senior debt service period start date | 2025-07-01 | date
|  |  | End of EIB amortization period | 2044-03-31 | date
|  |  | Model period start date | 0 | date | 0 | 0 | 2021-07-01 | 2022-01-01 | 2022-07-01 | 2023-01-01 | 2023-07-01 | 2024-01-01 | 2024-07-01 | 2025-01-01 | 2025-07-01 | 2026-01-01 | 2026-07-01 | 2027-01-01 | 2027-07-01 | 2028-01-01 | 2028-07-01 | 2029-01-01 | 2029-07-01 | 2030-01-01 | 2030-07-01 | 2031-01-01 | 2031-07-01 | 2032-01-01 | 2032-07-01 | 2033-01-01 | 2033-07-01 | 2034-01-01 | 2034-07-01 | 2035-01-01 | 2035-07-01 | 2036-01-01 | 2036-07-01 | 2037-01-01 | 2037-07-01 | 2038-01-01 | 2038-07-01 | 2039-01-01 | 2039-07-01 | 2040-01-01 | 2040-07-01 | 2041-01-01 | 2041-07-01 | 2042-01-01 | 2042-07-01 | 2043-01-01 | 2043-07-01 | 2044-01-01 | 2044-07-01 | 2045-01-01 | 2045-07-01 | 2046-01-01 | 2046-07-01 | 2047-01-01 | 2047-07-01 | 2048-01-01 | 2048-07-01 | 2049-01-01 | 2049-07-01 | 2050-01-01 | 2050-07-01 | 2051-01-01 | 2051-07-01 | 2052-01-01 | 2052-07-01 | 2053-01-01 | 2053-07-01 | 2054-01-01 | 2054-07-01 | 2055-01-01 | 2055-07-01 | 2056-01-01 | 2056-07-01 | 2057-01-01 | 2057-07-01 | 2058-01-01 | 2058-07-01 | 2059-01-01 | 2059-07-01 | 2060-01-01 | 2060-07-01 | 2061-01-01 | 2061-07-01 | 2062-01-01 | 2062-07-01 | 2063-01-01 | 2063-07-01 | 2064-01-01
|  |  | Model period end date | 0 | date | 0 | 0 | 2021-12-31 | 2022-06-30 | 2022-12-31 | 2023-06-30 | 2023-12-31 | 2024-06-30 | 2024-12-31 | 2025-06-30 | 2025-12-31 | 2026-06-30 | 2026-12-31 | 2027-06-30 | 2027-12-31 | 2028-06-30 | 2028-12-31 | 2029-06-30 | 2029-12-31 | 2030-06-30 | 2030-12-31 | 2031-06-30 | 2031-12-31 | 2032-06-30 | 2032-12-31 | 2033-06-30 | 2033-12-31 | 2034-06-30 | 2034-12-31 | 2035-06-30 | 2035-12-31 | 2036-06-30 | 2036-12-31 | 2037-06-30 | 2037-12-31 | 2038-06-30 | 2038-12-31 | 2039-06-30 | 2039-12-31 | 2040-06-30 | 2040-12-31 | 2041-06-30 | 2041-12-31 | 2042-06-30 | 2042-12-31 | 2043-06-30 | 2043-12-31 | 2044-06-30 | 2044-12-31 | 2045-06-30 | 2045-12-31 | 2046-06-30 | 2046-12-31 | 2047-06-30 | 2047-12-31 | 2048-06-30 | 2048-12-31 | 2049-06-30 | 2049-12-31 | 2050-06-30 | 2050-12-31 | 2051-06-30 | 2051-12-31 | 2052-06-30 | 2052-12-31 | 2053-06-30 | 2053-12-31 | 2054-06-30 | 2054-12-31 | 2055-06-30 | 2055-12-31 | 2056-06-30 | 2056-12-31 | 2057-06-30 | 2057-12-31 | 2058-06-30 | 2058-12-31 | 2059-06-30 | 2059-12-31 | 2060-06-30 | 2060-12-31 | 2061-06-30 | 2061-12-31 | 2062-06-30 | 2062-12-31 | 2063-06-30 | 2063-12-31 | 2064-06-30
|  |  | Days in EIB debt service period |  | days | 6849 |  | 0 | 0 | 0 | 0 | 0 | 0 | 0 | 0 | 184 | 181 | 184 | 181 | 184 | 182 | 184 | 181 | 184 | 181 | 184 | 181 | 184 | 182 | 184 | 181 | 184 | 181 | 184 | 181 | 184 | 182 | 184 | 181 | 184 | 181 | 184 | 181 | 184 | 182 | 184 | 181 | 184 | 181 | 184 | 181 | 184 | 91 | 0 | 0 | 0 | 0 | 0 | 0 | 0 | 0 | 0 | 0 | 0 | 0 | 0 | 0 | 0 | 0 | 0 | 0 | 0 | 0 | 0 | 0 | 0 | 0 | 0 | 0 | 0 | 0 | 0 | 0 | 0 | 0 | 0 | 0 | 0 | 0 | 0 | 0 | 0 | 0
EIB repayment period flag
|  |  | Senior debt service period start date | 2025-07-01 | date
|  |  | EIB repayment period - grace period | 6 | months
|  |  | EIB first repayment date | 2025-12-31 | date
|  |  | EIB first repayment date | 2025-12-31 | date
|  |  | Model period end date | 0 | date | 0 | 0 | 2021-12-31 | 2022-06-30 | 2022-12-31 | 2023-06-30 | 2023-12-31 | 2024-06-30 | 2024-12-31 | 2025-06-30 | 2025-12-31 | 2026-06-30 | 2026-12-31 | 2027-06-30 | 2027-12-31 | 2028-06-30 | 2028-12-31 | 2029-06-30 | 2029-12-31 | 2030-06-30 | 2030-12-31 | 2031-06-30 | 2031-12-31 | 2032-06-30 | 2032-12-31 | 2033-06-30 | 2033-12-31 | 2034-06-30 | 2034-12-31 | 2035-06-30 | 2035-12-31 | 2036-06-30 | 2036-12-31 | 2037-06-30 | 2037-12-31 | 2038-06-30 | 2038-12-31 | 2039-06-30 | 2039-12-31 | 2040-06-30 | 2040-12-31 | 2041-06-30 | 2041-12-31 | 2042-06-30 | 2042-12-31 | 2043-06-30 | 2043-12-31 | 2044-06-30 | 2044-12-31 | 2045-06-30 | 2045-12-31 | 2046-06-30 | 2046-12-31 | 2047-06-30 | 2047-12-31 | 2048-06-30 | 2048-12-31 | 2049-06-30 | 2049-12-31 | 2050-06-30 | 2050-12-31 | 2051-06-30 | 2051-12-31 | 2052-06-30 | 2052-12-31 | 2053-06-30 | 2053-12-31 | 2054-06-30 | 2054-12-31 | 2055-06-30 | 2055-12-31 | 2056-06-30 | 2056-12-31 | 2057-06-30 | 2057-12-31 | 2058-06-30 | 2058-12-31 | 2059-06-30 | 2059-12-31 | 2060-06-30 | 2060-12-31 | 2061-06-30 | 2061-12-31 | 2062-06-30 | 2062-12-31 | 2063-06-30 | 2063-12-31 | 2064-06-30
|  |  | EIB repayment period start flag |  | flag | 1 |  | 0 | 0 | 0 | 0 | 0 | 0 | 0 | 0 | 1 | 0 | 0 | 0 | 0 | 0 | 0 | 0 | 0 | 0 | 0 | 0 | 0 | 0 | 0 | 0 | 0 | 0 | 0 | 0 | 0 | 0 | 0 | 0 | 0 | 0 | 0 | 0 | 0 | 0 | 0 | 0 | 0 | 0 | 0 | 0 | 0 | 0 | 0 | 0 | 0 | 0 | 0 | 0 | 0 | 0 | 0 | 0 | 0 | 0 | 0 | 0 | 0 | 0 | 0 | 0 | 0 | 0 | 0 | 0 | 0 | 0 | 0 | 0 | 0 | 0 | 0 | 0 | 0 | 0 | 0 | 0 | 0 | 0 | 0 | 0 | 0 | 0
|  |  | EIB as % of total senior debt (upto Project costs % cap) - active | 20% | %
|  |  | EIB repayment period start flag | 0 | flag | 1 | 0 | 0 | 0 | 0 | 0 | 0 | 0 | 0 | 0 | 1 | 0 | 0 | 0 | 0 | 0 | 0 | 0 | 0 | 0 | 0 | 0 | 0 | 0 | 0 | 0 | 0 | 0 | 0 | 0 | 0 | 0 | 0 | 0 | 0 | 0 | 0 | 0 | 0 | 0 | 0 | 0 | 0 | 0 | 0 | 0 | 0 | 0 | 0 | 0 | 0 | 0 | 0 | 0 | 0 | 0 | 0 | 0 | 0 | 0 | 0 | 0 | 0 | 0 | 0 | 0 | 0 | 0 | 0 | 0 | 0 | 0 | 0 | 0 | 0 | 0 | 0 | 0 | 0 | 0 | 0 | 0 | 0 | 0 | 0 | 0 | 0 | 0
|  |  | EIB debt service period end flag | 0 | flag | 1 | 0 | 0 | 0 | 0 | 0 | 0 | 0 | 0 | 0 | 0 | 0 | 0 | 0 | 0 | 0 | 0 | 0 | 0 | 0 | 0 | 0 | 0 | 0 | 0 | 0 | 0 | 0 | 0 | 0 | 0 | 0 | 0 | 0 | 0 | 0 | 0 | 0 | 0 | 0 | 0 | 0 | 0 | 0 | 0 | 0 | 0 | 1 | 0 | 0 | 0 | 0 | 0 | 0 | 0 | 0 | 0 | 0 | 0 | 0 | 0 | 0 | 0 | 0 | 0 | 0 | 0 | 0 | 0 | 0 | 0 | 0 | 0 | 0 | 0 | 0 | 0 | 0 | 0 | 0 | 0 | 0 | 0 | 0 | 0 | 0 | 0 | 0
|  |  | EIB repayment period flag |  | flag | 38 |  | 0 | 0 | 0 | 0 | 0 | 0 | 0 | 0 | 1 | 1 | 1 | 1 | 1 | 1 | 1 | 1 | 1 | 1 | 1 | 1 | 1 | 1 | 1 | 1 | 1 | 1 | 1 | 1 | 1 | 1 | 1 | 1 | 1 | 1 | 1 | 1 | 1 | 1 | 1 | 1 | 1 | 1 | 1 | 1 | 1 | 1 | 0 | 0 | 0 | 0 | 0 | 0 | 0 | 0 | 0 | 0 | 0 | 0 | 0 | 0 | 0 | 0 | 0 | 0 | 0 | 0 | 0 | 0 | 0 | 0 | 0 | 0 | 0 | 0 | 0 | 0 | 0 | 0 | 0 | 0 | 0 | 0 | 0 | 0 | 0 | 0
Senior debt flags
|  |  | ADB Loan debt service period flag | 0 | flag | 38 | 0 | 0 | 0 | 0 | 0 | 0 | 0 | 0 | 0 | 1 | 1 | 1 | 1 | 1 | 1 | 1 | 1 | 1 | 1 | 1 | 1 | 1 | 1 | 1 | 1 | 1 | 1 | 1 | 1 | 1 | 1 | 1 | 1 | 1 | 1 | 1 | 1 | 1 | 1 | 1 | 1 | 1 | 1 | 1 | 1 | 1 | 1 | 0 | 0 | 0 | 0 | 0 | 0 | 0 | 0 | 0 | 0 | 0 | 0 | 0 | 0 | 0 | 0 | 0 | 0 | 0 | 0 | 0 | 0 | 0 | 0 | 0 | 0 | 0 | 0 | 0 | 0 | 0 | 0 | 0 | 0 | 0 | 0 | 0 | 0 | 0 | 0
|  |  | EBRD debt service period flag | 0 | flag | 38 | 0 | 0 | 0 | 0 | 0 | 0 | 0 | 0 | 0 | 1 | 1 | 1 | 1 | 1 | 1 | 1 | 1 | 1 | 1 | 1 | 1 | 1 | 1 | 1 | 1 | 1 | 1 | 1 | 1 | 1 | 1 | 1 | 1 | 1 | 1 | 1 | 1 | 1 | 1 | 1 | 1 | 1 | 1 | 1 | 1 | 1 | 1 | 0 | 0 | 0 | 0 | 0 | 0 | 0 | 0 | 0 | 0 | 0 | 0 | 0 | 0 | 0 | 0 | 0 | 0 | 0 | 0 | 0 | 0 | 0 | 0 | 0 | 0 | 0 | 0 | 0 | 0 | 0 | 0 | 0 | 0 | 0 | 0 | 0 | 0 | 0 | 0
|  |  | AIIB debt service period flag | 0 | flag | 38 | 0 | 0 | 0 | 0 | 0 | 0 | 0 | 0 | 0 | 1 | 1 | 1 | 1 | 1 | 1 | 1 | 1 | 1 | 1 | 1 | 1 | 1 | 1 | 1 | 1 | 1 | 1 | 1 | 1 | 1 | 1 | 1 | 1 | 1 | 1 | 1 | 1 | 1 | 1 | 1 | 1 | 1 | 1 | 1 | 1 | 1 | 1 | 0 | 0 | 0 | 0 | 0 | 0 | 0 | 0 | 0 | 0 | 0 | 0 | 0 | 0 | 0 | 0 | 0 | 0 | 0 | 0 | 0 | 0 | 0 | 0 | 0 | 0 | 0 | 0 | 0 | 0 | 0 | 0 | 0 | 0 | 0 | 0 | 0 | 0 | 0 | 0
|  |  | EIB debt service period flag | 0 | flag | 38 | 0 | 0 | 0 | 0 | 0 | 0 | 0 | 0 | 0 | 1 | 1 | 1 | 1 | 1 | 1 | 1 | 1 | 1 | 1 | 1 | 1 | 1 | 1 | 1 | 1 | 1 | 1 | 1 | 1 | 1 | 1 | 1 | 1 | 1 | 1 | 1 | 1 | 1 | 1 | 1 | 1 | 1 | 1 | 1 | 1 | 1 | 1 | 0 | 0 | 0 | 0 | 0 | 0 | 0 | 0 | 0 | 0 | 0 | 0 | 0 | 0 | 0 | 0 | 0 | 0 | 0 | 0 | 0 | 0 | 0 | 0 | 0 | 0 | 0 | 0 | 0 | 0 | 0 | 0 | 0 | 0 | 0 | 0 | 0 | 0 | 0 | 0
|  |  | Senior debt service period flag |  | flag | 38 |  | 0 | 0 | 0 | 0 | 0 | 0 | 0 | 0 | 1 | 1 | 1 | 1 | 1 | 1 | 1 | 1 | 1 | 1 | 1 | 1 | 1 | 1 | 1 | 1 | 1 | 1 | 1 | 1 | 1 | 1 | 1 | 1 | 1 | 1 | 1 | 1 | 1 | 1 | 1 | 1 | 1 | 1 | 1 | 1 | 1 | 1 | 0 | 0 | 0 | 0 | 0 | 0 | 0 | 0 | 0 | 0 | 0 | 0 | 0 | 0 | 0 | 0 | 0 | 0 | 0 | 0 | 0 | 0 | 0 | 0 | 0 | 0 | 0 | 0 | 0 | 0 | 0 | 0 | 0 | 0 | 0 | 0 | 0 | 0 | 0 | 0
|  |  | Senior debt service period flag | 0 | flag | 38 | 0 | 0 | 0 | 0 | 0 | 0 | 0 | 0 | 0 | 1 | 1 | 1 | 1 | 1 | 1 | 1 | 1 | 1 | 1 | 1 | 1 | 1 | 1 | 1 | 1 | 1 | 1 | 1 | 1 | 1 | 1 | 1 | 1 | 1 | 1 | 1 | 1 | 1 | 1 | 1 | 1 | 1 | 1 | 1 | 1 | 1 | 1 | 0 | 0 | 0 | 0 | 0 | 0 | 0 | 0 | 0 | 0 | 0 | 0 | 0 | 0 | 0 | 0 | 0 | 0 | 0 | 0 | 0 | 0 | 0 | 0 | 0 | 0 | 0 | 0 | 0 | 0 | 0 | 0 | 0 | 0 | 0 | 0 | 0 | 0 | 0 | 0
|  |  | Senior debt service period counter |  | period |  |  | 0 | 0 | 0 | 0 | 0 | 0 | 0 | 0 | 1 | 2 | 3 | 4 | 5 | 6 | 7 | 8 | 9 | 10 | 11 | 12 | 13 | 14 | 15 | 16 | 17 | 18 | 19 | 20 | 21 | 22 | 23 | 24 | 25 | 26 | 27 | 28 | 29 | 30 | 31 | 32 | 33 | 34 | 35 | 36 | 37 | 38 | 38 | 38 | 38 | 38 | 38 | 38 | 38 | 38 | 38 | 38 | 38 | 38 | 38 | 38 | 38 | 38 | 38 | 38 | 38 | 38 | 38 | 38 | 38 | 38 | 38 | 38 | 38 | 38 | 38 | 38 | 38 | 38 | 38 | 38 | 38 | 38 | 38 | 38 | 38 | 38
|  |  | Number of semi annual periods in year | 2 | periods
|  |  | Senior debt service period counter | 0 | period | 0 | 0 | 0 | 0 | 0 | 0 | 0 | 0 | 0 | 0 | 1 | 2 | 3 | 4 | 5 | 6 | 7 | 8 | 9 | 10 | 11 | 12 | 13 | 14 | 15 | 16 | 17 | 18 | 19 | 20 | 21 | 22 | 23 | 24 | 25 | 26 | 27 | 28 | 29 | 30 | 31 | 32 | 33 | 34 | 35 | 36 | 37 | 38 | 38 | 38 | 38 | 38 | 38 | 38 | 38 | 38 | 38 | 38 | 38 | 38 | 38 | 38 | 38 | 38 | 38 | 38 | 38 | 38 | 38 | 38 | 38 | 38 | 38 | 38 | 38 | 38 | 38 | 38 | 38 | 38 | 38 | 38 | 38 | 38 | 38 | 38 | 38 | 38
|  |  | Senior debt service period flag | 0 | flag | 38 | 0 | 0 | 0 | 0 | 0 | 0 | 0 | 0 | 0 | 1 | 1 | 1 | 1 | 1 | 1 | 1 | 1 | 1 | 1 | 1 | 1 | 1 | 1 | 1 | 1 | 1 | 1 | 1 | 1 | 1 | 1 | 1 | 1 | 1 | 1 | 1 | 1 | 1 | 1 | 1 | 1 | 1 | 1 | 1 | 1 | 1 | 1 | 0 | 0 | 0 | 0 | 0 | 0 | 0 | 0 | 0 | 0 | 0 | 0 | 0 | 0 | 0 | 0 | 0 | 0 | 0 | 0 | 0 | 0 | 0 | 0 | 0 | 0 | 0 | 0 | 0 | 0 | 0 | 0 | 0 | 0 | 0 | 0 | 0 | 0 | 0 | 0
|  |  | Senior debt service year counter |  | year |  |  | 0 | 0 | 0 | 0 | 0 | 0 | 0 | 0 | 1 | 1 | 2 | 2 | 3 | 3 | 4 | 4 | 5 | 5 | 6 | 6 | 7 | 7 | 8 | 8 | 9 | 9 | 10 | 10 | 11 | 11 | 12 | 12 | 13 | 13 | 14 | 14 | 15 | 15 | 16 | 16 | 17 | 17 | 18 | 18 | 19 | 19 | 0 | 0 | 0 | 0 | 0 | 0 | 0 | 0 | 0 | 0 | 0 | 0 | 0 | 0 | 0 | 0 | 0 | 0 | 0 | 0 | 0 | 0 | 0 | 0 | 0 | 0 | 0 | 0 | 0 | 0 | 0 | 0 | 0 | 0 | 0 | 0 | 0 | 0 | 0 | 0
|  |  | ADB Loan repayment period flag | 0 | flag | 38 | 0 | 0 | 0 | 0 | 0 | 0 | 0 | 0 | 0 | 1 | 1 | 1 | 1 | 1 | 1 | 1 | 1 | 1 | 1 | 1 | 1 | 1 | 1 | 1 | 1 | 1 | 1 | 1 | 1 | 1 | 1 | 1 | 1 | 1 | 1 | 1 | 1 | 1 | 1 | 1 | 1 | 1 | 1 | 1 | 1 | 1 | 1 | 0 | 0 | 0 | 0 | 0 | 0 | 0 | 0 | 0 | 0 | 0 | 0 | 0 | 0 | 0 | 0 | 0 | 0 | 0 | 0 | 0 | 0 | 0 | 0 | 0 | 0 | 0 | 0 | 0 | 0 | 0 | 0 | 0 | 0 | 0 | 0 | 0 | 0 | 0 | 0
|  |  | EBRD repayment period flag | 0 | flag | 38 | 0 | 0 | 0 | 0 | 0 | 0 | 0 | 0 | 0 | 1 | 1 | 1 | 1 | 1 | 1 | 1 | 1 | 1 | 1 | 1 | 1 | 1 | 1 | 1 | 1 | 1 | 1 | 1 | 1 | 1 | 1 | 1 | 1 | 1 | 1 | 1 | 1 | 1 | 1 | 1 | 1 | 1 | 1 | 1 | 1 | 1 | 1 | 0 | 0 | 0 | 0 | 0 | 0 | 0 | 0 | 0 | 0 | 0 | 0 | 0 | 0 | 0 | 0 | 0 | 0 | 0 | 0 | 0 | 0 | 0 | 0 | 0 | 0 | 0 | 0 | 0 | 0 | 0 | 0 | 0 | 0 | 0 | 0 | 0 | 0 | 0 | 0
|  |  | AIIB repayment period flag | 0 | flag | 38 | 0 | 0 | 0 | 0 | 0 | 0 | 0 | 0 | 0 | 1 | 1 | 1 | 1 | 1 | 1 | 1 | 1 | 1 | 1 | 1 | 1 | 1 | 1 | 1 | 1 | 1 | 1 | 1 | 1 | 1 | 1 | 1 | 1 | 1 | 1 | 1 | 1 | 1 | 1 | 1 | 1 | 1 | 1 | 1 | 1 | 1 | 1 | 0 | 0 | 0 | 0 | 0 | 0 | 0 | 0 | 0 | 0 | 0 | 0 | 0 | 0 | 0 | 0 | 0 | 0 | 0 | 0 | 0 | 0 | 0 | 0 | 0 | 0 | 0 | 0 | 0 | 0 | 0 | 0 | 0 | 0 | 0 | 0 | 0 | 0 | 0 | 0
|  |  | EIB repayment period flag | 0 | flag | 38 | 0 | 0 | 0 | 0 | 0 | 0 | 0 | 0 | 0 | 1 | 1 | 1 | 1 | 1 | 1 | 1 | 1 | 1 | 1 | 1 | 1 | 1 | 1 | 1 | 1 | 1 | 1 | 1 | 1 | 1 | 1 | 1 | 1 | 1 | 1 | 1 | 1 | 1 | 1 | 1 | 1 | 1 | 1 | 1 | 1 | 1 | 1 | 0 | 0 | 0 | 0 | 0 | 0 | 0 | 0 | 0 | 0 | 0 | 0 | 0 | 0 | 0 | 0 | 0 | 0 | 0 | 0 | 0 | 0 | 0 | 0 | 0 | 0 | 0 | 0 | 0 | 0 | 0 | 0 | 0 | 0 | 0 | 0 | 0 | 0 | 0 | 0
|  |  | Senior debt repayment period flag |  | flag | 38 |  | 0 | 0 | 0 | 0 | 0 | 0 | 0 | 0 | 1 | 1 | 1 | 1 | 1 | 1 | 1 | 1 | 1 | 1 | 1 | 1 | 1 | 1 | 1 | 1 | 1 | 1 | 1 | 1 | 1 | 1 | 1 | 1 | 1 | 1 | 1 | 1 | 1 | 1 | 1 | 1 | 1 | 1 | 1 | 1 | 1 | 1 | 0 | 0 | 0 | 0 | 0 | 0 | 0 | 0 | 0 | 0 | 0 | 0 | 0 | 0 | 0 | 0 | 0 | 0 | 0 | 0 | 0 | 0 | 0 | 0 | 0 | 0 | 0 | 0 | 0 | 0 | 0 | 0 | 0 | 0 | 0 | 0 | 0 | 0 | 0 | 0
|  |  | End of ADB Loan amortization period | 2044-03-31 | date
|  |  | End of EBRD amortization period | 2044-03-31 | date
|  |  | End of AIIB amortization period | 2044-03-31 | date
|  |  | End of EIB amortization period | 2044-03-31 | date
|  |  | End of senior debt amortization period | 2044-03-31 | date
|  |  | Senior debt service period start date | 2025-07-01 | date
|  |  | End of senior debt amortization period | 2044-03-31 | date
|  |  | Model period start date | 0 | date | 0 | 0 | 2021-07-01 | 2022-01-01 | 2022-07-01 | 2023-01-01 | 2023-07-01 | 2024-01-01 | 2024-07-01 | 2025-01-01 | 2025-07-01 | 2026-01-01 | 2026-07-01 | 2027-01-01 | 2027-07-01 | 2028-01-01 | 2028-07-01 | 2029-01-01 | 2029-07-01 | 2030-01-01 | 2030-07-01 | 2031-01-01 | 2031-07-01 | 2032-01-01 | 2032-07-01 | 2033-01-01 | 2033-07-01 | 2034-01-01 | 2034-07-01 | 2035-01-01 | 2035-07-01 | 2036-01-01 | 2036-07-01 | 2037-01-01 | 2037-07-01 | 2038-01-01 | 2038-07-01 | 2039-01-01 | 2039-07-01 | 2040-01-01 | 2040-07-01 | 2041-01-01 | 2041-07-01 | 2042-01-01 | 2042-07-01 | 2043-01-01 | 2043-07-01 | 2044-01-01 | 2044-07-01 | 2045-01-01 | 2045-07-01 | 2046-01-01 | 2046-07-01 | 2047-01-01 | 2047-07-01 | 2048-01-01 | 2048-07-01 | 2049-01-01 | 2049-07-01 | 2050-01-01 | 2050-07-01 | 2051-01-01 | 2051-07-01 | 2052-01-01 | 2052-07-01 | 2053-01-01 | 2053-07-01 | 2054-01-01 | 2054-07-01 | 2055-01-01 | 2055-07-01 | 2056-01-01 | 2056-07-01 | 2057-01-01 | 2057-07-01 | 2058-01-01 | 2058-07-01 | 2059-01-01 | 2059-07-01 | 2060-01-01 | 2060-07-01 | 2061-01-01 | 2061-07-01 | 2062-01-01 | 2062-07-01 | 2063-01-01 | 2063-07-01 | 2064-01-01
|  |  | Model period end date | 0 | date | 0 | 0 | 2021-12-31 | 2022-06-30 | 2022-12-31 | 2023-06-30 | 2023-12-31 | 2024-06-30 | 2024-12-31 | 2025-06-30 | 2025-12-31 | 2026-06-30 | 2026-12-31 | 2027-06-30 | 2027-12-31 | 2028-06-30 | 2028-12-31 | 2029-06-30 | 2029-12-31 | 2030-06-30 | 2030-12-31 | 2031-06-30 | 2031-12-31 | 2032-06-30 | 2032-12-31 | 2033-06-30 | 2033-12-31 | 2034-06-30 | 2034-12-31 | 2035-06-30 | 2035-12-31 | 2036-06-30 | 2036-12-31 | 2037-06-30 | 2037-12-31 | 2038-06-30 | 2038-12-31 | 2039-06-30 | 2039-12-31 | 2040-06-30 | 2040-12-31 | 2041-06-30 | 2041-12-31 | 2042-06-30 | 2042-12-31 | 2043-06-30 | 2043-12-31 | 2044-06-30 | 2044-12-31 | 2045-06-30 | 2045-12-31 | 2046-06-30 | 2046-12-31 | 2047-06-30 | 2047-12-31 | 2048-06-30 | 2048-12-31 | 2049-06-30 | 2049-12-31 | 2050-06-30 | 2050-12-31 | 2051-06-30 | 2051-12-31 | 2052-06-30 | 2052-12-31 | 2053-06-30 | 2053-12-31 | 2054-06-30 | 2054-12-31 | 2055-06-30 | 2055-12-31 | 2056-06-30 | 2056-12-31 | 2057-06-30 | 2057-12-31 | 2058-06-30 | 2058-12-31 | 2059-06-30 | 2059-12-31 | 2060-06-30 | 2060-12-31 | 2061-06-30 | 2061-12-31 | 2062-06-30 | 2062-12-31 | 2063-06-30 | 2063-12-31 | 2064-06-30
|  |  | Days in senior debt service period |  | days | 6849 |  | 0 | 0 | 0 | 0 | 0 | 0 | 0 | 0 | 184 | 181 | 184 | 181 | 184 | 182 | 184 | 181 | 184 | 181 | 184 | 181 | 184 | 182 | 184 | 181 | 184 | 181 | 184 | 181 | 184 | 182 | 184 | 181 | 184 | 181 | 184 | 181 | 184 | 182 | 184 | 181 | 184 | 181 | 184 | 181 | 184 | 91 | 0 | 0 | 0 | 0 | 0 | 0 | 0 | 0 | 0 | 0 | 0 | 0 | 0 | 0 | 0 | 0 | 0 | 0 | 0 | 0 | 0 | 0 | 0 | 0 | 0 | 0 | 0 | 0 | 0 | 0 | 0 | 0 | 0 | 0 | 0 | 0 | 0 | 0 | 0 | 0
|  |  | Days in senior debt service period | 0 | days | 6849 | 0 | 0 | 0 | 0 | 0 | 0 | 0 | 0 | 0 | 184 | 181 | 184 | 181 | 184 | 182 | 184 | 181 | 184 | 181 | 184 | 181 | 184 | 182 | 184 | 181 | 184 | 181 | 184 | 181 | 184 | 182 | 184 | 181 | 184 | 181 | 184 | 181 | 184 | 182 | 184 | 181 | 184 | 181 | 184 | 181 | 184 | 91 | 0 | 0 | 0 | 0 | 0 | 0 | 0 | 0 | 0 | 0 | 0 | 0 | 0 | 0 | 0 | 0 | 0 | 0 | 0 | 0 | 0 | 0 | 0 | 0 | 0 | 0 | 0 | 0 | 0 | 0 | 0 | 0 | 0 | 0 | 0 | 0 | 0 | 0 | 0 | 0
|  |  | Days in period | 0 | days | 15706 | 0 | 184 | 181 | 184 | 181 | 184 | 182 | 184 | 181 | 184 | 181 | 184 | 181 | 184 | 182 | 184 | 181 | 184 | 181 | 184 | 181 | 184 | 182 | 184 | 181 | 184 | 181 | 184 | 181 | 184 | 182 | 184 | 181 | 184 | 181 | 184 | 181 | 184 | 182 | 184 | 181 | 184 | 181 | 184 | 181 | 184 | 182 | 184 | 181 | 184 | 181 | 184 | 181 | 184 | 182 | 184 | 181 | 184 | 181 | 184 | 181 | 184 | 182 | 184 | 181 | 184 | 181 | 184 | 181 | 184 | 182 | 184 | 181 | 184 | 181 | 184 | 181 | 184 | 182 | 184 | 181 | 184 | 181 | 184 | 181 | 184 | 182
|  |  | Senior debt service period ppf |  | factor | 37.5 |  | 0 | 0 | 0 | 0 | 0 | 0 | 0 | 0 | 1 | 1 | 1 | 1 | 1 | 1 | 1 | 1 | 1 | 1 | 1 | 1 | 1 | 1 | 1 | 1 | 1 | 1 | 1 | 1 | 1 | 1 | 1 | 1 | 1 | 1 | 1 | 1 | 1 | 1 | 1 | 1 | 1 | 1 | 1 | 1 | 1 | 0.5 | 0 | 0 | 0 | 0 | 0 | 0 | 0 | 0 | 0 | 0 | 0 | 0 | 0 | 0 | 0 | 0 | 0 | 0 | 0 | 0 | 0 | 0 | 0 | 0 | 0 | 0 | 0 | 0 | 0 | 0 | 0 | 0 | 0 | 0 | 0 | 0 | 0 | 0 | 0 | 0
|  |  | Senior debt service duration | 37.5 | factor
|  |  | ADB Loan repayment start period flag | 0 | flag | 1 | 0 | 0 | 0 | 0 | 0 | 0 | 0 | 0 | 0 | 1 | 0 | 0 | 0 | 0 | 0 | 0 | 0 | 0 | 0 | 0 | 0 | 0 | 0 | 0 | 0 | 0 | 0 | 0 | 0 | 0 | 0 | 0 | 0 | 0 | 0 | 0 | 0 | 0 | 0 | 0 | 0 | 0 | 0 | 0 | 0 | 0 | 0 | 0 | 0 | 0 | 0 | 0 | 0 | 0 | 0 | 0 | 0 | 0 | 0 | 0 | 0 | 0 | 0 | 0 | 0 | 0 | 0 | 0 | 0 | 0 | 0 | 0 | 0 | 0 | 0 | 0 | 0 | 0 | 0 | 0 | 0 | 0 | 0 | 0 | 0 | 0 | 0
|  |  | EBRD repayment period start flag | 0 | flag | 1 | 0 | 0 | 0 | 0 | 0 | 0 | 0 | 0 | 0 | 1 | 0 | 0 | 0 | 0 | 0 | 0 | 0 | 0 | 0 | 0 | 0 | 0 | 0 | 0 | 0 | 0 | 0 | 0 | 0 | 0 | 0 | 0 | 0 | 0 | 0 | 0 | 0 | 0 | 0 | 0 | 0 | 0 | 0 | 0 | 0 | 0 | 0 | 0 | 0 | 0 | 0 | 0 | 0 | 0 | 0 | 0 | 0 | 0 | 0 | 0 | 0 | 0 | 0 | 0 | 0 | 0 | 0 | 0 | 0 | 0 | 0 | 0 | 0 | 0 | 0 | 0 | 0 | 0 | 0 | 0 | 0 | 0 | 0 | 0 | 0 | 0 | 0
|  |  | AIIB repayment period start flag | 0 | flag | 1 | 0 | 0 | 0 | 0 | 0 | 0 | 0 | 0 | 0 | 1 | 0 | 0 | 0 | 0 | 0 | 0 | 0 | 0 | 0 | 0 | 0 | 0 | 0 | 0 | 0 | 0 | 0 | 0 | 0 | 0 | 0 | 0 | 0 | 0 | 0 | 0 | 0 | 0 | 0 | 0 | 0 | 0 | 0 | 0 | 0 | 0 | 0 | 0 | 0 | 0 | 0 | 0 | 0 | 0 | 0 | 0 | 0 | 0 | 0 | 0 | 0 | 0 | 0 | 0 | 0 | 0 | 0 | 0 | 0 | 0 | 0 | 0 | 0 | 0 | 0 | 0 | 0 | 0 | 0 | 0 | 0 | 0 | 0 | 0 | 0 | 0 | 0
|  |  | EIB repayment period start flag | 0 | flag | 1 | 0 | 0 | 0 | 0 | 0 | 0 | 0 | 0 | 0 | 1 | 0 | 0 | 0 | 0 | 0 | 0 | 0 | 0 | 0 | 0 | 0 | 0 | 0 | 0 | 0 | 0 | 0 | 0 | 0 | 0 | 0 | 0 | 0 | 0 | 0 | 0 | 0 | 0 | 0 | 0 | 0 | 0 | 0 | 0 | 0 | 0 | 0 | 0 | 0 | 0 | 0 | 0 | 0 | 0 | 0 | 0 | 0 | 0 | 0 | 0 | 0 | 0 | 0 | 0 | 0 | 0 | 0 | 0 | 0 | 0 | 0 | 0 | 0 | 0 | 0 | 0 | 0 | 0 | 0 | 0 | 0 | 0 | 0 | 0 | 0 | 0 | 0
|  |  | First LLCR / PLCR calculation period flag |  | flag | 1 |  | 0 | 0 | 0 | 0 | 0 | 0 | 0 | 1 | 0 | 0 | 0 | 0 | 0 | 0 | 0 | 0 | 0 | 0 | 0 | 0 | 0 | 0 | 0 | 0 | 0 | 0 | 0 | 0 | 0 | 0 | 0 | 0 | 0 | 0 | 0 | 0 | 0 | 0 | 0 | 0 | 0 | 0 | 0 | 0 | 0 | 0 | 0 | 0 | 0 | 0 | 0 | 0 | 0 | 0 | 0 | 0 | 0 | 0 | 0 | 0 | 0 | 0 | 0 | 0 | 0 | 0 | 0 | 0 | 0 | 0 | 0 | 0 | 0 | 0 | 0 | 0 | 0 | 0 | 0 | 0 | 0 | 0 | 0 | 0 | 0 | 0
|  |  | Final ADB Loan amortisation period | 0 | flag | 1 | 0 | 0 | 0 | 0 | 0 | 0 | 0 | 0 | 0 | 0 | 0 | 0 | 0 | 0 | 0 | 0 | 0 | 0 | 0 | 0 | 0 | 0 | 0 | 0 | 0 | 0 | 0 | 0 | 0 | 0 | 0 | 0 | 0 | 0 | 0 | 0 | 0 | 0 | 0 | 0 | 0 | 0 | 0 | 0 | 0 | 0 | 1 | 0 | 0 | 0 | 0 | 0 | 0 | 0 | 0 | 0 | 0 | 0 | 0 | 0 | 0 | 0 | 0 | 0 | 0 | 0 | 0 | 0 | 0 | 0 | 0 | 0 | 0 | 0 | 0 | 0 | 0 | 0 | 0 | 0 | 0 | 0 | 0 | 0 | 0 | 0 | 0
|  |  | Final EBRD amortisation period | 0 | flag | 1 | 0 | 0 | 0 | 0 | 0 | 0 | 0 | 0 | 0 | 0 | 0 | 0 | 0 | 0 | 0 | 0 | 0 | 0 | 0 | 0 | 0 | 0 | 0 | 0 | 0 | 0 | 0 | 0 | 0 | 0 | 0 | 0 | 0 | 0 | 0 | 0 | 0 | 0 | 0 | 0 | 0 | 0 | 0 | 0 | 0 | 0 | 1 | 0 | 0 | 0 | 0 | 0 | 0 | 0 | 0 | 0 | 0 | 0 | 0 | 0 | 0 | 0 | 0 | 0 | 0 | 0 | 0 | 0 | 0 | 0 | 0 | 0 | 0 | 0 | 0 | 0 | 0 | 0 | 0 | 0 | 0 | 0 | 0 | 0 | 0 | 0 | 0
|  |  | Final AIIB amortisation period | 0 | flag | 1 | 0 | 0 | 0 | 0 | 0 | 0 | 0 | 0 | 0 | 0 | 0 | 0 | 0 | 0 | 0 | 0 | 0 | 0 | 0 | 0 | 0 | 0 | 0 | 0 | 0 | 0 | 0 | 0 | 0 | 0 | 0 | 0 | 0 | 0 | 0 | 0 | 0 | 0 | 0 | 0 | 0 | 0 | 0 | 0 | 0 | 0 | 1 | 0 | 0 | 0 | 0 | 0 | 0 | 0 | 0 | 0 | 0 | 0 | 0 | 0 | 0 | 0 | 0 | 0 | 0 | 0 | 0 | 0 | 0 | 0 | 0 | 0 | 0 | 0 | 0 | 0 | 0 | 0 | 0 | 0 | 0 | 0 | 0 | 0 | 0 | 0 | 0
|  |  | Final EIB amortisation period | 0 | flag | 1 | 0 | 0 | 0 | 0 | 0 | 0 | 0 | 0 | 0 | 0 | 0 | 0 | 0 | 0 | 0 | 0 | 0 | 0 | 0 | 0 | 0 | 0 | 0 | 0 | 0 | 0 | 0 | 0 | 0 | 0 | 0 | 0 | 0 | 0 | 0 | 0 | 0 | 0 | 0 | 0 | 0 | 0 | 0 | 0 | 0 | 0 | 1 | 0 | 0 | 0 | 0 | 0 | 0 | 0 | 0 | 0 | 0 | 0 | 0 | 0 | 0 | 0 | 0 | 0 | 0 | 0 | 0 | 0 | 0 | 0 | 0 | 0 | 0 | 0 | 0 | 0 | 0 | 0 | 0 | 0 | 0 | 0 | 0 | 0 | 0 | 0 | 0
|  |  | Final senior debt amortisation period |  | flag | 1 |  | 0 | 0 | 0 | 0 | 0 | 0 | 0 | 0 | 0 | 0 | 0 | 0 | 0 | 0 | 0 | 0 | 0 | 0 | 0 | 0 | 0 | 0 | 0 | 0 | 0 | 0 | 0 | 0 | 0 | 0 | 0 | 0 | 0 | 0 | 0 | 0 | 0 | 0 | 0 | 0 | 0 | 0 | 0 | 0 | 0 | 1 | 0 | 0 | 0 | 0 | 0 | 0 | 0 | 0 | 0 | 0 | 0 | 0 | 0 | 0 | 0 | 0 | 0 | 0 | 0 | 0 | 0 | 0 | 0 | 0 | 0 | 0 | 0 | 0 | 0 | 0 | 0 | 0 | 0 | 0 | 0 | 0 | 0 | 0 | 0 | 0
|  |  | Final senior debt amortisation period | 0 | flag | 1 | 0 | 0 | 0 | 0 | 0 | 0 | 0 | 0 | 0 | 0 | 0 | 0 | 0 | 0 | 0 | 0 | 0 | 0 | 0 | 0 | 0 | 0 | 0 | 0 | 0 | 0 | 0 | 0 | 0 | 0 | 0 | 0 | 0 | 0 | 0 | 0 | 0 | 0 | 0 | 0 | 0 | 0 | 0 | 0 | 0 | 0 | 1 | 0 | 0 | 0 | 0 | 0 | 0 | 0 | 0 | 0 | 0 | 0 | 0 | 0 | 0 | 0 | 0 | 0 | 0 | 0 | 0 | 0 | 0 | 0 | 0 | 0 | 0 | 0 | 0 | 0 | 0 | 0 | 0 | 0 | 0 | 0 | 0 | 0 | 0 | 0 | 0
|  |  | First post debt amortisation period flag |  | flag | 1 |  | 0 | 0 | 0 | 0 | 0 | 0 | 0 | 0 | 0 | 0 | 0 | 0 | 0 | 0 | 0 | 0 | 0 | 0 | 0 | 0 | 0 | 0 | 0 | 0 | 0 | 0 | 0 | 0 | 0 | 0 | 0 | 0 | 0 | 0 | 0 | 0 | 0 | 0 | 0 | 0 | 0 | 0 | 0 | 0 | 0 | 0 | 1 | 0 | 0 | 0 | 0 | 0 | 0 | 0 | 0 | 0 | 0 | 0 | 0 | 0 | 0 | 0 | 0 | 0 | 0 | 0 | 0 | 0 | 0 | 0 | 0 | 0 | 0 | 0 | 0 | 0 | 0 | 0 | 0 | 0 | 0 | 0 | 0 | 0 | 0 | 0
|  |  | Senior debt repayment period flag | 0 | flag | 38 | 0 | 0 | 0 | 0 | 0 | 0 | 0 | 0 | 0 | 1 | 1 | 1 | 1 | 1 | 1 | 1 | 1 | 1 | 1 | 1 | 1 | 1 | 1 | 1 | 1 | 1 | 1 | 1 | 1 | 1 | 1 | 1 | 1 | 1 | 1 | 1 | 1 | 1 | 1 | 1 | 1 | 1 | 1 | 1 | 1 | 1 | 1 | 0 | 0 | 0 | 0 | 0 | 0 | 0 | 0 | 0 | 0 | 0 | 0 | 0 | 0 | 0 | 0 | 0 | 0 | 0 | 0 | 0 | 0 | 0 | 0 | 0 | 0 | 0 | 0 | 0 | 0 | 0 | 0 | 0 | 0 | 0 | 0 | 0 | 0 | 0 | 0
|  |  | Debt term flag for ratios |  | flag | 38 |  | 0 | 0 | 0 | 0 | 0 | 0 | 0 | 0 | 1 | 1 | 1 | 1 | 1 | 1 | 1 | 1 | 1 | 1 | 1 | 1 | 1 | 1 | 1 | 1 | 1 | 1 | 1 | 1 | 1 | 1 | 1 | 1 | 1 | 1 | 1 | 1 | 1 | 1 | 1 | 1 | 1 | 1 | 1 | 1 | 1 | 1 | 0 | 0 | 0 | 0 | 0 | 0 | 0 | 0 | 0 | 0 | 0 | 0 | 0 | 0 | 0 | 0 | 0 | 0 | 0 | 0 | 0 | 0 | 0 | 0 | 0 | 0 | 0 | 0 | 0 | 0 | 0 | 0 | 0 | 0 | 0 | 0 | 0 | 0 | 0 | 0
Delay in FC and COD adjustment PPF
|  |  | Senior debt service period start date | 2025-07-01 | date
|  |  | Delay in FC and COD | 1.5 | months
|  |  | Days in a month | 30 | days
|  |  | Senior debt service period start date - adjusted | 2025-08-15 | date
|  |  | Senior debt service period start date - adjusted | 2025-08-15 | date
|  |  | End of senior debt amortization period | 2044-03-31 | date
|  |  | Model period start date | 0 | date | 0 | 0 | 2021-07-01 | 2022-01-01 | 2022-07-01 | 2023-01-01 | 2023-07-01 | 2024-01-01 | 2024-07-01 | 2025-01-01 | 2025-07-01 | 2026-01-01 | 2026-07-01 | 2027-01-01 | 2027-07-01 | 2028-01-01 | 2028-07-01 | 2029-01-01 | 2029-07-01 | 2030-01-01 | 2030-07-01 | 2031-01-01 | 2031-07-01 | 2032-01-01 | 2032-07-01 | 2033-01-01 | 2033-07-01 | 2034-01-01 | 2034-07-01 | 2035-01-01 | 2035-07-01 | 2036-01-01 | 2036-07-01 | 2037-01-01 | 2037-07-01 | 2038-01-01 | 2038-07-01 | 2039-01-01 | 2039-07-01 | 2040-01-01 | 2040-07-01 | 2041-01-01 | 2041-07-01 | 2042-01-01 | 2042-07-01 | 2043-01-01 | 2043-07-01 | 2044-01-01 | 2044-07-01 | 2045-01-01 | 2045-07-01 | 2046-01-01 | 2046-07-01 | 2047-01-01 | 2047-07-01 | 2048-01-01 | 2048-07-01 | 2049-01-01 | 2049-07-01 | 2050-01-01 | 2050-07-01 | 2051-01-01 | 2051-07-01 | 2052-01-01 | 2052-07-01 | 2053-01-01 | 2053-07-01 | 2054-01-01 | 2054-07-01 | 2055-01-01 | 2055-07-01 | 2056-01-01 | 2056-07-01 | 2057-01-01 | 2057-07-01 | 2058-01-01 | 2058-07-01 | 2059-01-01 | 2059-07-01 | 2060-01-01 | 2060-07-01 | 2061-01-01 | 2061-07-01 | 2062-01-01 | 2062-07-01 | 2063-01-01 | 2063-07-01 | 2064-01-01
|  |  | Model period end date | 0 | date | 0 | 0 | 2021-12-31 | 2022-06-30 | 2022-12-31 | 2023-06-30 | 2023-12-31 | 2024-06-30 | 2024-12-31 | 2025-06-30 | 2025-12-31 | 2026-06-30 | 2026-12-31 | 2027-06-30 | 2027-12-31 | 2028-06-30 | 2028-12-31 | 2029-06-30 | 2029-12-31 | 2030-06-30 | 2030-12-31 | 2031-06-30 | 2031-12-31 | 2032-06-30 | 2032-12-31 | 2033-06-30 | 2033-12-31 | 2034-06-30 | 2034-12-31 | 2035-06-30 | 2035-12-31 | 2036-06-30 | 2036-12-31 | 2037-06-30 | 2037-12-31 | 2038-06-30 | 2038-12-31 | 2039-06-30 | 2039-12-31 | 2040-06-30 | 2040-12-31 | 2041-06-30 | 2041-12-31 | 2042-06-30 | 2042-12-31 | 2043-06-30 | 2043-12-31 | 2044-06-30 | 2044-12-31 | 2045-06-30 | 2045-12-31 | 2046-06-30 | 2046-12-31 | 2047-06-30 | 2047-12-31 | 2048-06-30 | 2048-12-31 | 2049-06-30 | 2049-12-31 | 2050-06-30 | 2050-12-31 | 2051-06-30 | 2051-12-31 | 2052-06-30 | 2052-12-31 | 2053-06-30 | 2053-12-31 | 2054-06-30 | 2054-12-31 | 2055-06-30 | 2055-12-31 | 2056-06-30 | 2056-12-31 | 2057-06-30 | 2057-12-31 | 2058-06-30 | 2058-12-31 | 2059-06-30 | 2059-12-31 | 2060-06-30 | 2060-12-31 | 2061-06-30 | 2061-12-31 | 2062-06-30 | 2062-12-31 | 2063-06-30 | 2063-12-31 | 2064-06-30
|  |  | Days in senior debt service period - adjusted |  | days | 6804 |  | 0 | 0 | 0 | 0 | 0 | 0 | 0 | 0 | 139 | 181 | 184 | 181 | 184 | 182 | 184 | 181 | 184 | 181 | 184 | 181 | 184 | 182 | 184 | 181 | 184 | 181 | 184 | 181 | 184 | 182 | 184 | 181 | 184 | 181 | 184 | 181 | 184 | 182 | 184 | 181 | 184 | 181 | 184 | 181 | 184 | 91 | 0 | 0 | 0 | 0 | 0 | 0 | 0 | 0 | 0 | 0 | 0 | 0 | 0 | 0 | 0 | 0 | 0 | 0 | 0 | 0 | 0 | 0 | 0 | 0 | 0 | 0 | 0 | 0 | 0 | 0 | 0 | 0 | 0 | 0 | 0 | 0 | 0 | 0 | 0 | 0
|  |  | Days in senior debt service period - adjusted | 0 | days | 6804 | 0 | 0 | 0 | 0 | 0 | 0 | 0 | 0 | 0 | 139 | 181 | 184 | 181 | 184 | 182 | 184 | 181 | 184 | 181 | 184 | 181 | 184 | 182 | 184 | 181 | 184 | 181 | 184 | 181 | 184 | 182 | 184 | 181 | 184 | 181 | 184 | 181 | 184 | 182 | 184 | 181 | 184 | 181 | 184 | 181 | 184 | 91 | 0 | 0 | 0 | 0 | 0 | 0 | 0 | 0 | 0 | 0 | 0 | 0 | 0 | 0 | 0 | 0 | 0 | 0 | 0 | 0 | 0 | 0 | 0 | 0 | 0 | 0 | 0 | 0 | 0 | 0 | 0 | 0 | 0 | 0 | 0 | 0 | 0 | 0 | 0 | 0
|  |  | Days in period | 0 | days | 15706 | 0 | 184 | 181 | 184 | 181 | 184 | 182 | 184 | 181 | 184 | 181 | 184 | 181 | 184 | 182 | 184 | 181 | 184 | 181 | 184 | 181 | 184 | 182 | 184 | 181 | 184 | 181 | 184 | 181 | 184 | 182 | 184 | 181 | 184 | 181 | 184 | 181 | 184 | 182 | 184 | 181 | 184 | 181 | 184 | 181 | 184 | 182 | 184 | 181 | 184 | 181 | 184 | 181 | 184 | 182 | 184 | 181 | 184 | 181 | 184 | 181 | 184 | 182 | 184 | 181 | 184 | 181 | 184 | 181 | 184 | 182 | 184 | 181 | 184 | 181 | 184 | 181 | 184 | 182 | 184 | 181 | 184 | 181 | 184 | 181 | 184 | 182
|  |  | Senior debt service period ppf - adjusted |  | factor | 37.2554 |  | 0 | 0 | 0 | 0 | 0 | 0 | 0 | 0 | 0.75543 | 1 | 1 | 1 | 1 | 1 | 1 | 1 | 1 | 1 | 1 | 1 | 1 | 1 | 1 | 1 | 1 | 1 | 1 | 1 | 1 | 1 | 1 | 1 | 1 | 1 | 1 | 1 | 1 | 1 | 1 | 1 | 1 | 1 | 1 | 1 | 1 | 0.5 | 0 | 0 | 0 | 0 | 0 | 0 | 0 | 0 | 0 | 0 | 0 | 0 | 0 | 0 | 0 | 0 | 0 | 0 | 0 | 0 | 0 | 0 | 0 | 0 | 0 | 0 | 0 | 0 | 0 | 0 | 0 | 0 | 0 | 0 | 0 | 0 | 0 | 0 | 0 | 0
VAT facility tenor flag
|  |  | VAT facility tenor end date | 2025-03-31 | date
|  |  | Model period end date | 0 | date | 0 | 0 | 2021-12-31 | 2022-06-30 | 2022-12-31 | 2023-06-30 | 2023-12-31 | 2024-06-30 | 2024-12-31 | 2025-06-30 | 2025-12-31 | 2026-06-30 | 2026-12-31 | 2027-06-30 | 2027-12-31 | 2028-06-30 | 2028-12-31 | 2029-06-30 | 2029-12-31 | 2030-06-30 | 2030-12-31 | 2031-06-30 | 2031-12-31 | 2032-06-30 | 2032-12-31 | 2033-06-30 | 2033-12-31 | 2034-06-30 | 2034-12-31 | 2035-06-30 | 2035-12-31 | 2036-06-30 | 2036-12-31 | 2037-06-30 | 2037-12-31 | 2038-06-30 | 2038-12-31 | 2039-06-30 | 2039-12-31 | 2040-06-30 | 2040-12-31 | 2041-06-30 | 2041-12-31 | 2042-06-30 | 2042-12-31 | 2043-06-30 | 2043-12-31 | 2044-06-30 | 2044-12-31 | 2045-06-30 | 2045-12-31 | 2046-06-30 | 2046-12-31 | 2047-06-30 | 2047-12-31 | 2048-06-30 | 2048-12-31 | 2049-06-30 | 2049-12-31 | 2050-06-30 | 2050-12-31 | 2051-06-30 | 2051-12-31 | 2052-06-30 | 2052-12-31 | 2053-06-30 | 2053-12-31 | 2054-06-30 | 2054-12-31 | 2055-06-30 | 2055-12-31 | 2056-06-30 | 2056-12-31 | 2057-06-30 | 2057-12-31 | 2058-06-30 | 2058-12-31 | 2059-06-30 | 2059-12-31 | 2060-06-30 | 2060-12-31 | 2061-06-30 | 2061-12-31 | 2062-06-30 | 2062-12-31 | 2063-06-30 | 2063-12-31 | 2064-06-30
|  |  | VAT facility tenor end flag |  | flag | 1 |  | 0 | 0 | 0 | 0 | 0 | 0 | 0 | 1 | 0 | 0 | 0 | 0 | 0 | 0 | 0 | 0 | 0 | 0 | 0 | 0 | 0 | 0 | 0 | 0 | 0 | 0 | 0 | 0 | 0 | 0 | 0 | 0 | 0 | 0 | 0 | 0 | 0 | 0 | 0 | 0 | 0 | 0 | 0 | 0 | 0 | 0 | 0 | 0 | 0 | 0 | 0 | 0 | 0 | 0 | 0 | 0 | 0 | 0 | 0 | 0 | 0 | 0 | 0 | 0 | 0 | 0 | 0 | 0 | 0 | 0 | 0 | 0 | 0 | 0 | 0 | 0 | 0 | 0 | 0 | 0 | 0 | 0 | 0 | 0 | 0 | 0
|  |  | Financial close date flag | 0 | flag | 1 | 0 | 0 | 0 | 0 | 1 | 0 | 0 | 0 | 0 | 0 | 0 | 0 | 0 | 0 | 0 | 0 | 0 | 0 | 0 | 0 | 0 | 0 | 0 | 0 | 0 | 0 | 0 | 0 | 0 | 0 | 0 | 0 | 0 | 0 | 0 | 0 | 0 | 0 | 0 | 0 | 0 | 0 | 0 | 0 | 0 | 0 | 0 | 0 | 0 | 0 | 0 | 0 | 0 | 0 | 0 | 0 | 0 | 0 | 0 | 0 | 0 | 0 | 0 | 0 | 0 | 0 | 0 | 0 | 0 | 0 | 0 | 0 | 0 | 0 | 0 | 0 | 0 | 0 | 0 | 0 | 0 | 0 | 0 | 0 | 0 | 0 | 0
|  |  | VAT facility tenor end flag | 0 | flag | 1 | 0 | 0 | 0 | 0 | 0 | 0 | 0 | 0 | 1 | 0 | 0 | 0 | 0 | 0 | 0 | 0 | 0 | 0 | 0 | 0 | 0 | 0 | 0 | 0 | 0 | 0 | 0 | 0 | 0 | 0 | 0 | 0 | 0 | 0 | 0 | 0 | 0 | 0 | 0 | 0 | 0 | 0 | 0 | 0 | 0 | 0 | 0 | 0 | 0 | 0 | 0 | 0 | 0 | 0 | 0 | 0 | 0 | 0 | 0 | 0 | 0 | 0 | 0 | 0 | 0 | 0 | 0 | 0 | 0 | 0 | 0 | 0 | 0 | 0 | 0 | 0 | 0 | 0 | 0 | 0 | 0 | 0 | 0 | 0 | 0 | 0 | 0
|  |  | VAT facility tenor flag |  | flag | 5 |  | 0 | 0 | 0 | 1 | 1 | 1 | 1 | 1 | 0 | 0 | 0 | 0 | 0 | 0 | 0 | 0 | 0 | 0 | 0 | 0 | 0 | 0 | 0 | 0 | 0 | 0 | 0 | 0 | 0 | 0 | 0 | 0 | 0 | 0 | 0 | 0 | 0 | 0 | 0 | 0 | 0 | 0 | 0 | 0 | 0 | 0 | 0 | 0 | 0 | 0 | 0 | 0 | 0 | 0 | 0 | 0 | 0 | 0 | 0 | 0 | 0 | 0 | 0 | 0 | 0 | 0 | 0 | 0 | 0 | 0 | 0 | 0 | 0 | 0 | 0 | 0 | 0 | 0 | 0 | 0 | 0 | 0 | 0 | 0 | 0 | 0
Equity bridge loan repayment flag - masdar
|  |  | End of construction date | 2025-06-30 | date
|  |  | Term of equity bridge beyond PCOD - Masdar | 3.75 | years
|  |  | Delay in construction - sensitivity | 0 | months
|  |  | Months in year | 12 | months
|  |  | Equity bridge repayment date - masdar | 2029-03-30 | date
|  |  | Equity bridge repayment date - masdar | 2029-03-30 | date
|  |  | Model period end date | 0 | date | 0 | 0 | 2021-12-31 | 2022-06-30 | 2022-12-31 | 2023-06-30 | 2023-12-31 | 2024-06-30 | 2024-12-31 | 2025-06-30 | 2025-12-31 | 2026-06-30 | 2026-12-31 | 2027-06-30 | 2027-12-31 | 2028-06-30 | 2028-12-31 | 2029-06-30 | 2029-12-31 | 2030-06-30 | 2030-12-31 | 2031-06-30 | 2031-12-31 | 2032-06-30 | 2032-12-31 | 2033-06-30 | 2033-12-31 | 2034-06-30 | 2034-12-31 | 2035-06-30 | 2035-12-31 | 2036-06-30 | 2036-12-31 | 2037-06-30 | 2037-12-31 | 2038-06-30 | 2038-12-31 | 2039-06-30 | 2039-12-31 | 2040-06-30 | 2040-12-31 | 2041-06-30 | 2041-12-31 | 2042-06-30 | 2042-12-31 | 2043-06-30 | 2043-12-31 | 2044-06-30 | 2044-12-31 | 2045-06-30 | 2045-12-31 | 2046-06-30 | 2046-12-31 | 2047-06-30 | 2047-12-31 | 2048-06-30 | 2048-12-31 | 2049-06-30 | 2049-12-31 | 2050-06-30 | 2050-12-31 | 2051-06-30 | 2051-12-31 | 2052-06-30 | 2052-12-31 | 2053-06-30 | 2053-12-31 | 2054-06-30 | 2054-12-31 | 2055-06-30 | 2055-12-31 | 2056-06-30 | 2056-12-31 | 2057-06-30 | 2057-12-31 | 2058-06-30 | 2058-12-31 | 2059-06-30 | 2059-12-31 | 2060-06-30 | 2060-12-31 | 2061-06-30 | 2061-12-31 | 2062-06-30 | 2062-12-31 | 2063-06-30 | 2063-12-31 | 2064-06-30
|  |  | Equity bridge repayment date flag - masdar |  | flag | 1 |  | 0 | 0 | 0 | 0 | 0 | 0 | 0 | 0 | 0 | 0 | 0 | 0 | 0 | 0 | 0 | 1 | 0 | 0 | 0 | 0 | 0 | 0 | 0 | 0 | 0 | 0 | 0 | 0 | 0 | 0 | 0 | 0 | 0 | 0 | 0 | 0 | 0 | 0 | 0 | 0 | 0 | 0 | 0 | 0 | 0 | 0 | 0 | 0 | 0 | 0 | 0 | 0 | 0 | 0 | 0 | 0 | 0 | 0 | 0 | 0 | 0 | 0 | 0 | 0 | 0 | 0 | 0 | 0 | 0 | 0 | 0 | 0 | 0 | 0 | 0 | 0 | 0 | 0 | 0 | 0 | 0 | 0 | 0 | 0 | 0 | 0
|  |  | First operations period flag | 0 | flag | 1 | 0 | 0 | 0 | 0 | 0 | 0 | 0 | 0 | 0 | 1 | 0 | 0 | 0 | 0 | 0 | 0 | 0 | 0 | 0 | 0 | 0 | 0 | 0 | 0 | 0 | 0 | 0 | 0 | 0 | 0 | 0 | 0 | 0 | 0 | 0 | 0 | 0 | 0 | 0 | 0 | 0 | 0 | 0 | 0 | 0 | 0 | 0 | 0 | 0 | 0 | 0 | 0 | 0 | 0 | 0 | 0 | 0 | 0 | 0 | 0 | 0 | 0 | 0 | 0 | 0 | 0 | 0 | 0 | 0 | 0 | 0 | 0 | 0 | 0 | 0 | 0 | 0 | 0 | 0 | 0 | 0 | 0 | 0 | 0 | 0 | 0 | 0
|  |  | Equity bridge repayment date flag - masdar | 0 | flag | 1 | 0 | 0 | 0 | 0 | 0 | 0 | 0 | 0 | 0 | 0 | 0 | 0 | 0 | 0 | 0 | 0 | 1 | 0 | 0 | 0 | 0 | 0 | 0 | 0 | 0 | 0 | 0 | 0 | 0 | 0 | 0 | 0 | 0 | 0 | 0 | 0 | 0 | 0 | 0 | 0 | 0 | 0 | 0 | 0 | 0 | 0 | 0 | 0 | 0 | 0 | 0 | 0 | 0 | 0 | 0 | 0 | 0 | 0 | 0 | 0 | 0 | 0 | 0 | 0 | 0 | 0 | 0 | 0 | 0 | 0 | 0 | 0 | 0 | 0 | 0 | 0 | 0 | 0 | 0 | 0 | 0 | 0 | 0 | 0 | 0 | 0 | 0
|  |  | EBL term post PCOD flag - masdar |  | flag | 8 |  | 0 | 0 | 0 | 0 | 0 | 0 | 0 | 0 | 1 | 1 | 1 | 1 | 1 | 1 | 1 | 1 | 0 | 0 | 0 | 0 | 0 | 0 | 0 | 0 | 0 | 0 | 0 | 0 | 0 | 0 | 0 | 0 | 0 | 0 | 0 | 0 | 0 | 0 | 0 | 0 | 0 | 0 | 0 | 0 | 0 | 0 | 0 | 0 | 0 | 0 | 0 | 0 | 0 | 0 | 0 | 0 | 0 | 0 | 0 | 0 | 0 | 0 | 0 | 0 | 0 | 0 | 0 | 0 | 0 | 0 | 0 | 0 | 0 | 0 | 0 | 0 | 0 | 0 | 0 | 0 | 0 | 0 | 0 | 0 | 0 | 0
|  |  | Equity bridge repayment date - masdar | 2029-03-30 | date
|  |  | Model period start date | 0 | date | 0 | 0 | 2021-07-01 | 2022-01-01 | 2022-07-01 | 2023-01-01 | 2023-07-01 | 2024-01-01 | 2024-07-01 | 2025-01-01 | 2025-07-01 | 2026-01-01 | 2026-07-01 | 2027-01-01 | 2027-07-01 | 2028-01-01 | 2028-07-01 | 2029-01-01 | 2029-07-01 | 2030-01-01 | 2030-07-01 | 2031-01-01 | 2031-07-01 | 2032-01-01 | 2032-07-01 | 2033-01-01 | 2033-07-01 | 2034-01-01 | 2034-07-01 | 2035-01-01 | 2035-07-01 | 2036-01-01 | 2036-07-01 | 2037-01-01 | 2037-07-01 | 2038-01-01 | 2038-07-01 | 2039-01-01 | 2039-07-01 | 2040-01-01 | 2040-07-01 | 2041-01-01 | 2041-07-01 | 2042-01-01 | 2042-07-01 | 2043-01-01 | 2043-07-01 | 2044-01-01 | 2044-07-01 | 2045-01-01 | 2045-07-01 | 2046-01-01 | 2046-07-01 | 2047-01-01 | 2047-07-01 | 2048-01-01 | 2048-07-01 | 2049-01-01 | 2049-07-01 | 2050-01-01 | 2050-07-01 | 2051-01-01 | 2051-07-01 | 2052-01-01 | 2052-07-01 | 2053-01-01 | 2053-07-01 | 2054-01-01 | 2054-07-01 | 2055-01-01 | 2055-07-01 | 2056-01-01 | 2056-07-01 | 2057-01-01 | 2057-07-01 | 2058-01-01 | 2058-07-01 | 2059-01-01 | 2059-07-01 | 2060-01-01 | 2060-07-01 | 2061-01-01 | 2061-07-01 | 2062-01-01 | 2062-07-01 | 2063-01-01 | 2063-07-01 | 2064-01-01
|  |  | Model period end date | 0 | date | 0 | 0 | 2021-12-31 | 2022-06-30 | 2022-12-31 | 2023-06-30 | 2023-12-31 | 2024-06-30 | 2024-12-31 | 2025-06-30 | 2025-12-31 | 2026-06-30 | 2026-12-31 | 2027-06-30 | 2027-12-31 | 2028-06-30 | 2028-12-31 | 2029-06-30 | 2029-12-31 | 2030-06-30 | 2030-12-31 | 2031-06-30 | 2031-12-31 | 2032-06-30 | 2032-12-31 | 2033-06-30 | 2033-12-31 | 2034-06-30 | 2034-12-31 | 2035-06-30 | 2035-12-31 | 2036-06-30 | 2036-12-31 | 2037-06-30 | 2037-12-31 | 2038-06-30 | 2038-12-31 | 2039-06-30 | 2039-12-31 | 2040-06-30 | 2040-12-31 | 2041-06-30 | 2041-12-31 | 2042-06-30 | 2042-12-31 | 2043-06-30 | 2043-12-31 | 2044-06-30 | 2044-12-31 | 2045-06-30 | 2045-12-31 | 2046-06-30 | 2046-12-31 | 2047-06-30 | 2047-12-31 | 2048-06-30 | 2048-12-31 | 2049-06-30 | 2049-12-31 | 2050-06-30 | 2050-12-31 | 2051-06-30 | 2051-12-31 | 2052-06-30 | 2052-12-31 | 2053-06-30 | 2053-12-31 | 2054-06-30 | 2054-12-31 | 2055-06-30 | 2055-12-31 | 2056-06-30 | 2056-12-31 | 2057-06-30 | 2057-12-31 | 2058-06-30 | 2058-12-31 | 2059-06-30 | 2059-12-31 | 2060-06-30 | 2060-12-31 | 2061-06-30 | 2061-12-31 | 2062-06-30 | 2062-12-31 | 2063-06-30 | 2063-12-31 | 2064-06-30
|  |  | Days in period - EBL (Masdar) |  | days | 2830 |  | 184 | 181 | 184 | 181 | 184 | 182 | 184 | 181 | 184 | 181 | 184 | 181 | 184 | 182 | 184 | 89 | 0 | 0 | 0 | 0 | 0 | 0 | 0 | 0 | 0 | 0 | 0 | 0 | 0 | 0 | 0 | 0 | 0 | 0 | 0 | 0 | 0 | 0 | 0 | 0 | 0 | 0 | 0 | 0 | 0 | 0 | 0 | 0 | 0 | 0 | 0 | 0 | 0 | 0 | 0 | 0 | 0 | 0 | 0 | 0 | 0 | 0 | 0 | 0 | 0 | 0 | 0 | 0 | 0 | 0 | 0 | 0 | 0 | 0 | 0 | 0 | 0 | 0 | 0 | 0 | 0 | 0 | 0 | 0 | 0 | 0
Equity bridge loan repayment flag - [sponsor 2]
|  |  | End of construction date | 2025-06-30 | date
|  |  | Term of equity bridge beyond PCOD - [sponsor 2] | 0 | years
|  |  | Delay in construction - sensitivity | 0 | months
|  |  | Months in year | 12 | months
|  |  | Equity bridge repayment date - [sponsor 2] | 2025-06-30 | date
|  |  | Equity bridge repayment date - [sponsor 2] | 2025-06-30 | date
|  |  | Model period end date | 0 | date | 0 | 0 | 2021-12-31 | 2022-06-30 | 2022-12-31 | 2023-06-30 | 2023-12-31 | 2024-06-30 | 2024-12-31 | 2025-06-30 | 2025-12-31 | 2026-06-30 | 2026-12-31 | 2027-06-30 | 2027-12-31 | 2028-06-30 | 2028-12-31 | 2029-06-30 | 2029-12-31 | 2030-06-30 | 2030-12-31 | 2031-06-30 | 2031-12-31 | 2032-06-30 | 2032-12-31 | 2033-06-30 | 2033-12-31 | 2034-06-30 | 2034-12-31 | 2035-06-30 | 2035-12-31 | 2036-06-30 | 2036-12-31 | 2037-06-30 | 2037-12-31 | 2038-06-30 | 2038-12-31 | 2039-06-30 | 2039-12-31 | 2040-06-30 | 2040-12-31 | 2041-06-30 | 2041-12-31 | 2042-06-30 | 2042-12-31 | 2043-06-30 | 2043-12-31 | 2044-06-30 | 2044-12-31 | 2045-06-30 | 2045-12-31 | 2046-06-30 | 2046-12-31 | 2047-06-30 | 2047-12-31 | 2048-06-30 | 2048-12-31 | 2049-06-30 | 2049-12-31 | 2050-06-30 | 2050-12-31 | 2051-06-30 | 2051-12-31 | 2052-06-30 | 2052-12-31 | 2053-06-30 | 2053-12-31 | 2054-06-30 | 2054-12-31 | 2055-06-30 | 2055-12-31 | 2056-06-30 | 2056-12-31 | 2057-06-30 | 2057-12-31 | 2058-06-30 | 2058-12-31 | 2059-06-30 | 2059-12-31 | 2060-06-30 | 2060-12-31 | 2061-06-30 | 2061-12-31 | 2062-06-30 | 2062-12-31 | 2063-06-30 | 2063-12-31 | 2064-06-30
|  |  | Equity bridge repayment date flag - [sponsor 2] |  | flag | 1 |  | 0 | 0 | 0 | 0 | 0 | 0 | 0 | 1 | 0 | 0 | 0 | 0 | 0 | 0 | 0 | 0 | 0 | 0 | 0 | 0 | 0 | 0 | 0 | 0 | 0 | 0 | 0 | 0 | 0 | 0 | 0 | 0 | 0 | 0 | 0 | 0 | 0 | 0 | 0 | 0 | 0 | 0 | 0 | 0 | 0 | 0 | 0 | 0 | 0 | 0 | 0 | 0 | 0 | 0 | 0 | 0 | 0 | 0 | 0 | 0 | 0 | 0 | 0 | 0 | 0 | 0 | 0 | 0 | 0 | 0 | 0 | 0 | 0 | 0 | 0 | 0 | 0 | 0 | 0 | 0 | 0 | 0 | 0 | 0 | 0 | 0
|  |  | First operations period flag | 0 | flag | 1 | 0 | 0 | 0 | 0 | 0 | 0 | 0 | 0 | 0 | 1 | 0 | 0 | 0 | 0 | 0 | 0 | 0 | 0 | 0 | 0 | 0 | 0 | 0 | 0 | 0 | 0 | 0 | 0 | 0 | 0 | 0 | 0 | 0 | 0 | 0 | 0 | 0 | 0 | 0 | 0 | 0 | 0 | 0 | 0 | 0 | 0 | 0 | 0 | 0 | 0 | 0 | 0 | 0 | 0 | 0 | 0 | 0 | 0 | 0 | 0 | 0 | 0 | 0 | 0 | 0 | 0 | 0 | 0 | 0 | 0 | 0 | 0 | 0 | 0 | 0 | 0 | 0 | 0 | 0 | 0 | 0 | 0 | 0 | 0 | 0 | 0 | 0
|  |  | Equity bridge repayment date flag - [sponsor 2] | 0 | flag | 1 | 0 | 0 | 0 | 0 | 0 | 0 | 0 | 0 | 1 | 0 | 0 | 0 | 0 | 0 | 0 | 0 | 0 | 0 | 0 | 0 | 0 | 0 | 0 | 0 | 0 | 0 | 0 | 0 | 0 | 0 | 0 | 0 | 0 | 0 | 0 | 0 | 0 | 0 | 0 | 0 | 0 | 0 | 0 | 0 | 0 | 0 | 0 | 0 | 0 | 0 | 0 | 0 | 0 | 0 | 0 | 0 | 0 | 0 | 0 | 0 | 0 | 0 | 0 | 0 | 0 | 0 | 0 | 0 | 0 | 0 | 0 | 0 | 0 | 0 | 0 | 0 | 0 | 0 | 0 | 0 | 0 | 0 | 0 | 0 | 0 | 0 | 0
|  |  | EBL term post PCOD flag - [sponsor 2] |  | flag | 0 |  | 0 | 0 | 0 | 0 | 0 | 0 | 0 | 0 | 0 | 0 | 0 | 0 | 0 | 0 | 0 | 0 | 0 | 0 | 0 | 0 | 0 | 0 | 0 | 0 | 0 | 0 | 0 | 0 | 0 | 0 | 0 | 0 | 0 | 0 | 0 | 0 | 0 | 0 | 0 | 0 | 0 | 0 | 0 | 0 | 0 | 0 | 0 | 0 | 0 | 0 | 0 | 0 | 0 | 0 | 0 | 0 | 0 | 0 | 0 | 0 | 0 | 0 | 0 | 0 | 0 | 0 | 0 | 0 | 0 | 0 | 0 | 0 | 0 | 0 | 0 | 0 | 0 | 0 | 0 | 0 | 0 | 0 | 0 | 0 | 0 | 0
|  |  | Equity bridge repayment date - [sponsor 2] | 2025-06-30 | date
|  |  | Model period start date | 0 | date | 0 | 0 | 2021-07-01 | 2022-01-01 | 2022-07-01 | 2023-01-01 | 2023-07-01 | 2024-01-01 | 2024-07-01 | 2025-01-01 | 2025-07-01 | 2026-01-01 | 2026-07-01 | 2027-01-01 | 2027-07-01 | 2028-01-01 | 2028-07-01 | 2029-01-01 | 2029-07-01 | 2030-01-01 | 2030-07-01 | 2031-01-01 | 2031-07-01 | 2032-01-01 | 2032-07-01 | 2033-01-01 | 2033-07-01 | 2034-01-01 | 2034-07-01 | 2035-01-01 | 2035-07-01 | 2036-01-01 | 2036-07-01 | 2037-01-01 | 2037-07-01 | 2038-01-01 | 2038-07-01 | 2039-01-01 | 2039-07-01 | 2040-01-01 | 2040-07-01 | 2041-01-01 | 2041-07-01 | 2042-01-01 | 2042-07-01 | 2043-01-01 | 2043-07-01 | 2044-01-01 | 2044-07-01 | 2045-01-01 | 2045-07-01 | 2046-01-01 | 2046-07-01 | 2047-01-01 | 2047-07-01 | 2048-01-01 | 2048-07-01 | 2049-01-01 | 2049-07-01 | 2050-01-01 | 2050-07-01 | 2051-01-01 | 2051-07-01 | 2052-01-01 | 2052-07-01 | 2053-01-01 | 2053-07-01 | 2054-01-01 | 2054-07-01 | 2055-01-01 | 2055-07-01 | 2056-01-01 | 2056-07-01 | 2057-01-01 | 2057-07-01 | 2058-01-01 | 2058-07-01 | 2059-01-01 | 2059-07-01 | 2060-01-01 | 2060-07-01 | 2061-01-01 | 2061-07-01 | 2062-01-01 | 2062-07-01 | 2063-01-01 | 2063-07-01 | 2064-01-01
|  |  | Model period end date | 0 | date | 0 | 0 | 2021-12-31 | 2022-06-30 | 2022-12-31 | 2023-06-30 | 2023-12-31 | 2024-06-30 | 2024-12-31 | 2025-06-30 | 2025-12-31 | 2026-06-30 | 2026-12-31 | 2027-06-30 | 2027-12-31 | 2028-06-30 | 2028-12-31 | 2029-06-30 | 2029-12-31 | 2030-06-30 | 2030-12-31 | 2031-06-30 | 2031-12-31 | 2032-06-30 | 2032-12-31 | 2033-06-30 | 2033-12-31 | 2034-06-30 | 2034-12-31 | 2035-06-30 | 2035-12-31 | 2036-06-30 | 2036-12-31 | 2037-06-30 | 2037-12-31 | 2038-06-30 | 2038-12-31 | 2039-06-30 | 2039-12-31 | 2040-06-30 | 2040-12-31 | 2041-06-30 | 2041-12-31 | 2042-06-30 | 2042-12-31 | 2043-06-30 | 2043-12-31 | 2044-06-30 | 2044-12-31 | 2045-06-30 | 2045-12-31 | 2046-06-30 | 2046-12-31 | 2047-06-30 | 2047-12-31 | 2048-06-30 | 2048-12-31 | 2049-06-30 | 2049-12-31 | 2050-06-30 | 2050-12-31 | 2051-06-30 | 2051-12-31 | 2052-06-30 | 2052-12-31 | 2053-06-30 | 2053-12-31 | 2054-06-30 | 2054-12-31 | 2055-06-30 | 2055-12-31 | 2056-06-30 | 2056-12-31 | 2057-06-30 | 2057-12-31 | 2058-06-30 | 2058-12-31 | 2059-06-30 | 2059-12-31 | 2060-06-30 | 2060-12-31 | 2061-06-30 | 2061-12-31 | 2062-06-30 | 2062-12-31 | 2063-06-30 | 2063-12-31 | 2064-06-30
|  |  | Days in period - EBL [Sponsor 2] |  | days | 1461 |  | 184 | 181 | 184 | 181 | 184 | 182 | 184 | 181 | 0 | 0 | 0 | 0 | 0 | 0 | 0 | 0 | 0 | 0 | 0 | 0 | 0 | 0 | 0 | 0 | 0 | 0 | 0 | 0 | 0 | 0 | 0 | 0 | 0 | 0 | 0 | 0 | 0 | 0 | 0 | 0 | 0 | 0 | 0 | 0 | 0 | 0 | 0 | 0 | 0 | 0 | 0 | 0 | 0 | 0 | 0 | 0 | 0 | 0 | 0 | 0 | 0 | 0 | 0 | 0 | 0 | 0 | 0 | 0 | 0 | 0 | 0 | 0 | 0 | 0 | 0 | 0 | 0 | 0 | 0 | 0 | 0 | 0 | 0 | 0 | 0 | 0
Shareholder loan term flag
|  |  | Senior debt repayment period flag | 0 | flag | 38 | 0 | 0 | 0 | 0 | 0 | 0 | 0 | 0 | 0 | 1 | 1 | 1 | 1 | 1 | 1 | 1 | 1 | 1 | 1 | 1 | 1 | 1 | 1 | 1 | 1 | 1 | 1 | 1 | 1 | 1 | 1 | 1 | 1 | 1 | 1 | 1 | 1 | 1 | 1 | 1 | 1 | 1 | 1 | 1 | 1 | 1 | 1 | 0 | 0 | 0 | 0 | 0 | 0 | 0 | 0 | 0 | 0 | 0 | 0 | 0 | 0 | 0 | 0 | 0 | 0 | 0 | 0 | 0 | 0 | 0 | 0 | 0 | 0 | 0 | 0 | 0 | 0 | 0 | 0 | 0 | 0 | 0 | 0 | 0 | 0 | 0 | 0
|  |  | Operations period flag | 0 | flag | 60 | 0 | 0 | 0 | 0 | 0 | 0 | 0 | 0 | 0 | 1 | 1 | 1 | 1 | 1 | 1 | 1 | 1 | 1 | 1 | 1 | 1 | 1 | 1 | 1 | 1 | 1 | 1 | 1 | 1 | 1 | 1 | 1 | 1 | 1 | 1 | 1 | 1 | 1 | 1 | 1 | 1 | 1 | 1 | 1 | 1 | 1 | 1 | 1 | 1 | 1 | 1 | 1 | 1 | 1 | 1 | 1 | 1 | 1 | 1 | 1 | 1 | 1 | 1 | 1 | 1 | 1 | 1 | 1 | 1 | 0 | 0 | 0 | 0 | 0 | 0 | 0 | 0 | 0 | 0 | 0 | 0 | 0 | 0 | 0 | 0 | 0 | 0
|  |  | First post operation period flag | 0 | flag | 1 | 0 | 0 | 0 | 0 | 0 | 0 | 0 | 0 | 0 | 0 | 0 | 0 | 0 | 0 | 0 | 0 | 0 | 0 | 0 | 0 | 0 | 0 | 0 | 0 | 0 | 0 | 0 | 0 | 0 | 0 | 0 | 0 | 0 | 0 | 0 | 0 | 0 | 0 | 0 | 0 | 0 | 0 | 0 | 0 | 0 | 0 | 0 | 0 | 0 | 0 | 0 | 0 | 0 | 0 | 0 | 0 | 0 | 0 | 0 | 0 | 0 | 0 | 0 | 0 | 0 | 0 | 0 | 0 | 0 | 1 | 0 | 0 | 0 | 0 | 0 | 0 | 0 | 0 | 0 | 0 | 0 | 0 | 0 | 0 | 0 | 0 | 0
|  |  | Shareholder distributions duration flag |  | flag | 61 |  | 0 | 0 | 0 | 0 | 0 | 0 | 0 | 0 | 1 | 1 | 1 | 1 | 1 | 1 | 1 | 1 | 1 | 1 | 1 | 1 | 1 | 1 | 1 | 1 | 1 | 1 | 1 | 1 | 1 | 1 | 1 | 1 | 1 | 1 | 1 | 1 | 1 | 1 | 1 | 1 | 1 | 1 | 1 | 1 | 1 | 1 | 1 | 1 | 1 | 1 | 1 | 1 | 1 | 1 | 1 | 1 | 1 | 1 | 1 | 1 | 1 | 1 | 1 | 1 | 1 | 1 | 1 | 1 | 1 | 0 | 0 | 0 | 0 | 0 | 0 | 0 | 0 | 0 | 0 | 0 | 0 | 0 | 0 | 0 | 0 | 0
|  |  | Length of PPA | 30 | years
|  |  | Additional operation years post PPA | 0 | years
|  |  | Shareholder loan repayment - tail duration from PPA end | 0 | years
|  |  | Number of semi annual periods in year | 2 | periods
|  |  | Shareholder loan repayment duration | 60 | periods
|  |  | Shareholder loan repayment duration | 60 | periods
|  |  | Operations period counter | 0 | counter | 0 | 0 | 0 | 0 | 0 | 0 | 0 | 0 | 0 | 0 | 1 | 2 | 3 | 4 | 5 | 6 | 7 | 8 | 9 | 10 | 11 | 12 | 13 | 14 | 15 | 16 | 17 | 18 | 19 | 20 | 21 | 22 | 23 | 24 | 25 | 26 | 27 | 28 | 29 | 30 | 31 | 32 | 33 | 34 | 35 | 36 | 37 | 38 | 39 | 40 | 41 | 42 | 43 | 44 | 45 | 46 | 47 | 48 | 49 | 50 | 51 | 52 | 53 | 54 | 55 | 56 | 57 | 58 | 59 | 60 | 0 | 0 | 0 | 0 | 0 | 0 | 0 | 0 | 0 | 0 | 0 | 0 | 0 | 0 | 0 | 0 | 0 | 0
|  |  | Operations period flag | 0 | flag | 60 | 0 | 0 | 0 | 0 | 0 | 0 | 0 | 0 | 0 | 1 | 1 | 1 | 1 | 1 | 1 | 1 | 1 | 1 | 1 | 1 | 1 | 1 | 1 | 1 | 1 | 1 | 1 | 1 | 1 | 1 | 1 | 1 | 1 | 1 | 1 | 1 | 1 | 1 | 1 | 1 | 1 | 1 | 1 | 1 | 1 | 1 | 1 | 1 | 1 | 1 | 1 | 1 | 1 | 1 | 1 | 1 | 1 | 1 | 1 | 1 | 1 | 1 | 1 | 1 | 1 | 1 | 1 | 1 | 1 | 0 | 0 | 0 | 0 | 0 | 0 | 0 | 0 | 0 | 0 | 0 | 0 | 0 | 0 | 0 | 0 | 0 | 0
|  |  | Shareholder distributions duration flag | 0 | flag | 61 | 0 | 0 | 0 | 0 | 0 | 0 | 0 | 0 | 0 | 1 | 1 | 1 | 1 | 1 | 1 | 1 | 1 | 1 | 1 | 1 | 1 | 1 | 1 | 1 | 1 | 1 | 1 | 1 | 1 | 1 | 1 | 1 | 1 | 1 | 1 | 1 | 1 | 1 | 1 | 1 | 1 | 1 | 1 | 1 | 1 | 1 | 1 | 1 | 1 | 1 | 1 | 1 | 1 | 1 | 1 | 1 | 1 | 1 | 1 | 1 | 1 | 1 | 1 | 1 | 1 | 1 | 1 | 1 | 1 | 1 | 0 | 0 | 0 | 0 | 0 | 0 | 0 | 0 | 0 | 0 | 0 | 0 | 0 | 0 | 0 | 0 | 0
|  |  | Shareholder loan repayment period flag |  | flag | 60 |  | 0 | 0 | 0 | 0 | 0 | 0 | 0 | 0 | 1 | 1 | 1 | 1 | 1 | 1 | 1 | 1 | 1 | 1 | 1 | 1 | 1 | 1 | 1 | 1 | 1 | 1 | 1 | 1 | 1 | 1 | 1 | 1 | 1 | 1 | 1 | 1 | 1 | 1 | 1 | 1 | 1 | 1 | 1 | 1 | 1 | 1 | 1 | 1 | 1 | 1 | 1 | 1 | 1 | 1 | 1 | 1 | 1 | 1 | 1 | 1 | 1 | 1 | 1 | 1 | 1 | 1 | 1 | 1 | 0 | 0 | 0 | 0 | 0 | 0 | 0 | 0 | 0 | 0 | 0 | 0 | 0 | 0 | 0 | 0 | 0 | 0
Performance bond / development security requirement period flag
|  |  | First operational date | 2025-07-01 | date
|  |  | Performance bond / development security requirement post COD | 0 | years from COD
|  |  | Months in year | 12 | months
|  |  | End of Performance bond / development security requirement period | 2025-06-30 | date
|  |  | Start of operations / contract date | 2025-07-01 | date
|  |  | End of Performance bond / development security requirement period | 2025-06-30 | date
|  |  | Model period start date | 0 | date | 0 | 0 | 2021-07-01 | 2022-01-01 | 2022-07-01 | 2023-01-01 | 2023-07-01 | 2024-01-01 | 2024-07-01 | 2025-01-01 | 2025-07-01 | 2026-01-01 | 2026-07-01 | 2027-01-01 | 2027-07-01 | 2028-01-01 | 2028-07-01 | 2029-01-01 | 2029-07-01 | 2030-01-01 | 2030-07-01 | 2031-01-01 | 2031-07-01 | 2032-01-01 | 2032-07-01 | 2033-01-01 | 2033-07-01 | 2034-01-01 | 2034-07-01 | 2035-01-01 | 2035-07-01 | 2036-01-01 | 2036-07-01 | 2037-01-01 | 2037-07-01 | 2038-01-01 | 2038-07-01 | 2039-01-01 | 2039-07-01 | 2040-01-01 | 2040-07-01 | 2041-01-01 | 2041-07-01 | 2042-01-01 | 2042-07-01 | 2043-01-01 | 2043-07-01 | 2044-01-01 | 2044-07-01 | 2045-01-01 | 2045-07-01 | 2046-01-01 | 2046-07-01 | 2047-01-01 | 2047-07-01 | 2048-01-01 | 2048-07-01 | 2049-01-01 | 2049-07-01 | 2050-01-01 | 2050-07-01 | 2051-01-01 | 2051-07-01 | 2052-01-01 | 2052-07-01 | 2053-01-01 | 2053-07-01 | 2054-01-01 | 2054-07-01 | 2055-01-01 | 2055-07-01 | 2056-01-01 | 2056-07-01 | 2057-01-01 | 2057-07-01 | 2058-01-01 | 2058-07-01 | 2059-01-01 | 2059-07-01 | 2060-01-01 | 2060-07-01 | 2061-01-01 | 2061-07-01 | 2062-01-01 | 2062-07-01 | 2063-01-01 | 2063-07-01 | 2064-01-01
|  |  | Model period end date | 0 | date | 0 | 0 | 2021-12-31 | 2022-06-30 | 2022-12-31 | 2023-06-30 | 2023-12-31 | 2024-06-30 | 2024-12-31 | 2025-06-30 | 2025-12-31 | 2026-06-30 | 2026-12-31 | 2027-06-30 | 2027-12-31 | 2028-06-30 | 2028-12-31 | 2029-06-30 | 2029-12-31 | 2030-06-30 | 2030-12-31 | 2031-06-30 | 2031-12-31 | 2032-06-30 | 2032-12-31 | 2033-06-30 | 2033-12-31 | 2034-06-30 | 2034-12-31 | 2035-06-30 | 2035-12-31 | 2036-06-30 | 2036-12-31 | 2037-06-30 | 2037-12-31 | 2038-06-30 | 2038-12-31 | 2039-06-30 | 2039-12-31 | 2040-06-30 | 2040-12-31 | 2041-06-30 | 2041-12-31 | 2042-06-30 | 2042-12-31 | 2043-06-30 | 2043-12-31 | 2044-06-30 | 2044-12-31 | 2045-06-30 | 2045-12-31 | 2046-06-30 | 2046-12-31 | 2047-06-30 | 2047-12-31 | 2048-06-30 | 2048-12-31 | 2049-06-30 | 2049-12-31 | 2050-06-30 | 2050-12-31 | 2051-06-30 | 2051-12-31 | 2052-06-30 | 2052-12-31 | 2053-06-30 | 2053-12-31 | 2054-06-30 | 2054-12-31 | 2055-06-30 | 2055-12-31 | 2056-06-30 | 2056-12-31 | 2057-06-30 | 2057-12-31 | 2058-06-30 | 2058-12-31 | 2059-06-30 | 2059-12-31 | 2060-06-30 | 2060-12-31 | 2061-06-30 | 2061-12-31 | 2062-06-30 | 2062-12-31 | 2063-06-30 | 2063-12-31 | 2064-06-30
|  |  | Days in Performance bond / development security period |  | days | 0 |  | 0 | 0 | 0 | 0 | 0 | 0 | 0 | 0 | 0 | 0 | 0 | 0 | 0 | 0 | 0 | 0 | 0 | 0 | 0 | 0 | 0 | 0 | 0 | 0 | 0 | 0 | 0 | 0 | 0 | 0 | 0 | 0 | 0 | 0 | 0 | 0 | 0 | 0 | 0 | 0 | 0 | 0 | 0 | 0 | 0 | 0 | 0 | 0 | 0 | 0 | 0 | 0 | 0 | 0 | 0 | 0 | 0 | 0 | 0 | 0 | 0 | 0 | 0 | 0 | 0 | 0 | 0 | 0 | 0 | 0 | 0 | 0 | 0 | 0 | 0 | 0 | 0 | 0 | 0 | 0 | 0 | 0 | 0 | 0 | 0 | 0
|  |  | Days in Performance bond / development security period | 0 | days | 0 | 0 | 0 | 0 | 0 | 0 | 0 | 0 | 0 | 0 | 0 | 0 | 0 | 0 | 0 | 0 | 0 | 0 | 0 | 0 | 0 | 0 | 0 | 0 | 0 | 0 | 0 | 0 | 0 | 0 | 0 | 0 | 0 | 0 | 0 | 0 | 0 | 0 | 0 | 0 | 0 | 0 | 0 | 0 | 0 | 0 | 0 | 0 | 0 | 0 | 0 | 0 | 0 | 0 | 0 | 0 | 0 | 0 | 0 | 0 | 0 | 0 | 0 | 0 | 0 | 0 | 0 | 0 | 0 | 0 | 0 | 0 | 0 | 0 | 0 | 0 | 0 | 0 | 0 | 0 | 0 | 0 | 0 | 0 | 0 | 0 | 0 | 0
|  |  | Days in period | 0 | days | 15706 | 0 | 184 | 181 | 184 | 181 | 184 | 182 | 184 | 181 | 184 | 181 | 184 | 181 | 184 | 182 | 184 | 181 | 184 | 181 | 184 | 181 | 184 | 182 | 184 | 181 | 184 | 181 | 184 | 181 | 184 | 182 | 184 | 181 | 184 | 181 | 184 | 181 | 184 | 182 | 184 | 181 | 184 | 181 | 184 | 181 | 184 | 182 | 184 | 181 | 184 | 181 | 184 | 181 | 184 | 182 | 184 | 181 | 184 | 181 | 184 | 181 | 184 | 182 | 184 | 181 | 184 | 181 | 184 | 181 | 184 | 182 | 184 | 181 | 184 | 181 | 184 | 181 | 184 | 182 | 184 | 181 | 184 | 181 | 184 | 181 | 184 | 182
|  |  | Performance bond / development security payment period ppf |  | flag | 0 |  | 0 | 0 | 0 | 0 | 0 | 0 | 0 | 0 | 0 | 0 | 0 | 0 | 0 | 0 | 0 | 0 | 0 | 0 | 0 | 0 | 0 | 0 | 0 | 0 | 0 | 0 | 0 | 0 | 0 | 0 | 0 | 0 | 0 | 0 | 0 | 0 | 0 | 0 | 0 | 0 | 0 | 0 | 0 | 0 | 0 | 0 | 0 | 0 | 0 | 0 | 0 | 0 | 0 | 0 | 0 | 0 | 0 | 0 | 0 | 0 | 0 | 0 | 0 | 0 | 0 | 0 | 0 | 0 | 0 | 0 | 0 | 0 | 0 | 0 | 0 | 0 | 0 | 0 | 0 | 0 | 0 | 0 | 0 | 0 | 0 | 0
Decomissioning LC fee
|  |  | Decommissioning / End of term bond LC tenor pre PPA end | 1 | years
|  |  | Length of PPA | 30 | years
|  |  | Decommissioning LC start year | 29 | years
|  |  | Months in year | 12 | months
|  |  | First operational date | 2025-07-01 | date
|  |  | Decommissioning LC start year | 29 | years
|  |  | Decommissioning LC start date | 2054-07-01 | date
|  |  | Decommissioning LC start date | 2054-07-01 | date
|  |  | Model period end date | 0 | date | 0 | 0 | 2021-12-31 | 2022-06-30 | 2022-12-31 | 2023-06-30 | 2023-12-31 | 2024-06-30 | 2024-12-31 | 2025-06-30 | 2025-12-31 | 2026-06-30 | 2026-12-31 | 2027-06-30 | 2027-12-31 | 2028-06-30 | 2028-12-31 | 2029-06-30 | 2029-12-31 | 2030-06-30 | 2030-12-31 | 2031-06-30 | 2031-12-31 | 2032-06-30 | 2032-12-31 | 2033-06-30 | 2033-12-31 | 2034-06-30 | 2034-12-31 | 2035-06-30 | 2035-12-31 | 2036-06-30 | 2036-12-31 | 2037-06-30 | 2037-12-31 | 2038-06-30 | 2038-12-31 | 2039-06-30 | 2039-12-31 | 2040-06-30 | 2040-12-31 | 2041-06-30 | 2041-12-31 | 2042-06-30 | 2042-12-31 | 2043-06-30 | 2043-12-31 | 2044-06-30 | 2044-12-31 | 2045-06-30 | 2045-12-31 | 2046-06-30 | 2046-12-31 | 2047-06-30 | 2047-12-31 | 2048-06-30 | 2048-12-31 | 2049-06-30 | 2049-12-31 | 2050-06-30 | 2050-12-31 | 2051-06-30 | 2051-12-31 | 2052-06-30 | 2052-12-31 | 2053-06-30 | 2053-12-31 | 2054-06-30 | 2054-12-31 | 2055-06-30 | 2055-12-31 | 2056-06-30 | 2056-12-31 | 2057-06-30 | 2057-12-31 | 2058-06-30 | 2058-12-31 | 2059-06-30 | 2059-12-31 | 2060-06-30 | 2060-12-31 | 2061-06-30 | 2061-12-31 | 2062-06-30 | 2062-12-31 | 2063-06-30 | 2063-12-31 | 2064-06-30
|  |  | Decommissioning LC start flag |  | flag | 1 |  | 0 | 0 | 0 | 0 | 0 | 0 | 0 | 0 | 0 | 0 | 0 | 0 | 0 | 0 | 0 | 0 | 0 | 0 | 0 | 0 | 0 | 0 | 0 | 0 | 0 | 0 | 0 | 0 | 0 | 0 | 0 | 0 | 0 | 0 | 0 | 0 | 0 | 0 | 0 | 0 | 0 | 0 | 0 | 0 | 0 | 0 | 0 | 0 | 0 | 0 | 0 | 0 | 0 | 0 | 0 | 0 | 0 | 0 | 0 | 0 | 0 | 0 | 0 | 0 | 0 | 0 | 1 | 0 | 0 | 0 | 0 | 0 | 0 | 0 | 0 | 0 | 0 | 0 | 0 | 0 | 0 | 0 | 0 | 0 | 0 | 0
|  |  | Decommissioning LC start flag | 0 | flag | 1 | 0 | 0 | 0 | 0 | 0 | 0 | 0 | 0 | 0 | 0 | 0 | 0 | 0 | 0 | 0 | 0 | 0 | 0 | 0 | 0 | 0 | 0 | 0 | 0 | 0 | 0 | 0 | 0 | 0 | 0 | 0 | 0 | 0 | 0 | 0 | 0 | 0 | 0 | 0 | 0 | 0 | 0 | 0 | 0 | 0 | 0 | 0 | 0 | 0 | 0 | 0 | 0 | 0 | 0 | 0 | 0 | 0 | 0 | 0 | 0 | 0 | 0 | 0 | 0 | 0 | 0 | 0 | 1 | 0 | 0 | 0 | 0 | 0 | 0 | 0 | 0 | 0 | 0 | 0 | 0 | 0 | 0 | 0 | 0 | 0 | 0 | 0
|  |  | End of operations period flag | 0 | flag | 1 | 0 | 0 | 0 | 0 | 0 | 0 | 0 | 0 | 0 | 0 | 0 | 0 | 0 | 0 | 0 | 0 | 0 | 0 | 0 | 0 | 0 | 0 | 0 | 0 | 0 | 0 | 0 | 0 | 0 | 0 | 0 | 0 | 0 | 0 | 0 | 0 | 0 | 0 | 0 | 0 | 0 | 0 | 0 | 0 | 0 | 0 | 0 | 0 | 0 | 0 | 0 | 0 | 0 | 0 | 0 | 0 | 0 | 0 | 0 | 0 | 0 | 0 | 0 | 0 | 0 | 0 | 0 | 0 | 1 | 0 | 0 | 0 | 0 | 0 | 0 | 0 | 0 | 0 | 0 | 0 | 0 | 0 | 0 | 0 | 0 | 0 | 0
|  |  | Decommissioning LC payment period flag |  | flag | 2 |  | 0 | 0 | 0 | 0 | 0 | 0 | 0 | 0 | 0 | 0 | 0 | 0 | 0 | 0 | 0 | 0 | 0 | 0 | 0 | 0 | 0 | 0 | 0 | 0 | 0 | 0 | 0 | 0 | 0 | 0 | 0 | 0 | 0 | 0 | 0 | 0 | 0 | 0 | 0 | 0 | 0 | 0 | 0 | 0 | 0 | 0 | 0 | 0 | 0 | 0 | 0 | 0 | 0 | 0 | 0 | 0 | 0 | 0 | 0 | 0 | 0 | 0 | 0 | 0 | 0 | 0 | 1 | 1 | 0 | 0 | 0 | 0 | 0 | 0 | 0 | 0 | 0 | 0 | 0 | 0 | 0 | 0 | 0 | 0 | 0 | 0
Delay period flag
|  |  | First operational date | 2025-07-01 | date
|  |  | Model period end date | 0 | date | 0 | 0 | 2021-12-31 | 2022-06-30 | 2022-12-31 | 2023-06-30 | 2023-12-31 | 2024-06-30 | 2024-12-31 | 2025-06-30 | 2025-12-31 | 2026-06-30 | 2026-12-31 | 2027-06-30 | 2027-12-31 | 2028-06-30 | 2028-12-31 | 2029-06-30 | 2029-12-31 | 2030-06-30 | 2030-12-31 | 2031-06-30 | 2031-12-31 | 2032-06-30 | 2032-12-31 | 2033-06-30 | 2033-12-31 | 2034-06-30 | 2034-12-31 | 2035-06-30 | 2035-12-31 | 2036-06-30 | 2036-12-31 | 2037-06-30 | 2037-12-31 | 2038-06-30 | 2038-12-31 | 2039-06-30 | 2039-12-31 | 2040-06-30 | 2040-12-31 | 2041-06-30 | 2041-12-31 | 2042-06-30 | 2042-12-31 | 2043-06-30 | 2043-12-31 | 2044-06-30 | 2044-12-31 | 2045-06-30 | 2045-12-31 | 2046-06-30 | 2046-12-31 | 2047-06-30 | 2047-12-31 | 2048-06-30 | 2048-12-31 | 2049-06-30 | 2049-12-31 | 2050-06-30 | 2050-12-31 | 2051-06-30 | 2051-12-31 | 2052-06-30 | 2052-12-31 | 2053-06-30 | 2053-12-31 | 2054-06-30 | 2054-12-31 | 2055-06-30 | 2055-12-31 | 2056-06-30 | 2056-12-31 | 2057-06-30 | 2057-12-31 | 2058-06-30 | 2058-12-31 | 2059-06-30 | 2059-12-31 | 2060-06-30 | 2060-12-31 | 2061-06-30 | 2061-12-31 | 2062-06-30 | 2062-12-31 | 2063-06-30 | 2063-12-31 | 2064-06-30
|  |  | Scheduled operations start flag |  | flag | 1 |  | 0 | 0 | 0 | 0 | 0 | 0 | 0 | 0 | 1 | 0 | 0 | 0 | 0 | 0 | 0 | 0 | 0 | 0 | 0 | 0 | 0 | 0 | 0 | 0 | 0 | 0 | 0 | 0 | 0 | 0 | 0 | 0 | 0 | 0 | 0 | 0 | 0 | 0 | 0 | 0 | 0 | 0 | 0 | 0 | 0 | 0 | 0 | 0 | 0 | 0 | 0 | 0 | 0 | 0 | 0 | 0 | 0 | 0 | 0 | 0 | 0 | 0 | 0 | 0 | 0 | 0 | 0 | 0 | 0 | 0 | 0 | 0 | 0 | 0 | 0 | 0 | 0 | 0 | 0 | 0 | 0 | 0 | 0 | 0 | 0 | 0
|  |  | Scheduled operations start flag | 0 | flag | 1 | 0 | 0 | 0 | 0 | 0 | 0 | 0 | 0 | 0 | 1 | 0 | 0 | 0 | 0 | 0 | 0 | 0 | 0 | 0 | 0 | 0 | 0 | 0 | 0 | 0 | 0 | 0 | 0 | 0 | 0 | 0 | 0 | 0 | 0 | 0 | 0 | 0 | 0 | 0 | 0 | 0 | 0 | 0 | 0 | 0 | 0 | 0 | 0 | 0 | 0 | 0 | 0 | 0 | 0 | 0 | 0 | 0 | 0 | 0 | 0 | 0 | 0 | 0 | 0 | 0 | 0 | 0 | 0 | 0 | 0 | 0 | 0 | 0 | 0 | 0 | 0 | 0 | 0 | 0 | 0 | 0 | 0 | 0 | 0 | 0 | 0 | 0
|  |  | End of construction / conversion date flag | 0 | flag | 1 | 0 | 0 | 0 | 0 | 0 | 0 | 0 | 0 | 1 | 0 | 0 | 0 | 0 | 0 | 0 | 0 | 0 | 0 | 0 | 0 | 0 | 0 | 0 | 0 | 0 | 0 | 0 | 0 | 0 | 0 | 0 | 0 | 0 | 0 | 0 | 0 | 0 | 0 | 0 | 0 | 0 | 0 | 0 | 0 | 0 | 0 | 0 | 0 | 0 | 0 | 0 | 0 | 0 | 0 | 0 | 0 | 0 | 0 | 0 | 0 | 0 | 0 | 0 | 0 | 0 | 0 | 0 | 0 | 0 | 0 | 0 | 0 | 0 | 0 | 0 | 0 | 0 | 0 | 0 | 0 | 0 | 0 | 0 | 0 | 0 | 0 | 0
|  |  | Delay period flag |  | flag | 0 |  | 0 | 0 | 0 | 0 | 0 | 0 | 0 | 0 | 0 | 0 | 0 | 0 | 0 | 0 | 0 | 0 | 0 | 0 | 0 | 0 | 0 | 0 | 0 | 0 | 0 | 0 | 0 | 0 | 0 | 0 | 0 | 0 | 0 | 0 | 0 | 0 | 0 | 0 | 0 | 0 | 0 | 0 | 0 | 0 | 0 | 0 | 0 | 0 | 0 | 0 | 0 | 0 | 0 | 0 | 0 | 0 | 0 | 0 | 0 | 0 | 0 | 0 | 0 | 0 | 0 | 0 | 0 | 0 | 0 | 0 | 0 | 0 | 0 | 0 | 0 | 0 | 0 | 0 | 0 | 0 | 0 | 0 | 0 | 0 | 0 | 0
Corporate tax payment lag
|  |  | Corporate tax payment lag | 0 | months
|  |  | Number of months in modelling period | 6 | months
|  |  | Corporate tax payment lag - periods | 0 | periods
MODEL TIMELINE HEADER
|  |  | 1st model column flag | 0 | flag | 1 | 0 | 1 | 0 | 0 | 0 | 0 | 0 | 0 | 0 | 0 | 0 | 0 | 0 | 0 | 0 | 0 | 0 | 0 | 0 | 0 | 0 | 0 | 0 | 0 | 0 | 0 | 0 | 0 | 0 | 0 | 0 | 0 | 0 | 0 | 0 | 0 | 0 | 0 | 0 | 0 | 0 | 0 | 0 | 0 | 0 | 0 | 0 | 0 | 0 | 0 | 0 | 0 | 0 | 0 | 0 | 0 | 0 | 0 | 0 | 0 | 0 | 0 | 0 | 0 | 0 | 0 | 0 | 0 | 0 | 0 | 0 | 0 | 0 | 0 | 0 | 0 | 0 | 0 | 0 | 0 | 0 | 0 | 0 | 0 | 0 | 0 | 0
|  |  | Financial close date flag | 0 | flag | 1 | 0 | 0 | 0 | 0 | 1 | 0 | 0 | 0 | 0 | 0 | 0 | 0 | 0 | 0 | 0 | 0 | 0 | 0 | 0 | 0 | 0 | 0 | 0 | 0 | 0 | 0 | 0 | 0 | 0 | 0 | 0 | 0 | 0 | 0 | 0 | 0 | 0 | 0 | 0 | 0 | 0 | 0 | 0 | 0 | 0 | 0 | 0 | 0 | 0 | 0 | 0 | 0 | 0 | 0 | 0 | 0 | 0 | 0 | 0 | 0 | 0 | 0 | 0 | 0 | 0 | 0 | 0 | 0 | 0 | 0 | 0 | 0 | 0 | 0 | 0 | 0 | 0 | 0 | 0 | 0 | 0 | 0 | 0 | 0 | 0 | 0 | 0
|  |  | First full construction period flag | 0 | flag | 1 | 0 | 0 | 0 | 0 | 0 | 1 | 0 | 0 | 0 | 0 | 0 | 0 | 0 | 0 | 0 | 0 | 0 | 0 | 0 | 0 | 0 | 0 | 0 | 0 | 0 | 0 | 0 | 0 | 0 | 0 | 0 | 0 | 0 | 0 | 0 | 0 | 0 | 0 | 0 | 0 | 0 | 0 | 0 | 0 | 0 | 0 | 0 | 0 | 0 | 0 | 0 | 0 | 0 | 0 | 0 | 0 | 0 | 0 | 0 | 0 | 0 | 0 | 0 | 0 | 0 | 0 | 0 | 0 | 0 | 0 | 0 | 0 | 0 | 0 | 0 | 0 | 0 | 0 | 0 | 0 | 0 | 0 | 0 | 0 | 0 | 0 | 0
|  |  | Start of construction date flag | 0 | flag | 1 | 0 | 0 | 0 | 0 | 1 | 0 | 0 | 0 | 0 | 0 | 0 | 0 | 0 | 0 | 0 | 0 | 0 | 0 | 0 | 0 | 0 | 0 | 0 | 0 | 0 | 0 | 0 | 0 | 0 | 0 | 0 | 0 | 0 | 0 | 0 | 0 | 0 | 0 | 0 | 0 | 0 | 0 | 0 | 0 | 0 | 0 | 0 | 0 | 0 | 0 | 0 | 0 | 0 | 0 | 0 | 0 | 0 | 0 | 0 | 0 | 0 | 0 | 0 | 0 | 0 | 0 | 0 | 0 | 0 | 0 | 0 | 0 | 0 | 0 | 0 | 0 | 0 | 0 | 0 | 0 | 0 | 0 | 0 | 0 | 0 | 0 | 0
|  |  | First operations period flag | 0 | flag | 1 | 0 | 0 | 0 | 0 | 0 | 0 | 0 | 0 | 0 | 1 | 0 | 0 | 0 | 0 | 0 | 0 | 0 | 0 | 0 | 0 | 0 | 0 | 0 | 0 | 0 | 0 | 0 | 0 | 0 | 0 | 0 | 0 | 0 | 0 | 0 | 0 | 0 | 0 | 0 | 0 | 0 | 0 | 0 | 0 | 0 | 0 | 0 | 0 | 0 | 0 | 0 | 0 | 0 | 0 | 0 | 0 | 0 | 0 | 0 | 0 | 0 | 0 | 0 | 0 | 0 | 0 | 0 | 0 | 0 | 0 | 0 | 0 | 0 | 0 | 0 | 0 | 0 | 0 | 0 | 0 | 0 | 0 | 0 | 0 | 0 | 0 | 0
|  |  | First full operation period flag | 0 | flag | 1 | 0 | 0 | 0 | 0 | 0 | 0 | 0 | 0 | 0 | 1 | 0 | 0 | 0 | 0 | 0 | 0 | 0 | 0 | 0 | 0 | 0 | 0 | 0 | 0 | 0 | 0 | 0 | 0 | 0 | 0 | 0 | 0 | 0 | 0 | 0 | 0 | 0 | 0 | 0 | 0 | 0 | 0 | 0 | 0 | 0 | 0 | 0 | 0 | 0 | 0 | 0 | 0 | 0 | 0 | 0 | 0 | 0 | 0 | 0 | 0 | 0 | 0 | 0 | 0 | 0 | 0 | 0 | 0 | 0 | 0 | 0 | 0 | 0 | 0 | 0 | 0 | 0 | 0 | 0 | 0 | 0 | 0 | 0 | 0 | 0 | 0 | 0
|  |  | First post contract period flag | 0 | flag | 1 | 0 | 0 | 0 | 0 | 0 | 0 | 0 | 0 | 0 | 0 | 0 | 0 | 0 | 0 | 0 | 0 | 0 | 0 | 0 | 0 | 0 | 0 | 0 | 0 | 0 | 0 | 0 | 0 | 0 | 0 | 0 | 0 | 0 | 0 | 0 | 0 | 0 | 0 | 0 | 0 | 0 | 0 | 0 | 0 | 0 | 0 | 0 | 0 | 0 | 0 | 0 | 0 | 0 | 0 | 0 | 0 | 0 | 0 | 0 | 0 | 0 | 0 | 0 | 0 | 0 | 0 | 0 | 0 | 0 | 1 | 0 | 0 | 0 | 0 | 0 | 0 | 0 | 0 | 0 | 0 | 0 | 0 | 0 | 0 | 0 | 0 | 0
|  |  | First full post contract period flag | 0 | flag | 1 | 0 | 0 | 0 | 0 | 0 | 0 | 0 | 0 | 0 | 0 | 0 | 0 | 0 | 0 | 0 | 0 | 0 | 0 | 0 | 0 | 0 | 0 | 0 | 0 | 0 | 0 | 0 | 0 | 0 | 0 | 0 | 0 | 0 | 0 | 0 | 0 | 0 | 0 | 0 | 0 | 0 | 0 | 0 | 0 | 0 | 0 | 0 | 0 | 0 | 0 | 0 | 0 | 0 | 0 | 0 | 0 | 0 | 0 | 0 | 0 | 0 | 0 | 0 | 0 | 0 | 0 | 0 | 0 | 0 | 1 | 0 | 0 | 0 | 0 | 0 | 0 | 0 | 0 | 0 | 0 | 0 | 0 | 0 | 0 | 0 | 0 | 0
|  |  | First post operation period flag | 0 | flag | 1 | 0 | 0 | 0 | 0 | 0 | 0 | 0 | 0 | 0 | 0 | 0 | 0 | 0 | 0 | 0 | 0 | 0 | 0 | 0 | 0 | 0 | 0 | 0 | 0 | 0 | 0 | 0 | 0 | 0 | 0 | 0 | 0 | 0 | 0 | 0 | 0 | 0 | 0 | 0 | 0 | 0 | 0 | 0 | 0 | 0 | 0 | 0 | 0 | 0 | 0 | 0 | 0 | 0 | 0 | 0 | 0 | 0 | 0 | 0 | 0 | 0 | 0 | 0 | 0 | 0 | 0 | 0 | 0 | 0 | 1 | 0 | 0 | 0 | 0 | 0 | 0 | 0 | 0 | 0 | 0 | 0 | 0 | 0 | 0 | 0 | 0 | 0
|  |  | First full post operation period flag | 0 | date | 1 | 0 | 0 | 0 | 0 | 0 | 0 | 0 | 0 | 0 | 0 | 0 | 0 | 0 | 0 | 0 | 0 | 0 | 0 | 0 | 0 | 0 | 0 | 0 | 0 | 0 | 0 | 0 | 0 | 0 | 0 | 0 | 0 | 0 | 0 | 0 | 0 | 0 | 0 | 0 | 0 | 0 | 0 | 0 | 0 | 0 | 0 | 0 | 0 | 0 | 0 | 0 | 0 | 0 | 0 | 0 | 0 | 0 | 0 | 0 | 0 | 0 | 0 | 0 | 0 | 0 | 0 | 0 | 0 | 0 | 1 | 0 | 0 | 0 | 0 | 0 | 0 | 0 | 0 | 0 | 0 | 0 | 0 | 0 | 0 | 0 | 0 | 0
|  |  | Model phase counter |  | counter |  |  | 1 | 1 | 1 | 3 | 4 | 4 | 4 | 4 | 6 | 6 | 6 | 6 | 6 | 6 | 6 | 6 | 6 | 6 | 6 | 6 | 6 | 6 | 6 | 6 | 6 | 6 | 6 | 6 | 6 | 6 | 6 | 6 | 6 | 6 | 6 | 6 | 6 | 6 | 6 | 6 | 6 | 6 | 6 | 6 | 6 | 6 | 6 | 6 | 6 | 6 | 6 | 6 | 6 | 6 | 6 | 6 | 6 | 6 | 6 | 6 | 6 | 6 | 6 | 6 | 6 | 6 | 6 | 6 | 10 | 10 | 10 | 10 | 10 | 10 | 10 | 10 | 10 | 10 | 10 | 10 | 10 | 10 | 10 | 10 | 10 | 10
|  |  | First model phase | Dev | label
|  |  | Second model phase | Fin-close | label
|  |  | Third model phase | FC/Const. | label
|  |  | Fourth model phase | Const | label
|  |  | Fifth model phase | Const/Ops | label
|  |  | Sixth model phase | Ops - PPA | label
|  |  | Seventh model phase | Ops/Post-cont. | label
|  |  | Eighth model phase | Post-cont Ops | label
|  |  | Ninth model phase | Post-cont/Post-Ops | label
|  |  | Tenth model phase | Post-Ops | label
|  |  | Model phase counter | 0 | counter | 0 | 0 | 1 | 1 | 1 | 3 | 4 | 4 | 4 | 4 | 6 | 6 | 6 | 6 | 6 | 6 | 6 | 6 | 6 | 6 | 6 | 6 | 6 | 6 | 6 | 6 | 6 | 6 | 6 | 6 | 6 | 6 | 6 | 6 | 6 | 6 | 6 | 6 | 6 | 6 | 6 | 6 | 6 | 6 | 6 | 6 | 6 | 6 | 6 | 6 | 6 | 6 | 6 | 6 | 6 | 6 | 6 | 6 | 6 | 6 | 6 | 6 | 6 | 6 | 6 | 6 | 6 | 6 | 6 | 6 | 10 | 10 | 10 | 10 | 10 | 10 | 10 | 10 | 10 | 10 | 10 | 10 | 10 | 10 | 10 | 10 | 10 | 10
|  |  | Timeline label |  | label |  |  | Dev | Dev | Dev | FC/Const. | Const | Const | Const | Const | Ops - PPA | Ops - PPA | Ops - PPA | Ops - PPA | Ops - PPA | Ops - PPA | Ops - PPA | Ops - PPA | Ops - PPA | Ops - PPA | Ops - PPA | Ops - PPA | Ops - PPA | Ops - PPA | Ops - PPA | Ops - PPA | Ops - PPA | Ops - PPA | Ops - PPA | Ops - PPA | Ops - PPA | Ops - PPA | Ops - PPA | Ops - PPA | Ops - PPA | Ops - PPA | Ops - PPA | Ops - PPA | Ops - PPA | Ops - PPA | Ops - PPA | Ops - PPA | Ops - PPA | Ops - PPA | Ops - PPA | Ops - PPA | Ops - PPA | Ops - PPA | Ops - PPA | Ops - PPA | Ops - PPA | Ops - PPA | Ops - PPA | Ops - PPA | Ops - PPA | Ops - PPA | Ops - PPA | Ops - PPA | Ops - PPA | Ops - PPA | Ops - PPA | Ops - PPA | Ops - PPA | Ops - PPA | Ops - PPA | Ops - PPA | Ops - PPA | Ops - PPA | Ops - PPA | Ops - PPA | Post-Ops | Post-Ops | Post-Ops | Post-Ops | Post-Ops | Post-Ops | Post-Ops | Post-Ops | Post-Ops | Post-Ops | Post-Ops | Post-Ops | Post-Ops | Post-Ops | Post-Ops | Post-Ops | Post-Ops | Post-Ops
|  |  | Model period end date - annual | 0 | date | 0 | 0 | 2022-06-30 | 2023-06-30 | 2024-06-30 | 2025-06-30 | 2026-06-30 | 2027-06-30 | 2028-06-30 | 2029-06-30 | 2030-06-30 | 2031-06-30 | 2032-06-30 | 2033-06-30 | 2034-06-30 | 2035-06-30 | 2036-06-30 | 2037-06-30 | 2038-06-30 | 2039-06-30 | 2040-06-30 | 2041-06-30 | 2042-06-30 | 2043-06-30 | 2044-06-30 | 2045-06-30 | 2046-06-30 | 2047-06-30 | 2048-06-30 | 2049-06-30 | 2050-06-30 | 2051-06-30 | 2052-06-30 | 2053-06-30 | 2054-06-30 | 2055-06-30 | 2056-06-30 | 2057-06-30 | 2058-06-30 | 2059-06-30 | 2060-06-30 | 2061-06-30 | 2062-06-30 | 2063-06-30 | 2064-06-30 | 2065-06-30 | 2066-06-30 | 2067-06-30 | 2068-06-30 | 2069-06-30 | 2070-06-30 | 2071-06-30 | 2072-06-30 | 2073-06-30 | 2074-06-30 | 2075-06-30 | 2076-06-30 | 2077-06-30 | 2078-06-30 | 2079-06-30 | 2080-06-30 | 2081-06-30 | 2082-06-30 | 2083-06-30 | 2084-06-30 | 2085-06-30 | 2086-06-30 | 2087-06-30 | 2088-06-30 | 2089-06-30 | 2090-06-30 | 2091-06-30 | 2092-06-30 | 2093-06-30 | 2094-06-30 | 2095-06-30 | 2096-06-30 | 2097-06-30 | 2098-06-30 | 2099-06-30 | 2100-06-30 | 2101-06-30 | 2102-06-30 | 2103-06-30 | 2104-06-30 | 2105-06-30 | 2106-06-30 | 2107-06-30
|  |  | Model period end date | 0 | date | 0 | 0 | 2021-12-31 | 2022-06-30 | 2022-12-31 | 2023-06-30 | 2023-12-31 | 2024-06-30 | 2024-12-31 | 2025-06-30 | 2025-12-31 | 2026-06-30 | 2026-12-31 | 2027-06-30 | 2027-12-31 | 2028-06-30 | 2028-12-31 | 2029-06-30 | 2029-12-31 | 2030-06-30 | 2030-12-31 | 2031-06-30 | 2031-12-31 | 2032-06-30 | 2032-12-31 | 2033-06-30 | 2033-12-31 | 2034-06-30 | 2034-12-31 | 2035-06-30 | 2035-12-31 | 2036-06-30 | 2036-12-31 | 2037-06-30 | 2037-12-31 | 2038-06-30 | 2038-12-31 | 2039-06-30 | 2039-12-31 | 2040-06-30 | 2040-12-31 | 2041-06-30 | 2041-12-31 | 2042-06-30 | 2042-12-31 | 2043-06-30 | 2043-12-31 | 2044-06-30 | 2044-12-31 | 2045-06-30 | 2045-12-31 | 2046-06-30 | 2046-12-31 | 2047-06-30 | 2047-12-31 | 2048-06-30 | 2048-12-31 | 2049-06-30 | 2049-12-31 | 2050-06-30 | 2050-12-31 | 2051-06-30 | 2051-12-31 | 2052-06-30 | 2052-12-31 | 2053-06-30 | 2053-12-31 | 2054-06-30 | 2054-12-31 | 2055-06-30 | 2055-12-31 | 2056-06-30 | 2056-12-31 | 2057-06-30 | 2057-12-31 | 2058-06-30 | 2058-12-31 | 2059-06-30 | 2059-12-31 | 2060-06-30 | 2060-12-31 | 2061-06-30 | 2061-12-31 | 2062-06-30 | 2062-12-31 | 2063-06-30 | 2063-12-31 | 2064-06-30
|  |  | Timeline label | 0 | label | 0 | 0 | Dev | Dev | Dev | FC/Const. | Const | Const | Const | Const | Ops - PPA | Ops - PPA | Ops - PPA | Ops - PPA | Ops - PPA | Ops - PPA | Ops - PPA | Ops - PPA | Ops - PPA | Ops - PPA | Ops - PPA | Ops - PPA | Ops - PPA | Ops - PPA | Ops - PPA | Ops - PPA | Ops - PPA | Ops - PPA | Ops - PPA | Ops - PPA | Ops - PPA | Ops - PPA | Ops - PPA | Ops - PPA | Ops - PPA | Ops - PPA | Ops - PPA | Ops - PPA | Ops - PPA | Ops - PPA | Ops - PPA | Ops - PPA | Ops - PPA | Ops - PPA | Ops - PPA | Ops - PPA | Ops - PPA | Ops - PPA | Ops - PPA | Ops - PPA | Ops - PPA | Ops - PPA | Ops - PPA | Ops - PPA | Ops - PPA | Ops - PPA | Ops - PPA | Ops - PPA | Ops - PPA | Ops - PPA | Ops - PPA | Ops - PPA | Ops - PPA | Ops - PPA | Ops - PPA | Ops - PPA | Ops - PPA | Ops - PPA | Ops - PPA | Ops - PPA | Post-Ops | Post-Ops | Post-Ops | Post-Ops | Post-Ops | Post-Ops | Post-Ops | Post-Ops | Post-Ops | Post-Ops | Post-Ops | Post-Ops | Post-Ops | Post-Ops | Post-Ops | Post-Ops | Post-Ops | Post-Ops
|  |  | Timeline label - annual |  | label |  |  | Dev | FC/Const. | Const | Const | Ops - PPA | Ops - PPA | Ops - PPA | Ops - PPA | Ops - PPA | Ops - PPA | Ops - PPA | Ops - PPA | Ops - PPA | Ops - PPA | Ops - PPA | Ops - PPA | Ops - PPA | Ops - PPA | Ops - PPA | Ops - PPA | Ops - PPA | Ops - PPA | Ops - PPA | Ops - PPA | Ops - PPA | Ops - PPA | Ops - PPA | Ops - PPA | Ops - PPA | Ops - PPA | Ops - PPA | Ops - PPA | Ops - PPA | Ops - PPA | Post-Ops | Post-Ops | Post-Ops | Post-Ops | Post-Ops | Post-Ops | Post-Ops | Post-Ops | Post-Ops | #N/A | #N/A | #N/A | #N/A | #N/A | #N/A | #N/A | #N/A | #N/A | #N/A | #N/A | #N/A | #N/A | #N/A | #N/A | #N/A | #N/A | #N/A | #N/A | #N/A | #N/A | #N/A | #N/A | #N/A | #N/A | #N/A | #N/A | #N/A | #N/A | #N/A | #N/A | #N/A | #N/A | #N/A | #N/A | #N/A | #N/A | #N/A | #N/A | #N/A | #N/A | #N/A | #N/A
|  |  | PPA / model year end month number | 6 | month #
|  |  | Model period end date | 0 | date | 0 | 0 | 2021-12-31 | 2022-06-30 | 2022-12-31 | 2023-06-30 | 2023-12-31 | 2024-06-30 | 2024-12-31 | 2025-06-30 | 2025-12-31 | 2026-06-30 | 2026-12-31 | 2027-06-30 | 2027-12-31 | 2028-06-30 | 2028-12-31 | 2029-06-30 | 2029-12-31 | 2030-06-30 | 2030-12-31 | 2031-06-30 | 2031-12-31 | 2032-06-30 | 2032-12-31 | 2033-06-30 | 2033-12-31 | 2034-06-30 | 2034-12-31 | 2035-06-30 | 2035-12-31 | 2036-06-30 | 2036-12-31 | 2037-06-30 | 2037-12-31 | 2038-06-30 | 2038-12-31 | 2039-06-30 | 2039-12-31 | 2040-06-30 | 2040-12-31 | 2041-06-30 | 2041-12-31 | 2042-06-30 | 2042-12-31 | 2043-06-30 | 2043-12-31 | 2044-06-30 | 2044-12-31 | 2045-06-30 | 2045-12-31 | 2046-06-30 | 2046-12-31 | 2047-06-30 | 2047-12-31 | 2048-06-30 | 2048-12-31 | 2049-06-30 | 2049-12-31 | 2050-06-30 | 2050-12-31 | 2051-06-30 | 2051-12-31 | 2052-06-30 | 2052-12-31 | 2053-06-30 | 2053-12-31 | 2054-06-30 | 2054-12-31 | 2055-06-30 | 2055-12-31 | 2056-06-30 | 2056-12-31 | 2057-06-30 | 2057-12-31 | 2058-06-30 | 2058-12-31 | 2059-06-30 | 2059-12-31 | 2060-06-30 | 2060-12-31 | 2061-06-30 | 2061-12-31 | 2062-06-30 | 2062-12-31 | 2063-06-30 | 2063-12-31 | 2064-06-30
|  |  | Year end flag |  | flag | 43 |  | 0 | 1 | 0 | 1 | 0 | 1 | 0 | 1 | 0 | 1 | 0 | 1 | 0 | 1 | 0 | 1 | 0 | 1 | 0 | 1 | 0 | 1 | 0 | 1 | 0 | 1 | 0 | 1 | 0 | 1 | 0 | 1 | 0 | 1 | 0 | 1 | 0 | 1 | 0 | 1 | 0 | 1 | 0 | 1 | 0 | 1 | 0 | 1 | 0 | 1 | 0 | 1 | 0 | 1 | 0 | 1 | 0 | 1 | 0 | 1 | 0 | 1 | 0 | 1 | 0 | 1 | 0 | 1 | 0 | 1 | 0 | 1 | 0 | 1 | 0 | 1 | 0 | 1 | 0 | 1 | 0 | 1 | 0 | 1 | 0 | 1
|  |  | Year end flag | 0 | flag | 43 | 0 | 0 | 1 | 0 | 1 | 0 | 1 | 0 | 1 | 0 | 1 | 0 | 1 | 0 | 1 | 0 | 1 | 0 | 1 | 0 | 1 | 0 | 1 | 0 | 1 | 0 | 1 | 0 | 1 | 0 | 1 | 0 | 1 | 0 | 1 | 0 | 1 | 0 | 1 | 0 | 1 | 0 | 1 | 0 | 1 | 0 | 1 | 0 | 1 | 0 | 1 | 0 | 1 | 0 | 1 | 0 | 1 | 0 | 1 | 0 | 1 | 0 | 1 | 0 | 1 | 0 | 1 | 0 | 1 | 0 | 1 | 0 | 1 | 0 | 1 | 0 | 1 | 0 | 1 | 0 | 1 | 0 | 1 | 0 | 1 | 0 | 1
|  |  | 1st model column flag | 0 | flag | 1 | 0 | 1 | 0 | 0 | 0 | 0 | 0 | 0 | 0 | 0 | 0 | 0 | 0 | 0 | 0 | 0 | 0 | 0 | 0 | 0 | 0 | 0 | 0 | 0 | 0 | 0 | 0 | 0 | 0 | 0 | 0 | 0 | 0 | 0 | 0 | 0 | 0 | 0 | 0 | 0 | 0 | 0 | 0 | 0 | 0 | 0 | 0 | 0 | 0 | 0 | 0 | 0 | 0 | 0 | 0 | 0 | 0 | 0 | 0 | 0 | 0 | 0 | 0 | 0 | 0 | 0 | 0 | 0 | 0 | 0 | 0 | 0 | 0 | 0 | 0 | 0 | 0 | 0 | 0 | 0 | 0 | 0 | 0 | 0 | 0 | 0 | 0
|  |  | Model year counter |  | counter |  |  | 1 | 1 | 2 | 2 | 3 | 3 | 4 | 4 | 5 | 5 | 6 | 6 | 7 | 7 | 8 | 8 | 9 | 9 | 10 | 10 | 11 | 11 | 12 | 12 | 13 | 13 | 14 | 14 | 15 | 15 | 16 | 16 | 17 | 17 | 18 | 18 | 19 | 19 | 20 | 20 | 21 | 21 | 22 | 22 | 23 | 23 | 24 | 24 | 25 | 25 | 26 | 26 | 27 | 27 | 28 | 28 | 29 | 29 | 30 | 30 | 31 | 31 | 32 | 32 | 33 | 33 | 34 | 34 | 35 | 35 | 36 | 36 | 37 | 37 | 38 | 38 | 39 | 39 | 40 | 40 | 41 | 41 | 42 | 42 | 43 | 43
|  |  | Model year counter | 0 | counter | 0 | 0 | 1 | 1 | 2 | 2 | 3 | 3 | 4 | 4 | 5 | 5 | 6 | 6 | 7 | 7 | 8 | 8 | 9 | 9 | 10 | 10 | 11 | 11 | 12 | 12 | 13 | 13 | 14 | 14 | 15 | 15 | 16 | 16 | 17 | 17 | 18 | 18 | 19 | 19 | 20 | 20 | 21 | 21 | 22 | 22 | 23 | 23 | 24 | 24 | 25 | 25 | 26 | 26 | 27 | 27 | 28 | 28 | 29 | 29 | 30 | 30 | 31 | 31 | 32 | 32 | 33 | 33 | 34 | 34 | 35 | 35 | 36 | 36 | 37 | 37 | 38 | 38 | 39 | 39 | 40 | 40 | 41 | 41 | 42 | 42 | 43 | 43
|  |  | Year end flag | 0 | flag | 43 | 0 | 0 | 1 | 0 | 1 | 0 | 1 | 0 | 1 | 0 | 1 | 0 | 1 | 0 | 1 | 0 | 1 | 0 | 1 | 0 | 1 | 0 | 1 | 0 | 1 | 0 | 1 | 0 | 1 | 0 | 1 | 0 | 1 | 0 | 1 | 0 | 1 | 0 | 1 | 0 | 1 | 0 | 1 | 0 | 1 | 0 | 1 | 0 | 1 | 0 | 1 | 0 | 1 | 0 | 1 | 0 | 1 | 0 | 1 | 0 | 1 | 0 | 1 | 0 | 1 | 0 | 1 | 0 | 1 | 0 | 1 | 0 | 1 | 0 | 1 | 0 | 1 | 0 | 1 | 0 | 1 | 0 | 1 | 0 | 1 | 0 | 1
|  |  | Model year end counter |  | counter |  |  | 0 | 1 | 0 | 2 | 0 | 3 | 0 | 4 | 0 | 5 | 0 | 6 | 0 | 7 | 0 | 8 | 0 | 9 | 0 | 10 | 0 | 11 | 0 | 12 | 0 | 13 | 0 | 14 | 0 | 15 | 0 | 16 | 0 | 17 | 0 | 18 | 0 | 19 | 0 | 20 | 0 | 21 | 0 | 22 | 0 | 23 | 0 | 24 | 0 | 25 | 0 | 26 | 0 | 27 | 0 | 28 | 0 | 29 | 0 | 30 | 0 | 31 | 0 | 32 | 0 | 33 | 0 | 34 | 0 | 35 | 0 | 36 | 0 | 37 | 0 | 38 | 0 | 39 | 0 | 40 | 0 | 41 | 0 | 42 | 0 | 43
FINAL BALANCE SHEET CHECK FLAG
|  |  | End of operations period flag | 0 | flag | 1 | 0 | 0 | 0 | 0 | 0 | 0 | 0 | 0 | 0 | 0 | 0 | 0 | 0 | 0 | 0 | 0 | 0 | 0 | 0 | 0 | 0 | 0 | 0 | 0 | 0 | 0 | 0 | 0 | 0 | 0 | 0 | 0 | 0 | 0 | 0 | 0 | 0 | 0 | 0 | 0 | 0 | 0 | 0 | 0 | 0 | 0 | 0 | 0 | 0 | 0 | 0 | 0 | 0 | 0 | 0 | 0 | 0 | 0 | 0 | 0 | 0 | 0 | 0 | 0 | 0 | 0 | 0 | 0 | 1 | 0 | 0 | 0 | 0 | 0 | 0 | 0 | 0 | 0 | 0 | 0 | 0 | 0 | 0 | 0 | 0 | 0 | 0
|  |  | Final balance sheet check flag |  | flag | 1 |  | 0 | 0 | 0 | 0 | 0 | 0 | 0 | 0 | 0 | 0 | 0 | 0 | 0 | 0 | 0 | 0 | 0 | 0 | 0 | 0 | 0 | 0 | 0 | 0 | 0 | 0 | 0 | 0 | 0 | 0 | 0 | 0 | 0 | 0 | 0 | 0 | 0 | 0 | 0 | 0 | 0 | 0 | 0 | 0 | 0 | 0 | 0 | 0 | 0 | 0 | 0 | 0 | 0 | 0 | 0 | 0 | 0 | 0 | 0 | 0 | 0 | 0 | 0 | 0 | 0 | 0 | 0 | 0 | 1 | 0 | 0 | 0 | 0 | 0 | 0 | 0 | 0 | 0 | 0 | 0 | 0 | 0 | 0 | 0 | 0 | 0
ADDITIONAL TIMELINE COUNTERS FOR SUMMARY
Semi annual period number
|  |  | Number of semi annual periods in year | 2 | periods
|  |  | Model column counter | 0 | counter | 0 | 0 | 1 | 2 | 3 | 4 | 5 | 6 | 7 | 8 | 9 | 10 | 11 | 12 | 13 | 14 | 15 | 16 | 17 | 18 | 19 | 20 | 21 | 22 | 23 | 24 | 25 | 26 | 27 | 28 | 29 | 30 | 31 | 32 | 33 | 34 | 35 | 36 | 37 | 38 | 39 | 40 | 41 | 42 | 43 | 44 | 45 | 46 | 47 | 48 | 49 | 50 | 51 | 52 | 53 | 54 | 55 | 56 | 57 | 58 | 59 | 60 | 61 | 62 | 63 | 64 | 65 | 66 | 67 | 68 | 69 | 70 | 71 | 72 | 73 | 74 | 75 | 76 | 77 | 78 | 79 | 80 | 81 | 82 | 83 | 84 | 85 | 86
|  |  | Semi annual period number |  | counter |  |  | 1 | 1 | 2 | 2 | 3 | 3 | 4 | 4 | 5 | 5 | 6 | 6 | 7 | 7 | 8 | 8 | 9 | 9 | 10 | 10 | 11 | 11 | 12 | 12 | 13 | 13 | 14 | 14 | 15 | 15 | 16 | 16 | 17 | 17 | 18 | 18 | 19 | 19 | 20 | 20 | 21 | 21 | 22 | 22 | 23 | 23 | 24 | 24 | 25 | 25 | 26 | 26 | 27 | 27 | 28 | 28 | 29 | 29 | 30 | 30 | 31 | 31 | 32 | 32 | 33 | 33 | 34 | 34 | 35 | 35 | 36 | 36 | 37 | 37 | 38 | 38 | 39 | 39 | 40 | 40 | 41 | 41 | 42 | 42 | 43 | 43
Annual period number
|  |  | Number of semi annual periods in year | 2 | periods
|  |  | Model column counter | 0 | counter | 0 | 0 | 1 | 2 | 3 | 4 | 5 | 6 | 7 | 8 | 9 | 10 | 11 | 12 | 13 | 14 | 15 | 16 | 17 | 18 | 19 | 20 | 21 | 22 | 23 | 24 | 25 | 26 | 27 | 28 | 29 | 30 | 31 | 32 | 33 | 34 | 35 | 36 | 37 | 38 | 39 | 40 | 41 | 42 | 43 | 44 | 45 | 46 | 47 | 48 | 49 | 50 | 51 | 52 | 53 | 54 | 55 | 56 | 57 | 58 | 59 | 60 | 61 | 62 | 63 | 64 | 65 | 66 | 67 | 68 | 69 | 70 | 71 | 72 | 73 | 74 | 75 | 76 | 77 | 78 | 79 | 80 | 81 | 82 | 83 | 84 | 85 | 86
|  |  | Annual period number |  | counter |  |  | 1 | 1 | 2 | 2 | 3 | 3 | 4 | 4 | 5 | 5 | 6 | 6 | 7 | 7 | 8 | 8 | 9 | 9 | 10 | 10 | 11 | 11 | 12 | 12 | 13 | 13 | 14 | 14 | 15 | 15 | 16 | 16 | 17 | 17 | 18 | 18 | 19 | 19 | 20 | 20 | 21 | 21 | 22 | 22 | 23 | 23 | 24 | 24 | 25 | 25 | 26 | 26 | 27 | 27 | 28 | 28 | 29 | 29 | 30 | 30 | 31 | 31 | 32 | 32 | 33 | 33 | 34 | 34 | 35 | 35 | 36 | 36 | 37 | 37 | 38 | 38 | 39 | 39 | 40 | 40 | 41 | 41 | 42 | 42 | 43 | 43
INDEXATION
|  |  | Reference inflation index step up date | 2024-01-01 | date
|  |  | First inflation adjustment date | 2025-07-01 | date
|  |  | Model period start date | 0 | date | 0 | 0 | 2021-07-01 | 2022-01-01 | 2022-07-01 | 2023-01-01 | 2023-07-01 | 2024-01-01 | 2024-07-01 | 2025-01-01 | 2025-07-01 | 2026-01-01 | 2026-07-01 | 2027-01-01 | 2027-07-01 | 2028-01-01 | 2028-07-01 | 2029-01-01 | 2029-07-01 | 2030-01-01 | 2030-07-01 | 2031-01-01 | 2031-07-01 | 2032-01-01 | 2032-07-01 | 2033-01-01 | 2033-07-01 | 2034-01-01 | 2034-07-01 | 2035-01-01 | 2035-07-01 | 2036-01-01 | 2036-07-01 | 2037-01-01 | 2037-07-01 | 2038-01-01 | 2038-07-01 | 2039-01-01 | 2039-07-01 | 2040-01-01 | 2040-07-01 | 2041-01-01 | 2041-07-01 | 2042-01-01 | 2042-07-01 | 2043-01-01 | 2043-07-01 | 2044-01-01 | 2044-07-01 | 2045-01-01 | 2045-07-01 | 2046-01-01 | 2046-07-01 | 2047-01-01 | 2047-07-01 | 2048-01-01 | 2048-07-01 | 2049-01-01 | 2049-07-01 | 2050-01-01 | 2050-07-01 | 2051-01-01 | 2051-07-01 | 2052-01-01 | 2052-07-01 | 2053-01-01 | 2053-07-01 | 2054-01-01 | 2054-07-01 | 2055-01-01 | 2055-07-01 | 2056-01-01 | 2056-07-01 | 2057-01-01 | 2057-07-01 | 2058-01-01 | 2058-07-01 | 2059-01-01 | 2059-07-01 | 2060-01-01 | 2060-07-01 | 2061-01-01 | 2061-07-01 | 2062-01-01 | 2062-07-01 | 2063-01-01 | 2063-07-01 | 2064-01-01
|  |  | Operations period flag | 0 | flag | 60 | 0 | 0 | 0 | 0 | 0 | 0 | 0 | 0 | 0 | 1 | 1 | 1 | 1 | 1 | 1 | 1 | 1 | 1 | 1 | 1 | 1 | 1 | 1 | 1 | 1 | 1 | 1 | 1 | 1 | 1 | 1 | 1 | 1 | 1 | 1 | 1 | 1 | 1 | 1 | 1 | 1 | 1 | 1 | 1 | 1 | 1 | 1 | 1 | 1 | 1 | 1 | 1 | 1 | 1 | 1 | 1 | 1 | 1 | 1 | 1 | 1 | 1 | 1 | 1 | 1 | 1 | 1 | 1 | 1 | 0 | 0 | 0 | 0 | 0 | 0 | 0 | 0 | 0 | 0 | 0 | 0 | 0 | 0 | 0 | 0 | 0 | 0
|  |  | Post contract period flag | 0 | flag | 18 | 0 | 0 | 0 | 0 | 0 | 0 | 0 | 0 | 0 | 0 | 0 | 0 | 0 | 0 | 0 | 0 | 0 | 0 | 0 | 0 | 0 | 0 | 0 | 0 | 0 | 0 | 0 | 0 | 0 | 0 | 0 | 0 | 0 | 0 | 0 | 0 | 0 | 0 | 0 | 0 | 0 | 0 | 0 | 0 | 0 | 0 | 0 | 0 | 0 | 0 | 0 | 0 | 0 | 0 | 0 | 0 | 0 | 0 | 0 | 0 | 0 | 0 | 0 | 0 | 0 | 0 | 0 | 0 | 0 | 1 | 1 | 1 | 1 | 1 | 1 | 1 | 1 | 1 | 1 | 1 | 1 | 1 | 1 | 1 | 1 | 1 | 1
|  |  | Years elapsed since escalation base date - operations |  | years |  |  | 0 | 0 | 0 | 0 | 0 | 0 | 0 | 0 | 1.4966 | 2.0009 | 2.4964 | 3.0007 | 3.4962 | 3.9984 | 4.4964 | 5.0009 | 5.4964 | 6.0008 | 6.4963 | 7.0007 | 7.4962 | 7.9982 | 8.4964 | 9.0008 | 9.4963 | 10.0007 | 10.4963 | 11.0007 | 11.4962 | 11.9981 | 12.4963 | 13.0008 | 13.4963 | 14.0007 | 14.4963 | 15.0007 | 15.4962 | 15.9981 | 16.4963 | 17.0008 | 17.4963 | 18.0007 | 18.4963 | 19.0007 | 19.4962 | 19.998 | 20.4963 | 21.0007 | 21.4963 | 22.0007 | 22.4963 | 23.0007 | 23.4962 | 23.998 | 24.4963 | 25.0007 | 25.4963 | 26.0007 | 26.4962 | 27.0007 | 27.4962 | 27.998 | 28.4963 | 29.0007 | 29.4963 | 30.0007 | 30.4962 | 31.0007 | 31.4962 | 31.998 | 32.4963 | 33.0007 | 33.4963 | 34.0007 | 34.4962 | 35.0007 | 35.4962 | 35.998 | 36.4963 | 37.0007 | 37.4963 | 38.0007 | 38.4962 | 39.0007 | 39.4962 | 39.998
Foreign indexation
|  |  | First operations period flag | 0 | flag | 1 | 0 | 0 | 0 | 0 | 0 | 0 | 0 | 0 | 0 | 1 | 0 | 0 | 0 | 0 | 0 | 0 | 0 | 0 | 0 | 0 | 0 | 0 | 0 | 0 | 0 | 0 | 0 | 0 | 0 | 0 | 0 | 0 | 0 | 0 | 0 | 0 | 0 | 0 | 0 | 0 | 0 | 0 | 0 | 0 | 0 | 0 | 0 | 0 | 0 | 0 | 0 | 0 | 0 | 0 | 0 | 0 | 0 | 0 | 0 | 0 | 0 | 0 | 0 | 0 | 0 | 0 | 0 | 0 | 0 | 0 | 0 | 0 | 0 | 0 | 0 | 0 | 0 | 0 | 0 | 0 | 0 | 0 | 0 | 0 | 0 | 0 | 0
|  |  | Semi annual period start flag | 0 | flag | 39 | 0 | 0 | 0 | 0 | 0 | 0 | 0 | 0 | 0 | 1 | 0 | 1 | 0 | 1 | 0 | 1 | 0 | 1 | 0 | 1 | 0 | 1 | 0 | 1 | 0 | 1 | 0 | 1 | 0 | 1 | 0 | 1 | 0 | 1 | 0 | 1 | 0 | 1 | 0 | 1 | 0 | 1 | 0 | 1 | 0 | 1 | 0 | 1 | 0 | 1 | 0 | 1 | 0 | 1 | 0 | 1 | 0 | 1 | 0 | 1 | 0 | 1 | 0 | 1 | 0 | 1 | 0 | 1 | 0 | 1 | 0 | 1 | 0 | 1 | 0 | 1 | 0 | 1 | 0 | 1 | 0 | 1 | 0 | 1 | 0 | 1 | 0
|  |  | Years elapsed since escalation base date - operations | 0 | years | 0 | 0 | 0 | 0 | 0 | 0 | 0 | 0 | 0 | 0 | 1.4966 | 2.0009 | 2.4964 | 3.0007 | 3.4962 | 3.9984 | 4.4964 | 5.0009 | 5.4964 | 6.0008 | 6.4963 | 7.0007 | 7.4962 | 7.9982 | 8.4964 | 9.0008 | 9.4963 | 10.0007 | 10.4963 | 11.0007 | 11.4962 | 11.9981 | 12.4963 | 13.0008 | 13.4963 | 14.0007 | 14.4963 | 15.0007 | 15.4962 | 15.9981 | 16.4963 | 17.0008 | 17.4963 | 18.0007 | 18.4963 | 19.0007 | 19.4962 | 19.998 | 20.4963 | 21.0007 | 21.4963 | 22.0007 | 22.4963 | 23.0007 | 23.4962 | 23.998 | 24.4963 | 25.0007 | 25.4963 | 26.0007 | 26.4962 | 27.0007 | 27.4962 | 27.998 | 28.4963 | 29.0007 | 29.4963 | 30.0007 | 30.4962 | 31.0007 | 31.4962 | 31.998 | 32.4963 | 33.0007 | 33.4963 | 34.0007 | 34.4962 | 35.0007 | 35.4962 | 35.998 | 36.4963 | 37.0007 | 37.4963 | 38.0007 | 38.4962 | 39.0007 | 39.4962 | 39.998
|  |  | US PPI annual inflation rate - operations | 0% | % p.a. | bar: 0 to 86
|  |  | US PPI escalation factor (usppim / usppir) |  | factor |  |  | 1 | 1 | 1 | 1 | 1 | 1 | 1 | 1 | 1.0301 | 1.0301 | 1.0507 | 1.0507 | 1.0717 | 1.0717 | 1.0931 | 1.0931 | 1.115 | 1.115 | 1.1373 | 1.1373 | 1.16 | 1.16 | 1.1832 | 1.1832 | 1.2069 | 1.2069 | 1.231 | 1.231 | 1.2557 | 1.2557 | 1.2808 | 1.2808 | 1.3064 | 1.3064 | 1.3325 | 1.3325 | 1.3592 | 1.3592 | 1.3864 | 1.3864 | 1.4141 | 1.4141 | 1.4424 | 1.4424 | 1.4712 | 1.4712 | 1.5006 | 1.5006 | 1.5306 | 1.5306 | 1.5613 | 1.5613 | 1.5925 | 1.5925 | 1.6243 | 1.6243 | 1.6568 | 1.6568 | 1.69 | 1.69 | 1.7238 | 1.7238 | 1.7582 | 1.7582 | 1.7934 | 1.7934 | 1.8293 | 1.8293 | 1.8293 | 1.8293 | 1.8293 | 1.8293 | 1.8293 | 1.8293 | 1.8293 | 1.8293 | 1.8293 | 1.8293 | 1.8293 | 1.8293 | 1.8293 | 1.8293 | 1.8293 | 1.8293 | 1.8293 | 1.8293
O&M cost - escalation factor Foreign indexation
|  |  | First operational date | 2025-07-01 | date
|  |  | First escalation after X number of years from PCOD | 2 | years
|  |  | Months in year | 12 | months
|  |  | O&M cost - escalation start date | 2027-07-01 | date
|  |  | O&M cost - escalation start date | 2027-07-01 | date | 0: *assuming the escalation of O&M costs initiates after 2 years
|  |  | Model period end date | 0 | date | 0 | 0 | time axis 2021-12-31 to 2064-06-30
|  |  | US PPI escalation factor (usppim / usppir) | 0 | factor | 0 | 0 | 1 | 1 | 1 | 1 | 1 | 1 | 1 | 1 | 1.0301 | 1.0301 | 1.0507 | 1.0507 | 1.0717 | 1.0717 | 1.0931 | 1.0931 | 1.115 | 1.115 | 1.1373 | 1.1373 | 1.16 | 1.16 | 1.1832 | 1.1832 | 1.2069 | 1.2069 | 1.231 | 1.231 | 1.2557 | 1.2557 | 1.2808 | 1.2808 | 1.3064 | 1.3064 | 1.3325 | 1.3325 | 1.3592 | 1.3592 | 1.3864 | 1.3864 | 1.4141 | 1.4141 | 1.4424 | 1.4424 | 1.4712 | 1.4712 | 1.5006 | 1.5006 | 1.5306 | 1.5306 | 1.5613 | 1.5613 | 1.5925 | 1.5925 | 1.6243 | 1.6243 | 1.6568 | 1.6568 | 1.69 | 1.69 | 1.7238 | 1.7238 | 1.7582 | 1.7582 | 1.7934 | 1.7934 | 1.8293 | 1.8293 | 1.8293 | 1.8293 | 1.8293 | 1.8293 | 1.8293 | 1.8293 | 1.8293 | 1.8293 | 1.8293 | 1.8293 | 1.8293 | 1.8293 | 1.8293 | 1.8293 | 1.8293 | 1.8293 | 1.8293 | 1.8293
|  |  | US PPI escalation factor (usppim / usppir) - O&M cost |  | factor |  |  | 1 | 1 | 1 | 1 | 1 | 1 | 1 | 1 | 1 | 1 | 1 | 1 | 1.0717 | 1.0717 | 1.0931 | 1.0931 | 1.115 | 1.115 | 1.1373 | 1.1373 | 1.16 | 1.16 | 1.1832 | 1.1832 | 1.2069 | 1.2069 | 1.231 | 1.231 | 1.2557 | 1.2557 | 1.2808 | 1.2808 | 1.3064 | 1.3064 | 1.3325 | 1.3325 | 1.3592 | 1.3592 | 1.3864 | 1.3864 | 1.4141 | 1.4141 | 1.4424 | 1.4424 | 1.4712 | 1.4712 | 1.5006 | 1.5006 | 1.5306 | 1.5306 | 1.5613 | 1.5613 | 1.5925 | 1.5925 | 1.6243 | 1.6243 | 1.6568 | 1.6568 | 1.69 | 1.69 | 1.7238 | 1.7238 | 1.7582 | 1.7582 | 1.7934 | 1.7934 | 1.8293 | 1.8293 | 1.8293 | 1.8293 | 1.8293 | 1.8293 | 1.8293 | 1.8293 | 1.8293 | 1.8293 | 1.8293 | 1.8293 | 1.8293 | 1.8293 | 1.8293 | 1.8293 | 1.8293 | 1.8293 | 1.8293 | 1.8293
Domestic indexation
|  |  | First operations period flag | 0 | flag | 1 | 0 | 0 | 0 | 0 | 0 | 0 | 0 | 0 | 0 | 1 | 0 | 0 | 0 | 0 | 0 | 0 | 0 | 0 | 0 | 0 | 0 | 0 | 0 | 0 | 0 | 0 | 0 | 0 | 0 | 0 | 0 | 0 | 0 | 0 | 0 | 0 | 0 | 0 | 0 | 0 | 0 | 0 | 0 | 0 | 0 | 0 | 0 | 0 | 0 | 0 | 0 | 0 | 0 | 0 | 0 | 0 | 0 | 0 | 0 | 0 | 0 | 0 | 0 | 0 | 0 | 0 | 0 | 0 | 0 | 0 | 0 | 0 | 0 | 0 | 0 | 0 | 0 | 0 | 0 | 0 | 0 | 0 | 0 | 0 | 0 | 0 | 0
|  |  | Semi annual period start flag | 0 | flag | 39 | 0 | 0 | 0 | 0 | 0 | 0 | 0 | 0 | 0 | 1 | 0 | 1 | 0 | 1 | 0 | 1 | 0 | 1 | 0 | 1 | 0 | 1 | 0 | 1 | 0 | 1 | 0 | 1 | 0 | 1 | 0 | 1 | 0 | 1 | 0 | 1 | 0 | 1 | 0 | 1 | 0 | 1 | 0 | 1 | 0 | 1 | 0 | 1 | 0 | 1 | 0 | 1 | 0 | 1 | 0 | 1 | 0 | 1 | 0 | 1 | 0 | 1 | 0 | 1 | 0 | 1 | 0 | 1 | 0 | 1 | 0 | 1 | 0 | 1 | 0 | 1 | 0 | 1 | 0 | 1 | 0 | 1 | 0 | 1 | 0 | 1 | 0
|  |  | Years elapsed since escalation base date - operations | 0 | years | 0 | 0 | 0 | 0 | 0 | 0 | 0 | 0 | 0 | 0 | 1.4966 | 2.0009 | 2.4964 | 3.0007 | 3.4962 | 3.9984 | 4.4964 | 5.0009 | 5.4964 | 6.0008 | 6.4963 | 7.0007 | 7.4962 | 7.9982 | 8.4964 | 9.0008 | 9.4963 | 10.0007 | 10.4963 | 11.0007 | 11.4962 | 11.9981 | 12.4963 | 13.0008 | 13.4963 | 14.0007 | 14.4963 | 15.0007 | 15.4962 | 15.9981 | 16.4963 | 17.0008 | 17.4963 | 18.0007 | 18.4963 | 19.0007 | 19.4962 | 19.998 | 20.4963 | 21.0007 | 21.4963 | 22.0007 | 22.4963 | 23.0007 | 23.4962 | 23.998 | 24.4963 | 25.0007 | 25.4963 | 26.0007 | 26.4962 | 27.0007 | 27.4962 | 27.998 | 28.4963 | 29.0007 | 29.4963 | 30.0007 | 30.4962 | 31.0007 | 31.4962 | 31.998 | 32.4963 | 33.0007 | 33.4963 | 34.0007 | 34.4962 | 35.0007 | 35.4962 | 35.998 | 36.4963 | 37.0007 | 37.4963 | 38.0007 | 38.4962 | 39.0007 | 39.4962 | 39.998
|  |  | Uzbekistan cpi annual inflation rate - operations | 0% | % p.a. | 0% | 0% | 0% | 0% | 0% | 0% | 0% | 0% | 0% | 0% | 5.1% | 5.1% | 5% | 5% | 5% | 5% | 5% | 5% | 5% | 5% | 5% | 5% | 5% | 5% | 5% | 5% | 5% | 5% | 5% | 5% | 5% | 5% | 5% | 5% | 5% | 5% | 5% | 5% | 5% | 5% | 5% | 5% | 5% | 5% | 5% | 5% | 5% | 5% | 5% | 5% | 5% | 5% | 5% | 5% | 5% | 5% | 5% | 5% | 5% | 5% | 5% | 5% | 5% | 5% | 5% | 5% | 5% | 5% | 5% | 5% | 0% | 0% | 0% | 0% | 0% | 0% | 0% | 0% | 0% | 0% | 0% | 0% | 0% | 0% | 0% | 0% | 0% | 0%
|  |  | Uzbekistann cpi cost escalation factor (cpim / cpir) |  | factor |  |  | 1 | 1 | 1 | 1 | 1 | 1 | 1 | 1 | 1.0773 | 1.0773 | 1.1311 | 1.1311 | 1.1877 | 1.1877 | 1.2471 | 1.2471 | 1.3094 | 1.3094 | 1.3749 | 1.3749 | 1.4437 | 1.4437 | 1.5158 | 1.5158 | 1.5916 | 1.5916 | 1.6712 | 1.6712 | 1.7548 | 1.7548 | 1.8425 | 1.8425 | 1.9346 | 1.9346 | 2.0314 | 2.0314 | 2.1329 | 2.1329 | 2.2396 | 2.2396 | 2.3516 | 2.3516 | 2.4692 | 2.4692 | 2.5926 | 2.5926 | 2.7222 | 2.7222 | 2.8584 | 2.8584 | 3.0013 | 3.0013 | 3.1513 | 3.1513 | 3.3089 | 3.3089 | 3.4743 | 3.4743 | 3.6481 | 3.6481 | 3.8305 | 3.8305 | 4.022 | 4.022 | 4.2231 | 4.2231 | 4.4342 | 4.4342 | 4.4342 | 4.4342 | 4.4342 | 4.4342 | 4.4342 | 4.4342 | 4.4342 | 4.4342 | 4.4342 | 4.4342 | 4.4342 | 4.4342 | 4.4342 | 4.4342 | 4.4342 | 4.4342 | 4.4342 | 4.4342
Domestic indexation (for YoY FX depreciation)
|  |  | YoY FX depreciation - sensitivity | 0% | %
|  |  | First operations period flag | 0 | flag | 1 | 0 | 0 | 0 | 0 | 0 | 0 | 0 | 0 | 0 | 1 | 0 | 0 | 0 | 0 | 0 | 0 | 0 | 0 | 0 | 0 | 0 | 0 | 0 | 0 | 0 | 0 | 0 | 0 | 0 | 0 | 0 | 0 | 0 | 0 | 0 | 0 | 0 | 0 | 0 | 0 | 0 | 0 | 0 | 0 | 0 | 0 | 0 | 0 | 0 | 0 | 0 | 0 | 0 | 0 | 0 | 0 | 0 | 0 | 0 | 0 | 0 | 0 | 0 | 0 | 0 | 0 | 0 | 0 | 0 | 0 | 0 | 0 | 0 | 0 | 0 | 0 | 0 | 0 | 0 | 0 | 0 | 0 | 0 | 0 | 0 | 0 | 0
|  |  | Semi annual period start flag | 0 | flag | 39 | 0 | 0 | 0 | 0 | 0 | 0 | 0 | 0 | 0 | 1 | 0 | 1 | 0 | 1 | 0 | 1 | 0 | 1 | 0 | 1 | 0 | 1 | 0 | 1 | 0 | 1 | 0 | 1 | 0 | 1 | 0 | 1 | 0 | 1 | 0 | 1 | 0 | 1 | 0 | 1 | 0 | 1 | 0 | 1 | 0 | 1 | 0 | 1 | 0 | 1 | 0 | 1 | 0 | 1 | 0 | 1 | 0 | 1 | 0 | 1 | 0 | 1 | 0 | 1 | 0 | 1 | 0 | 1 | 0 | 1 | 0 | 1 | 0 | 1 | 0 | 1 | 0 | 1 | 0 | 1 | 0 | 1 | 0 | 1 | 0 | 1 | 0
|  |  | Years elapsed since escalation base date - operations | 0 | years | 0 | 0 | 0 | 0 | 0 | 0 | 0 | 0 | 0 | 0 | 1.4966 | 2.0009 | 2.4964 | 3.0007 | 3.4962 | 3.9984 | 4.4964 | 5.0009 | 5.4964 | 6.0008 | 6.4963 | 7.0007 | 7.4962 | 7.9982 | 8.4964 | 9.0008 | 9.4963 | 10.0007 | 10.4963 | 11.0007 | 11.4962 | 11.9981 | 12.4963 | 13.0008 | 13.4963 | 14.0007 | 14.4963 | 15.0007 | 15.4962 | 15.9981 | 16.4963 | 17.0008 | 17.4963 | 18.0007 | 18.4963 | 19.0007 | 19.4962 | 19.998 | 20.4963 | 21.0007 | 21.4963 | 22.0007 | 22.4963 | 23.0007 | 23.4962 | 23.998 | 24.4963 | 25.0007 | 25.4963 | 26.0007 | 26.4962 | 27.0007 | 27.4962 | 27.998 | 28.4963 | 29.0007 | 29.4963 | 30.0007 | 30.4962 | 31.0007 | 31.4962 | 31.998 | 32.4963 | 33.0007 | 33.4963 | 34.0007 | 34.4962 | 35.0007 | 35.4962 | 35.998 | 36.4963 | 37.0007 | 37.4963 | 38.0007 | 38.4962 | 39.0007 | 39.4962 | 39.998
|  |  | US PPI annual inflation rate - operations | 0% | % p.a. | 0% | 0% | bar: 2021-12-31 to 2064-06-30
|  |  | Uzbekistann cpi escalation factor (cpim / cpir) - YoY FX depreciation sensi |  | factor |  |  | 1 | 1 | 1 | 1 | 1 | 1 | 1 | 1 | 1.0301 | 1.0301 | 1.0507 | 1.0507 | 1.0717 | 1.0717 | 1.0931 | 1.0931 | 1.115 | 1.115 | 1.1373 | 1.1373 | 1.16 | 1.16 | 1.1832 | 1.1832 | 1.2069 | 1.2069 | 1.231 | 1.231 | 1.2557 | 1.2557 | 1.2808 | 1.2808 | 1.3064 | 1.3064 | 1.3325 | 1.3325 | 1.3592 | 1.3592 | 1.3864 | 1.3864 | 1.4141 | 1.4141 | 1.4424 | 1.4424 | 1.4712 | 1.4712 | 1.5006 | 1.5006 | 1.5306 | 1.5306 | 1.5613 | 1.5613 | 1.5925 | 1.5925 | 1.6243 | 1.6243 | 1.6568 | 1.6568 | 1.69 | 1.69 | 1.7238 | 1.7238 | 1.7582 | 1.7582 | 1.7934 | 1.7934 | 1.8293 | 1.8293 | 1.8293 | 1.8293 | 1.8293 | 1.8293 | 1.8293 | 1.8293 | 1.8293 | 1.8293 | 1.8293 | 1.8293 | 1.8293 | 1.8293 | 1.8293 | 1.8293 | 1.8293 | 1.8293 | 1.8293 | 1.8293
O&M cost - escalation factor Domestic indexation
|  |  | O&M cost - escalation start date | 2027-07-01 | date | *assuming the escalation of O&M costs initiates after 2 years
|  |  | Model period end date | 0 | date | 0 | 0 | time axis 2021-12-31 to 2064-06-30
|  |  | Uzbekistann cpi cost escalation factor (cpim / cpir) | 0 | factor | 0 | 0 | 1 | 1 | 1 | 1 | 1 | 1 | 1 | 1 | 1.0773 | 1.0773 | 1.1311 | 1.1311 | 1.1877 | 1.1877 | 1.2471 | 1.2471 | 1.3094 | 1.3094 | 1.3749 | 1.3749 | 1.4437 | 1.4437 | 1.5158 | 1.5158 | 1.5916 | 1.5916 | 1.6712 | 1.6712 | 1.7548 | 1.7548 | 1.8425 | 1.8425 | 1.9346 | 1.9346 | 2.0314 | 2.0314 | 2.1329 | 2.1329 | 2.2396 | 2.2396 | 2.3516 | 2.3516 | 2.4692 | 2.4692 | 2.5926 | 2.5926 | 2.7222 | 2.7222 | 2.8584 | 2.8584 | 3.0013 | 3.0013 | 3.1513 | 3.1513 | 3.3089 | 3.3089 | 3.4743 | 3.4743 | 3.6481 | 3.6481 | 3.8305 | 3.8305 | 4.022 | 4.022 | 4.2231 | 4.2231 | 4.4342 | 4.4342 | 4.4342 | 4.4342 | 4.4342 | 4.4342 | 4.4342 | 4.4342 | 4.4342 | 4.4342 | 4.4342 | 4.4342 | 4.4342 | 4.4342 | 4.4342 | 4.4342 | 4.4342 | 4.4342 | 4.4342 | 4.4342
|  |  | Uzbekistann cpi cost escalation factor (cpim / cpir) - O&M cost |  | factor |  |  | 1 | 1 | 1 | 1 | 1 | 1 | 1 | 1 | 1 | 1 | 1 | 1 | 1.1877 | 1.1877 | 1.2471 | 1.2471 | 1.3094 | 1.3094 | 1.3749 | 1.3749 | 1.4437 | 1.4437 | 1.5158 | 1.5158 | 1.5916 | 1.5916 | 1.6712 | 1.6712 | 1.7548 | 1.7548 | 1.8425 | 1.8425 | 1.9346 | 1.9346 | 2.0314 | 2.0314 | 2.1329 | 2.1329 | 2.2396 | 2.2396 | 2.3516 | 2.3516 | 2.4692 | 2.4692 | 2.5926 | 2.5926 | 2.7222 | 2.7222 | 2.8584 | 2.8584 | 3.0013 | 3.0013 | 3.1513 | 3.1513 | 3.3089 | 3.3089 | 3.4743 | 3.4743 | 3.6481 | 3.6481 | 3.8305 | 3.8305 | 4.022 | 4.022 | 4.2231 | 4.2231 | 4.4342 | 4.4342 | 4.4342 | 4.4342 | 4.4342 | 4.4342 | 4.4342 | 4.4342 | 4.4342 | 4.4342 | 4.4342 | 4.4342 | 4.4342 | 4.4342 | 4.4342 | 4.4342 | 4.4342 | 4.4342 | 4.4342 | 4.4342
REFINANCING FACILITY FLAGS
GB Refi debt service period flag
|  |  | GB Refi debt service start date | 0 | date
|  |  | GB Refi tranche amortization period - door-to-door maturity | 0 | years
|  |  | Months in year | 12 | months
|  |  | End of GB Refi tranche Loan amortization period | -1 | date
|  |  | GB Refi drawdown date | 0 | date
|  |  | Model period end date | 0 | date | 0 | 0 | 2021-12-31 | 2022-06-30 | 2022-12-31 | 2023-06-30 | 2023-12-31 | 2024-06-30 | 2024-12-31 | 2025-06-30 | 2025-12-31 | 2026-06-30 | 2026-12-31 | 2027-06-30 | 2027-12-31 | 2028-06-30 | 2028-12-31 | 2029-06-30 | 2029-12-31 | 2030-06-30 | 2030-12-31 | 2031-06-30 | 2031-12-31 | 2032-06-30 | 2032-12-31 | 2033-06-30 | 2033-12-31 | 2034-06-30 | 2034-12-31 | 2035-06-30 | 2035-12-31 | 2036-06-30 | 2036-12-31 | 2037-06-30 | 2037-12-31 | 2038-06-30 | 2038-12-31 | 2039-06-30 | 2039-12-31 | 2040-06-30 | 2040-12-31 | 2041-06-30 | 2041-12-31 | 2042-06-30 | 2042-12-31 | 2043-06-30 | 2043-12-31 | 2044-06-30 | 2044-12-31 | 2045-06-30 | 2045-12-31 | 2046-06-30 | 2046-12-31 | 2047-06-30 | 2047-12-31 | 2048-06-30 | 2048-12-31 | 2049-06-30 | 2049-12-31 | 2050-06-30 | 2050-12-31 | 2051-06-30 | 2051-12-31 | 2052-06-30 | 2052-12-31 | 2053-06-30 | 2053-12-31 | 2054-06-30 | 2054-12-31 | 2055-06-30 | 2055-12-31 | 2056-06-30 | 2056-12-31 | 2057-06-30 | 2057-12-31 | 2058-06-30 | 2058-12-31 | 2059-06-30 | 2059-12-31 | 2060-06-30 | 2060-12-31 | 2061-06-30 | 2061-12-31 | 2062-06-30 | 2062-12-31 | 2063-06-30 | 2063-12-31 | 2064-06-30
|  |  | GB Refi drawdown date flag |  | flag | 0 |  | 0 | 0 | 0 | 0 | 0 | 0 | 0 | 0 | 0 | 0 | 0 | 0 | 0 | 0 | 0 | 0 | 0 | 0 | 0 | 0 | 0 | 0 | 0 | 0 | 0 | 0 | 0 | 0 | 0 | 0 | 0 | 0 | 0 | 0 | 0 | 0 | 0 | 0 | 0 | 0 | 0 | 0 | 0 | 0 | 0 | 0 | 0 | 0 | 0 | 0 | 0 | 0 | 0 | 0 | 0 | 0 | 0 | 0 | 0 | 0 | 0 | 0 | 0 | 0 | 0 | 0 | 0 | 0 | 0 | 0 | 0 | 0 | 0 | 0 | 0 | 0 | 0 | 0 | 0 | 0 | 0 | 0 | 0 | 0 | 0 | 0
|  |  | End of GB Refi tranche Loan amortization period | -1 | date
|  |  | Model period end date | 0 | date | 0 | 0 | 2021-12-31 | 2022-06-30 | 2022-12-31 | 2023-06-30 | 2023-12-31 | 2024-06-30 | 2024-12-31 | 2025-06-30 | 2025-12-31 | 2026-06-30 | 2026-12-31 | 2027-06-30 | 2027-12-31 | 2028-06-30 | 2028-12-31 | 2029-06-30 | 2029-12-31 | 2030-06-30 | 2030-12-31 | 2031-06-30 | 2031-12-31 | 2032-06-30 | 2032-12-31 | 2033-06-30 | 2033-12-31 | 2034-06-30 | 2034-12-31 | 2035-06-30 | 2035-12-31 | 2036-06-30 | 2036-12-31 | 2037-06-30 | 2037-12-31 | 2038-06-30 | 2038-12-31 | 2039-06-30 | 2039-12-31 | 2040-06-30 | 2040-12-31 | 2041-06-30 | 2041-12-31 | 2042-06-30 | 2042-12-31 | 2043-06-30 | 2043-12-31 | 2044-06-30 | 2044-12-31 | 2045-06-30 | 2045-12-31 | 2046-06-30 | 2046-12-31 | 2047-06-30 | 2047-12-31 | 2048-06-30 | 2048-12-31 | 2049-06-30 | 2049-12-31 | 2050-06-30 | 2050-12-31 | 2051-06-30 | 2051-12-31 | 2052-06-30 | 2052-12-31 | 2053-06-30 | 2053-12-31 | 2054-06-30 | 2054-12-31 | 2055-06-30 | 2055-12-31 | 2056-06-30 | 2056-12-31 | 2057-06-30 | 2057-12-31 | 2058-06-30 | 2058-12-31 | 2059-06-30 | 2059-12-31 | 2060-06-30 | 2060-12-31 | 2061-06-30 | 2061-12-31 | 2062-06-30 | 2062-12-31 | 2063-06-30 | 2063-12-31 | 2064-06-30
|  |  | Final GB Refi tranche Loan amortisation period |  | flag | 0 |  | 0 | 0 | 0 | 0 | 0 | 0 | 0 | 0 | 0 | 0 | 0 | 0 | 0 | 0 | 0 | 0 | 0 | 0 | 0 | 0 | 0 | 0 | 0 | 0 | 0 | 0 | 0 | 0 | 0 | 0 | 0 | 0 | 0 | 0 | 0 | 0 | 0 | 0 | 0 | 0 | 0 | 0 | 0 | 0 | 0 | 0 | 0 | 0 | 0 | 0 | 0 | 0 | 0 | 0 | 0 | 0 | 0 | 0 | 0 | 0 | 0 | 0 | 0 | 0 | 0 | 0 | 0 | 0 | 0 | 0 | 0 | 0 | 0 | 0 | 0 | 0 | 0 | 0 | 0 | 0 | 0 | 0 | 0 | 0 | 0 | 0
|  |  | GB Refi debt service start date | 0 | date
|  |  | Model period end date | 0 | date | 0 | 0 | 2021-12-31 | 2022-06-30 | 2022-12-31 | 2023-06-30 | 2023-12-31 | 2024-06-30 | 2024-12-31 | 2025-06-30 | 2025-12-31 | 2026-06-30 | 2026-12-31 | 2027-06-30 | 2027-12-31 | 2028-06-30 | 2028-12-31 | 2029-06-30 | 2029-12-31 | 2030-06-30 | 2030-12-31 | 2031-06-30 | 2031-12-31 | 2032-06-30 | 2032-12-31 | 2033-06-30 | 2033-12-31 | 2034-06-30 | 2034-12-31 | 2035-06-30 | 2035-12-31 | 2036-06-30 | 2036-12-31 | 2037-06-30 | 2037-12-31 | 2038-06-30 | 2038-12-31 | 2039-06-30 | 2039-12-31 | 2040-06-30 | 2040-12-31 | 2041-06-30 | 2041-12-31 | 2042-06-30 | 2042-12-31 | 2043-06-30 | 2043-12-31 | 2044-06-30 | 2044-12-31 | 2045-06-30 | 2045-12-31 | 2046-06-30 | 2046-12-31 | 2047-06-30 | 2047-12-31 | 2048-06-30 | 2048-12-31 | 2049-06-30 | 2049-12-31 | 2050-06-30 | 2050-12-31 | 2051-06-30 | 2051-12-31 | 2052-06-30 | 2052-12-31 | 2053-06-30 | 2053-12-31 | 2054-06-30 | 2054-12-31 | 2055-06-30 | 2055-12-31 | 2056-06-30 | 2056-12-31 | 2057-06-30 | 2057-12-31 | 2058-06-30 | 2058-12-31 | 2059-06-30 | 2059-12-31 | 2060-06-30 | 2060-12-31 | 2061-06-30 | 2061-12-31 | 2062-06-30 | 2062-12-31 | 2063-06-30 | 2063-12-31 | 2064-06-30
|  |  | GB Refi debt service period start flag |  | flag | 0 |  | 0 | 0 | 0 | 0 | 0 | 0 | 0 | 0 | 0 | 0 | 0 | 0 | 0 | 0 | 0 | 0 | 0 | 0 | 0 | 0 | 0 | 0 | 0 | 0 | 0 | 0 | 0 | 0 | 0 | 0 | 0 | 0 | 0 | 0 | 0 | 0 | 0 | 0 | 0 | 0 | 0 | 0 | 0 | 0 | 0 | 0 | 0 | 0 | 0 | 0 | 0 | 0 | 0 | 0 | 0 | 0 | 0 | 0 | 0 | 0 | 0 | 0 | 0 | 0 | 0 | 0 | 0 | 0 | 0 | 0 | 0 | 0 | 0 | 0 | 0 | 0 | 0 | 0 | 0 | 0 | 0 | 0 | 0 | 0 | 0 | 0
|  |  | End of GB Refi tranche Loan amortization period | -1 | date
|  |  | Model period end date | 0 | date | 0 | 0 | 2021-12-31 | 2022-06-30 | 2022-12-31 | 2023-06-30 | 2023-12-31 | 2024-06-30 | 2024-12-31 | 2025-06-30 | 2025-12-31 | 2026-06-30 | 2026-12-31 | 2027-06-30 | 2027-12-31 | 2028-06-30 | 2028-12-31 | 2029-06-30 | 2029-12-31 | 2030-06-30 | 2030-12-31 | 2031-06-30 | 2031-12-31 | 2032-06-30 | 2032-12-31 | 2033-06-30 | 2033-12-31 | 2034-06-30 | 2034-12-31 | 2035-06-30 | 2035-12-31 | 2036-06-30 | 2036-12-31 | 2037-06-30 | 2037-12-31 | 2038-06-30 | 2038-12-31 | 2039-06-30 | 2039-12-31 | 2040-06-30 | 2040-12-31 | 2041-06-30 | 2041-12-31 | 2042-06-30 | 2042-12-31 | 2043-06-30 | 2043-12-31 | 2044-06-30 | 2044-12-31 | 2045-06-30 | 2045-12-31 | 2046-06-30 | 2046-12-31 | 2047-06-30 | 2047-12-31 | 2048-06-30 | 2048-12-31 | 2049-06-30 | 2049-12-31 | 2050-06-30 | 2050-12-31 | 2051-06-30 | 2051-12-31 | 2052-06-30 | 2052-12-31 | 2053-06-30 | 2053-12-31 | 2054-06-30 | 2054-12-31 | 2055-06-30 | 2055-12-31 | 2056-06-30 | 2056-12-31 | 2057-06-30 | 2057-12-31 | 2058-06-30 | 2058-12-31 | 2059-06-30 | 2059-12-31 | 2060-06-30 | 2060-12-31 | 2061-06-30 | 2061-12-31 | 2062-06-30 | 2062-12-31 | 2063-06-30 | 2063-12-31 | 2064-06-30
|  |  | GB Refi debt service period end flag |  | flag | 0 |  | 0 | 0 | 0 | 0 | 0 | 0 | 0 | 0 | 0 | 0 | 0 | 0 | 0 | 0 | 0 | 0 | 0 | 0 | 0 | 0 | 0 | 0 | 0 | 0 | 0 | 0 | 0 | 0 | 0 | 0 | 0 | 0 | 0 | 0 | 0 | 0 | 0 | 0 | 0 | 0 | 0 | 0 | 0 | 0 | 0 | 0 | 0 | 0 | 0 | 0 | 0 | 0 | 0 | 0 | 0 | 0 | 0 | 0 | 0 | 0 | 0 | 0 | 0 | 0 | 0 | 0 | 0 | 0 | 0 | 0 | 0 | 0 | 0 | 0 | 0 | 0 | 0 | 0 | 0 | 0 | 0 | 0 | 0 | 0 | 0 | 0
|  |  | GB Refi debt service period start flag | 0 | flag | 0 | 0 | 0 | 0 | 0 | 0 | 0 | 0 | 0 | 0 | 0 | 0 | 0 | 0 | 0 | 0 | 0 | 0 | 0 | 0 | 0 | 0 | 0 | 0 | 0 | 0 | 0 | 0 | 0 | 0 | 0 | 0 | 0 | 0 | 0 | 0 | 0 | 0 | 0 | 0 | 0 | 0 | 0 | 0 | 0 | 0 | 0 | 0 | 0 | 0 | 0 | 0 | 0 | 0 | 0 | 0 | 0 | 0 | 0 | 0 | 0 | 0 | 0 | 0 | 0 | 0 | 0 | 0 | 0 | 0 | 0 | 0 | 0 | 0 | 0 | 0 | 0 | 0 | 0 | 0 | 0 | 0 | 0 | 0 | 0 | 0 | 0 | 0
|  |  | GB Refi debt service period end flag | 0 | flag | 0 | 0 | 0 | 0 | 0 | 0 | 0 | 0 | 0 | 0 | 0 | 0 | 0 | 0 | 0 | 0 | 0 | 0 | 0 | 0 | 0 | 0 | 0 | 0 | 0 | 0 | 0 | 0 | 0 | 0 | 0 | 0 | 0 | 0 | 0 | 0 | 0 | 0 | 0 | 0 | 0 | 0 | 0 | 0 | 0 | 0 | 0 | 0 | 0 | 0 | 0 | 0 | 0 | 0 | 0 | 0 | 0 | 0 | 0 | 0 | 0 | 0 | 0 | 0 | 0 | 0 | 0 | 0 | 0 | 0 | 0 | 0 | 0 | 0 | 0 | 0 | 0 | 0 | 0 | 0 | 0 | 0 | 0 | 0 | 0 | 0 | 0 | 0
|  |  | GB Refi debt service period flag |  | flag | 0 |  | 0 | 0 | 0 | 0 | 0 | 0 | 0 | 0 | 0 | 0 | 0 | 0 | 0 | 0 | 0 | 0 | 0 | 0 | 0 | 0 | 0 | 0 | 0 | 0 | 0 | 0 | 0 | 0 | 0 | 0 | 0 | 0 | 0 | 0 | 0 | 0 | 0 | 0 | 0 | 0 | 0 | 0 | 0 | 0 | 0 | 0 | 0 | 0 | 0 | 0 | 0 | 0 | 0 | 0 | 0 | 0 | 0 | 0 | 0 | 0 | 0 | 0 | 0 | 0 | 0 | 0 | 0 | 0 | 0 | 0 | 0 | 0 | 0 | 0 | 0 | 0 | 0 | 0 | 0 | 0 | 0 | 0 | 0 | 0 | 0 | 0
|  |  | GB Refi debt service period flag | 0 | flag | 0 | 0 | 0 | 0 | 0 | 0 | 0 | 0 | 0 | 0 | 0 | 0 | 0 | 0 | 0 | 0 | 0 | 0 | 0 | 0 | 0 | 0 | 0 | 0 | 0 | 0 | 0 | 0 | 0 | 0 | 0 | 0 | 0 | 0 | 0 | 0 | 0 | 0 | 0 | 0 | 0 | 0 | 0 | 0 | 0 | 0 | 0 | 0 | 0 | 0 | 0 | 0 | 0 | 0 | 0 | 0 | 0 | 0 | 0 | 0 | 0 | 0 | 0 | 0 | 0 | 0 | 0 | 0 | 0 | 0 | 0 | 0 | 0 | 0 | 0 | 0 | 0 | 0 | 0 | 0 | 0 | 0 | 0 | 0 | 0 | 0 | 0 | 0
|  |  | GB Refi debt service period counter |  | period |  |  | 0 | 0 | 0 | 0 | 0 | 0 | 0 | 0 | 0 | 0 | 0 | 0 | 0 | 0 | 0 | 0 | 0 | 0 | 0 | 0 | 0 | 0 | 0 | 0 | 0 | 0 | 0 | 0 | 0 | 0 | 0 | 0 | 0 | 0 | 0 | 0 | 0 | 0 | 0 | 0 | 0 | 0 | 0 | 0 | 0 | 0 | 0 | 0 | 0 | 0 | 0 | 0 | 0 | 0 | 0 | 0 | 0 | 0 | 0 | 0 | 0 | 0 | 0 | 0 | 0 | 0 | 0 | 0 | 0 | 0 | 0 | 0 | 0 | 0 | 0 | 0 | 0 | 0 | 0 | 0 | 0 | 0 | 0 | 0 | 0 | 0
|  |  | Number of semi annual periods in year | 2 | periods
|  |  | GB Refi debt service period counter | 0 | period | 0 | 0 | 0 | 0 | 0 | 0 | 0 | 0 | 0 | 0 | 0 | 0 | 0 | 0 | 0 | 0 | 0 | 0 | 0 | 0 | 0 | 0 | 0 | 0 | 0 | 0 | 0 | 0 | 0 | 0 | 0 | 0 | 0 | 0 | 0 | 0 | 0 | 0 | 0 | 0 | 0 | 0 | 0 | 0 | 0 | 0 | 0 | 0 | 0 | 0 | 0 | 0 | 0 | 0 | 0 | 0 | 0 | 0 | 0 | 0 | 0 | 0 | 0 | 0 | 0 | 0 | 0 | 0 | 0 | 0 | 0 | 0 | 0 | 0 | 0 | 0 | 0 | 0 | 0 | 0 | 0 | 0 | 0 | 0 | 0 | 0 | 0 | 0
|  |  | GB Refi debt service period flag | 0 | flag | 0 | 0 | 0 | 0 | 0 | 0 | 0 | 0 | 0 | 0 | 0 | 0 | 0 | 0 | 0 | 0 | 0 | 0 | 0 | 0 | 0 | 0 | 0 | 0 | 0 | 0 | 0 | 0 | 0 | 0 | 0 | 0 | 0 | 0 | 0 | 0 | 0 | 0 | 0 | 0 | 0 | 0 | 0 | 0 | 0 | 0 | 0 | 0 | 0 | 0 | 0 | 0 | 0 | 0 | 0 | 0 | 0 | 0 | 0 | 0 | 0 | 0 | 0 | 0 | 0 | 0 | 0 | 0 | 0 | 0 | 0 | 0 | 0 | 0 | 0 | 0 | 0 | 0 | 0 | 0 | 0 | 0 | 0 | 0 | 0 | 0 | 0 | 0
|  |  | GB Refi debt service year number |  | counter |  |  | 0 | 0 | 0 | 0 | 0 | 0 | 0 | 0 | 0 | 0 | 0 | 0 | 0 | 0 | 0 | 0 | 0 | 0 | 0 | 0 | 0 | 0 | 0 | 0 | 0 | 0 | 0 | 0 | 0 | 0 | 0 | 0 | 0 | 0 | 0 | 0 | 0 | 0 | 0 | 0 | 0 | 0 | 0 | 0 | 0 | 0 | 0 | 0 | 0 | 0 | 0 | 0 | 0 | 0 | 0 | 0 | 0 | 0 | 0 | 0 | 0 | 0 | 0 | 0 | 0 | 0 | 0 | 0 | 0 | 0 | 0 | 0 | 0 | 0 | 0 | 0 | 0 | 0 | 0 | 0 | 0 | 0 | 0 | 0 | 0 | 0
GB debt service PPF
|  |  | GB Refi debt service start date | 0 | date
|  |  | End of GB Refi tranche Loan amortization period | -1 | date
|  |  | Model period start date | 0 | date | 0 | 0 | 2021-07-01 | 2022-01-01 | 2022-07-01 | 2023-01-01 | 2023-07-01 | 2024-01-01 | 2024-07-01 | 2025-01-01 | 2025-07-01 | 2026-01-01 | 2026-07-01 | 2027-01-01 | 2027-07-01 | 2028-01-01 | 2028-07-01 | 2029-01-01 | 2029-07-01 | 2030-01-01 | 2030-07-01 | 2031-01-01 | 2031-07-01 | 2032-01-01 | 2032-07-01 | 2033-01-01 | 2033-07-01 | 2034-01-01 | 2034-07-01 | 2035-01-01 | 2035-07-01 | 2036-01-01 | 2036-07-01 | 2037-01-01 | 2037-07-01 | 2038-01-01 | 2038-07-01 | 2039-01-01 | 2039-07-01 | 2040-01-01 | 2040-07-01 | 2041-01-01 | 2041-07-01 | 2042-01-01 | 2042-07-01 | 2043-01-01 | 2043-07-01 | 2044-01-01 | 2044-07-01 | 2045-01-01 | 2045-07-01 | 2046-01-01 | 2046-07-01 | 2047-01-01 | 2047-07-01 | 2048-01-01 | 2048-07-01 | 2049-01-01 | 2049-07-01 | 2050-01-01 | 2050-07-01 | 2051-01-01 | 2051-07-01 | 2052-01-01 | 2052-07-01 | 2053-01-01 | 2053-07-01 | 2054-01-01 | 2054-07-01 | 2055-01-01 | 2055-07-01 | 2056-01-01 | 2056-07-01 | 2057-01-01 | 2057-07-01 | 2058-01-01 | 2058-07-01 | 2059-01-01 | 2059-07-01 | 2060-01-01 | 2060-07-01 | 2061-01-01 | 2061-07-01 | 2062-01-01 | 2062-07-01 | 2063-01-01 | 2063-07-01 | 2064-01-01
|  |  | Model period end date | 0 | date | 0 | 0 | 2021-12-31 | 2022-06-30 | 2022-12-31 | 2023-06-30 | 2023-12-31 | 2024-06-30 | 2024-12-31 | 2025-06-30 | 2025-12-31 | 2026-06-30 | 2026-12-31 | 2027-06-30 | 2027-12-31 | 2028-06-30 | 2028-12-31 | 2029-06-30 | 2029-12-31 | 2030-06-30 | 2030-12-31 | 2031-06-30 | 2031-12-31 | 2032-06-30 | 2032-12-31 | 2033-06-30 | 2033-12-31 | 2034-06-30 | 2034-12-31 | 2035-06-30 | 2035-12-31 | 2036-06-30 | 2036-12-31 | 2037-06-30 | 2037-12-31 | 2038-06-30 | 2038-12-31 | 2039-06-30 | 2039-12-31 | 2040-06-30 | 2040-12-31 | 2041-06-30 | 2041-12-31 | 2042-06-30 | 2042-12-31 | 2043-06-30 | 2043-12-31 | 2044-06-30 | 2044-12-31 | 2045-06-30 | 2045-12-31 | 2046-06-30 | 2046-12-31 | 2047-06-30 | 2047-12-31 | 2048-06-30 | 2048-12-31 | 2049-06-30 | 2049-12-31 | 2050-06-30 | 2050-12-31 | 2051-06-30 | 2051-12-31 | 2052-06-30 | 2052-12-31 | 2053-06-30 | 2053-12-31 | 2054-06-30 | 2054-12-31 | 2055-06-30 | 2055-12-31 | 2056-06-30 | 2056-12-31 | 2057-06-30 | 2057-12-31 | 2058-06-30 | 2058-12-31 | 2059-06-30 | 2059-12-31 | 2060-06-30 | 2060-12-31 | 2061-06-30 | 2061-12-31 | 2062-06-30 | 2062-12-31 | 2063-06-30 | 2063-12-31 | 2064-06-30
|  |  | Days in GB Refi days in debt service period |  | days | 0 |  | 0 | 0 | 0 | 0 | 0 | 0 | 0 | 0 | 0 | 0 | 0 | 0 | 0 | 0 | 0 | 0 | 0 | 0 | 0 | 0 | 0 | 0 | 0 | 0 | 0 | 0 | 0 | 0 | 0 | 0 | 0 | 0 | 0 | 0 | 0 | 0 | 0 | 0 | 0 | 0 | 0 | 0 | 0 | 0 | 0 | 0 | 0 | 0 | 0 | 0 | 0 | 0 | 0 | 0 | 0 | 0 | 0 | 0 | 0 | 0 | 0 | 0 | 0 | 0 | 0 | 0 | 0 | 0 | 0 | 0 | 0 | 0 | 0 | 0 | 0 | 0 | 0 | 0 | 0 | 0 | 0 | 0 | 0 | 0 | 0 | 0
|  |  | Days in GB Refi days in debt service period | 0 | days | 0 | 0 | 0 | 0 | 0 | 0 | 0 | 0 | 0 | 0 | 0 | 0 | 0 | 0 | 0 | 0 | 0 | 0 | 0 | 0 | 0 | 0 | 0 | 0 | 0 | 0 | 0 | 0 | 0 | 0 | 0 | 0 | 0 | 0 | 0 | 0 | 0 | 0 | 0 | 0 | 0 | 0 | 0 | 0 | 0 | 0 | 0 | 0 | 0 | 0 | 0 | 0 | 0 | 0 | 0 | 0 | 0 | 0 | 0 | 0 | 0 | 0 | 0 | 0 | 0 | 0 | 0 | 0 | 0 | 0 | 0 | 0 | 0 | 0 | 0 | 0 | 0 | 0 | 0 | 0 | 0 | 0 | 0 | 0 | 0 | 0 | 0 | 0
|  |  | Days in period | 0 | days | 15706 | 0 | 184 | 181 | 184 | 181 | 184 | 182 | 184 | 181 | 184 | 181 | 184 | 181 | 184 | 182 | 184 | 181 | 184 | 181 | 184 | 181 | 184 | 182 | 184 | 181 | 184 | 181 | 184 | 181 | 184 | 182 | 184 | 181 | 184 | 181 | 184 | 181 | 184 | 182 | 184 | 181 | 184 | 181 | 184 | 181 | 184 | 182 | 184 | 181 | 184 | 181 | 184 | 181 | 184 | 182 | 184 | 181 | 184 | 181 | 184 | 181 | 184 | 182 | 184 | 181 | 184 | 181 | 184 | 181 | 184 | 182 | 184 | 181 | 184 | 181 | 184 | 181 | 184 | 182 | 184 | 181 | 184 | 181 | 184 | 181 | 184 | 182
|  |  | GB Refi debt service period ppf |  | factor | 0 |  | 0 | 0 | 0 | 0 | 0 | 0 | 0 | 0 | 0 | 0 | 0 | 0 | 0 | 0 | 0 | 0 | 0 | 0 | 0 | 0 | 0 | 0 | 0 | 0 | 0 | 0 | 0 | 0 | 0 | 0 | 0 | 0 | 0 | 0 | 0 | 0 | 0 | 0 | 0 | 0 | 0 | 0 | 0 | 0 | 0 | 0 | 0 | 0 | 0 | 0 | 0 | 0 | 0 | 0 | 0 | 0 | 0 | 0 | 0 | 0 | 0 | 0 | 0 | 0 | 0 | 0 | 0 | 0 | 0 | 0 | 0 | 0 | 0 | 0 | 0 | 0 | 0 | 0 | 0 | 0 | 0 | 0 | 0 | 0 | 0 | 0
GB Refi tranche repayment period flag
|  |  | GB Refi debt service start date | 0 | date
|  |  | GB Refi debt repayment period - grace period | 0 | months
|  |  | GB Refi debt first repayment date | -1 | date
|  |  | GB Refi debt first repayment date | -1 | date
|  |  | Model period end date | 0 | date | 0 | 0 | 2021-12-31 | 2022-06-30 | 2022-12-31 | 2023-06-30 | 2023-12-31 | 2024-06-30 | 2024-12-31 | 2025-06-30 | 2025-12-31 | 2026-06-30 | 2026-12-31 | 2027-06-30 | 2027-12-31 | 2028-06-30 | 2028-12-31 | 2029-06-30 | 2029-12-31 | 2030-06-30 | 2030-12-31 | 2031-06-30 | 2031-12-31 | 2032-06-30 | 2032-12-31 | 2033-06-30 | 2033-12-31 | 2034-06-30 | 2034-12-31 | 2035-06-30 | 2035-12-31 | 2036-06-30 | 2036-12-31 | 2037-06-30 | 2037-12-31 | 2038-06-30 | 2038-12-31 | 2039-06-30 | 2039-12-31 | 2040-06-30 | 2040-12-31 | 2041-06-30 | 2041-12-31 | 2042-06-30 | 2042-12-31 | 2043-06-30 | 2043-12-31 | 2044-06-30 | 2044-12-31 | 2045-06-30 | 2045-12-31 | 2046-06-30 | 2046-12-31 | 2047-06-30 | 2047-12-31 | 2048-06-30 | 2048-12-31 | 2049-06-30 | 2049-12-31 | 2050-06-30 | 2050-12-31 | 2051-06-30 | 2051-12-31 | 2052-06-30 | 2052-12-31 | 2053-06-30 | 2053-12-31 | 2054-06-30 | 2054-12-31 | 2055-06-30 | 2055-12-31 | 2056-06-30 | 2056-12-31 | 2057-06-30 | 2057-12-31 | 2058-06-30 | 2058-12-31 | 2059-06-30 | 2059-12-31 | 2060-06-30 | 2060-12-31 | 2061-06-30 | 2061-12-31 | 2062-06-30 | 2062-12-31 | 2063-06-30 | 2063-12-31 | 2064-06-30
|  |  | GB Refi debt repayment start period flag |  | flag | 0 |  | 0 | 0 | 0 | 0 | 0 | 0 | 0 | 0 | 0 | 0 | 0 | 0 | 0 | 0 | 0 | 0 | 0 | 0 | 0 | 0 | 0 | 0 | 0 | 0 | 0 | 0 | 0 | 0 | 0 | 0 | 0 | 0 | 0 | 0 | 0 | 0 | 0 | 0 | 0 | 0 | 0 | 0 | 0 | 0 | 0 | 0 | 0 | 0 | 0 | 0 | 0 | 0 | 0 | 0 | 0 | 0 | 0 | 0 | 0 | 0 | 0 | 0 | 0 | 0 | 0 | 0 | 0 | 0 | 0 | 0 | 0 | 0 | 0 | 0 | 0 | 0 | 0 | 0 | 0 | 0 | 0 | 0 | 0 | 0 | 0 | 0
|  |  | GB Refi debt repayment start period flag | 0 | flag | 0 | 0 | 0 | 0 | 0 | 0 | 0 | 0 | 0 | 0 | 0 | 0 | 0 | 0 | 0 | 0 | 0 | 0 | 0 | 0 | 0 | 0 | 0 | 0 | 0 | 0 | 0 | 0 | 0 | 0 | 0 | 0 | 0 | 0 | 0 | 0 | 0 | 0 | 0 | 0 | 0 | 0 | 0 | 0 | 0 | 0 | 0 | 0 | 0 | 0 | 0 | 0 | 0 | 0 | 0 | 0 | 0 | 0 | 0 | 0 | 0 | 0 | 0 | 0 | 0 | 0 | 0 | 0 | 0 | 0 | 0 | 0 | 0 | 0 | 0 | 0 | 0 | 0 | 0 | 0 | 0 | 0 | 0 | 0 | 0 | 0 | 0 | 0
|  |  | GB Refi debt service period end flag | 0 | flag | 0 | 0 | 0 | 0 | 0 | 0 | 0 | 0 | 0 | 0 | 0 | 0 | 0 | 0 | 0 | 0 | 0 | 0 | 0 | 0 | 0 | 0 | 0 | 0 | 0 | 0 | 0 | 0 | 0 | 0 | 0 | 0 | 0 | 0 | 0 | 0 | 0 | 0 | 0 | 0 | 0 | 0 | 0 | 0 | 0 | 0 | 0 | 0 | 0 | 0 | 0 | 0 | 0 | 0 | 0 | 0 | 0 | 0 | 0 | 0 | 0 | 0 | 0 | 0 | 0 | 0 | 0 | 0 | 0 | 0 | 0 | 0 | 0 | 0 | 0 | 0 | 0 | 0 | 0 | 0 | 0 | 0 | 0 | 0 | 0 | 0 | 0 | 0
|  |  | GB Refi debt repayment period flag |  | flag | 0 |  | 0 | 0 | 0 | 0 | 0 | 0 | 0 | 0 | 0 | 0 | 0 | 0 | 0 | 0 | 0 | 0 | 0 | 0 | 0 | 0 | 0 | 0 | 0 | 0 | 0 | 0 | 0 | 0 | 0 | 0 | 0 | 0 | 0 | 0 | 0 | 0 | 0 | 0 | 0 | 0 | 0 | 0 | 0 | 0 | 0 | 0 | 0 | 0 | 0 | 0 | 0 | 0 | 0 | 0 | 0 | 0 | 0 | 0 | 0 | 0 | 0 | 0 | 0 | 0 | 0 | 0 | 0 | 0 | 0 | 0 | 0 | 0 | 0 | 0 | 0 | 0 | 0 | 0 | 0 | 0 | 0 | 0 | 0 | 0 | 0 | 0
Senior + Refi debt service PPF
|  |  | Refinancing active | 0 | 1 = yes, 0 = no
|  |  | Senior debt service period ppf | 0 | factor | 37.5 | 0 | 0 | 0 | 0 | 0 | 0 | 0 | 0 | 0 | 1 | 1 | 1 | 1 | 1 | 1 | 1 | 1 | 1 | 1 | 1 | 1 | 1 | 1 | 1 | 1 | 1 | 1 | 1 | 1 | 1 | 1 | 1 | 1 | 1 | 1 | 1 | 1 | 1 | 1 | 1 | 1 | 1 | 1 | 1 | 1 | 1 | 0.5 | 0 | 0 | 0 | 0 | 0 | 0 | 0 | 0 | 0 | 0 | 0 | 0 | 0 | 0 | 0 | 0 | 0 | 0 | 0 | 0 | 0 | 0 | 0 | 0 | 0 | 0 | 0 | 0 | 0 | 0 | 0 | 0 | 0 | 0 | 0 | 0 | 0 | 0 | 0 | 0
|  |  | GB Refi debt service period ppf | 0 | factor | 0 | 0 | 0 | 0 | 0 | 0 | 0 | 0 | 0 | 0 | 0 | 0 | 0 | 0 | 0 | 0 | 0 | 0 | 0 | 0 | 0 | 0 | 0 | 0 | 0 | 0 | 0 | 0 | 0 | 0 | 0 | 0 | 0 | 0 | 0 | 0 | 0 | 0 | 0 | 0 | 0 | 0 | 0 | 0 | 0 | 0 | 0 | 0 | 0 | 0 | 0 | 0 | 0 | 0 | 0 | 0 | 0 | 0 | 0 | 0 | 0 | 0 | 0 | 0 | 0 | 0 | 0 | 0 | 0 | 0 | 0 | 0 | 0 | 0 | 0 | 0 | 0 | 0 | 0 | 0 | 0 | 0 | 0 | 0 | 0 | 0 | 0 | 0
|  |  | Senior + Refi debt service PPF |  | factor | 37.5 |  | 0 | 0 | 0 | 0 | 0 | 0 | 0 | 0 | 1 | 1 | 1 | 1 | 1 | 1 | 1 | 1 | 1 | 1 | 1 | 1 | 1 | 1 | 1 | 1 | 1 | 1 | 1 | 1 | 1 | 1 | 1 | 1 | 1 | 1 | 1 | 1 | 1 | 1 | 1 | 1 | 1 | 1 | 1 | 1 | 1 | 0.5 | 0 | 0 | 0 | 0 | 0 | 0 | 0 | 0 | 0 | 0 | 0 | 0 | 0 | 0 | 0 | 0 | 0 | 0 | 0 | 0 | 0 | 0 | 0 | 0 | 0 | 0 | 0 | 0 | 0 | 0 | 0 | 0 | 0 | 0 | 0 | 0 | 0 | 0 | 0 | 0
Senior + Refi debt service flag
|  |  | Refinancing active | 0 | 1 = yes, 0 = no
|  |  | Senior debt service period flag | 0 | flag | 38 | 0 | 0 | 0 | 0 | 0 | 0 | 0 | 0 | 0 | 1 | 1 | 1 | 1 | 1 | 1 | 1 | 1 | 1 | 1 | 1 | 1 | 1 | 1 | 1 | 1 | 1 | 1 | 1 | 1 | 1 | 1 | 1 | 1 | 1 | 1 | 1 | 1 | 1 | 1 | 1 | 1 | 1 | 1 | 1 | 1 | 1 | 1 | 0 | 0 | 0 | 0 | 0 | 0 | 0 | 0 | 0 | 0 | 0 | 0 | 0 | 0 | 0 | 0 | 0 | 0 | 0 | 0 | 0 | 0 | 0 | 0 | 0 | 0 | 0 | 0 | 0 | 0 | 0 | 0 | 0 | 0 | 0 | 0 | 0 | 0 | 0 | 0
|  |  | GB Refi debt service period flag | 0 | flag | 0 | 0 | 0 | 0 | 0 | 0 | 0 | 0 | 0 | 0 | 0 | 0 | 0 | 0 | 0 | 0 | 0 | 0 | 0 | 0 | 0 | 0 | 0 | 0 | 0 | 0 | 0 | 0 | 0 | 0 | 0 | 0 | 0 | 0 | 0 | 0 | 0 | 0 | 0 | 0 | 0 | 0 | 0 | 0 | 0 | 0 | 0 | 0 | 0 | 0 | 0 | 0 | 0 | 0 | 0 | 0 | 0 | 0 | 0 | 0 | 0 | 0 | 0 | 0 | 0 | 0 | 0 | 0 | 0 | 0 | 0 | 0 | 0 | 0 | 0 | 0 | 0 | 0 | 0 | 0 | 0 | 0 | 0 | 0 | 0 | 0 | 0 | 0
|  |  | Senior + Refi debt service flag |  | factor | 38 |  | 0 | 0 | 0 | 0 | 0 | 0 | 0 | 0 | 1 | 1 | 1 | 1 | 1 | 1 | 1 | 1 | 1 | 1 | 1 | 1 | 1 | 1 | 1 | 1 | 1 | 1 | 1 | 1 | 1 | 1 | 1 | 1 | 1 | 1 | 1 | 1 | 1 | 1 | 1 | 1 | 1 | 1 | 1 | 1 | 1 | 1 | 0 | 0 | 0 | 0 | 0 | 0 | 0 | 0 | 0 | 0 | 0 | 0 | 0 | 0 | 0 | 0 | 0 | 0 | 0 | 0 | 0 | 0 | 0 | 0 | 0 | 0 | 0 | 0 | 0 | 0 | 0 | 0 | 0 | 0 | 0 | 0 | 0 | 0 | 0 | 0
END

## Oper
Oper
|  |  |  | Model period start date | 0 | Error chks | time axis 2021-07-01 to 2064-01-01
|  |  |  | Model period end date | 0 | Track chgs | time axis 2021-12-31 to 2064-06-30
|  |  |  | Timeline label | 1 | Alerts |  |  | Dev | Dev | Dev | FC/Const. | Const | Const | Const | Const | Ops - PPA | Ops - PPA | Ops - PPA | Ops - PPA | Ops - PPA | Ops - PPA | Ops - PPA | Ops - PPA | Ops - PPA | Ops - PPA | Ops - PPA | Ops - PPA | Ops - PPA | Ops - PPA | Ops - PPA | Ops - PPA | Ops - PPA | Ops - PPA | Ops - PPA | Ops - PPA | Ops - PPA | Ops - PPA | Ops - PPA | Ops - PPA | Ops - PPA | Ops - PPA | Ops - PPA | Ops - PPA | Ops - PPA | Ops - PPA | Ops - PPA | Ops - PPA | Ops - PPA | Ops - PPA | Ops - PPA | Ops - PPA | Ops - PPA | Ops - PPA | Ops - PPA | Ops - PPA | Ops - PPA | Ops - PPA | Ops - PPA | Ops - PPA | Ops - PPA | Ops - PPA | Ops - PPA | Ops - PPA | Ops - PPA | Ops - PPA | Ops - PPA | Ops - PPA | Ops - PPA | Ops - PPA | Ops - PPA | Ops - PPA | Ops - PPA | Ops - PPA | Ops - PPA | Ops - PPA | Post-Ops | Post-Ops | Post-Ops | Post-Ops | Post-Ops | Post-Ops | Post-Ops | Post-Ops | Post-Ops | Post-Ops | Post-Ops | Post-Ops | Post-Ops | Post-Ops | Post-Ops | Post-Ops | Post-Ops | Post-Ops
|  |  |  | Model column counter | Constant | Unit | Total |  | 1 | 2 | 3 | 4 | 5 | 6 | 7 | 8 | 9 | 10 | 11 | 12 | 13 | 14 | 15 | 16 | 17 | 18 | 19 | 20 | 21 | 22 | 23 | 24 | 25 | 26 | 27 | 28 | 29 | 30 | 31 | 32 | 33 | 34 | 35 | 36 | 37 | 38 | 39 | 40 | 41 | 42 | 43 | 44 | 45 | 46 | 47 | 48 | 49 | 50 | 51 | 52 | 53 | 54 | 55 | 56 | 57 | 58 | 59 | 60 | 61 | 62 | 63 | 64 | 65 | 66 | 67 | 68 | 69 | 70 | 71 | 72 | 73 | 74 | 75 | 76 | 77 | 78 | 79 | 80 | 81 | 82 | 83 | 84 | 85 | 86
REVENUE
Degradation factor
|  |  |  | Degaradation rate - sensitivity | 0% | % p.a.
|  |  |  | Length of PPA | 30 | years
|  |  |  | Elapsed operational year counter | 0 | counter | 0 | 0 | 0 | 0 | 0 | 0 | 0 | 0 | 0 | 0 | 0 | 0 | 1 | 1 | 2 | 2 | 3 | 3 | 4 | 4 | 5 | 5 | 6 | 6 | 7 | 7 | 8 | 8 | 9 | 9 | 10 | 10 | 11 | 11 | 12 | 12 | 13 | 13 | 14 | 14 | 15 | 15 | 16 | 16 | 17 | 17 | 18 | 18 | 19 | 19 | 20 | 20 | 21 | 21 | 22 | 22 | 23 | 23 | 24 | 24 | 25 | 25 | 26 | 26 | 27 | 27 | 28 | 28 | 29 | 29 | 0 | 0 | 0 | 0 | 0 | 0 | 0 | 0 | 0 | 0 | 0 | 0 | 0 | 0 | 0 | 0 | 0 | 0
|  |  |  | Operations period flag | 0 | flag | 60 | 0 | 0 | 0 | 0 | 0 | 0 | 0 | 0 | 0 | 1 | 1 | 1 | 1 | 1 | 1 | 1 | 1 | 1 | 1 | 1 | 1 | 1 | 1 | 1 | 1 | 1 | 1 | 1 | 1 | 1 | 1 | 1 | 1 | 1 | 1 | 1 | 1 | 1 | 1 | 1 | 1 | 1 | 1 | 1 | 1 | 1 | 1 | 1 | 1 | 1 | 1 | 1 | 1 | 1 | 1 | 1 | 1 | 1 | 1 | 1 | 1 | 1 | 1 | 1 | 1 | 1 | 1 | 1 | 1 | 0 | 0 | 0 | 0 | 0 | 0 | 0 | 0 | 0 | 0 | 0 | 0 | 0 | 0 | 0 | 0 | 0 | 0
|  |  |  | Degradation factor sensitivity |  | factor |  |  | 0% | 0% | 0% | 0% | 0% | 0% | 0% | 0% | 100% | 100% | 100% | 100% | 100% | 100% | 100% | 100% | 100% | 100% | 100% | 100% | 100% | 100% | 100% | 100% | 100% | 100% | 100% | 100% | 100% | 100% | 100% | 100% | 100% | 100% | 100% | 100% | 100% | 100% | 100% | 100% | 100% | 100% | 100% | 100% | 100% | 100% | 100% | 100% | 100% | 100% | 100% | 100% | 100% | 100% | 100% | 100% | 100% | 100% | 100% | 100% | 100% | 100% | 100% | 100% | 100% | 100% | 100% | 100% | 0% | 0% | 0% | 0% | 0% | 0% | 0% | 0% | 0% | 0% | 0% | 0% | 0% | 0% | 0% | 0% | 0% | 0%
Seasonality adjustment
|  |  |  | First operational date | 2025-07-01 | date
|  |  |  | Number of months in modelling period | 6 | months
|  |  |  | End of first operational period | 2025-12-31 | date
|  |  |  | End of first operational period | 2025-12-31 | date
|  |  |  | First operational date | 2025-07-01 | date
|  |  |  | January | 2026-01-01 | date
|  |  |  | February | 2026-02-01 | date
|  |  |  | March | 2026-03-01 | date
|  |  |  | April | 2026-04-01 | date
|  |  |  | May | 2026-05-01 | date
|  |  |  | June | 2026-06-01 | date
|  |  |  | July | 2025-07-01 | date
|  |  |  | August | 2025-08-01 | date
|  |  |  | September | 2025-09-01 | date
|  |  |  | October | 2025-10-01 | date
|  |  |  | November | 2025-11-01 | date
|  |  |  | December | 2025-12-01 | date
|  |  |  | January | 0% | %
|  |  |  | February | 0% | %
|  |  |  | March | 0% | %
|  |  |  | April | 0% | %
|  |  |  | May | 0% | %
|  |  |  | June | 0% | %
|  |  |  | July | 100% | %
|  |  |  | August | 100% | %
|  |  |  | September | 100% | %
|  |  |  | October | 100% | %
|  |  |  | November | 100% | %
|  |  |  | December | 100% | %
|  |  |  | January | 3.504% | %
|  |  |  | February | 4.535% | %
|  |  |  | March | 6.724% | %
|  |  |  | April | 8.876% | %
|  |  |  | May | 11.46% | %
|  |  |  | June | 13.02% | %
|  |  |  | July | 13.58% | %
|  |  |  | August | 12.57% | %
|  |  |  | September | 10.44% | %
|  |  |  | October | 7.509% | %
|  |  |  | November | 4.539% | %
|  |  |  | December | 3.238% | %
|  |  |  | January | 0% | %
|  |  |  | February | 0% | %
|  |  |  | March | 0% | %
|  |  |  | April | 0% | %
|  |  |  | May | 0% | %
|  |  |  | June | 0% | %
|  |  |  | July | 100% | %
|  |  |  | August | 100% | %
|  |  |  | September | 100% | %
|  |  |  | October | 100% | %
|  |  |  | November | 100% | %
|  |  |  | December | 100% | %
|  |  |  | Period 1 seasonality factor | 51.88% | %
|  |  |  | Period 1 seasonality factor | 51.88% | %
|  |  |  | Operations and post contract semi annual period | 0 | half year # | 0 | 0 | 0 | 0 | 0 | 0 | 0 | 0 | 0 | 0 | 1 | 2 | 1 | 2 | 1 | 2 | 1 | 2 | 1 | 2 | 1 | 2 | 1 | 2 | 1 | 2 | 1 | 2 | 1 | 2 | 1 | 2 | 1 | 2 | 1 | 2 | 1 | 2 | 1 | 2 | 1 | 2 | 1 | 2 | 1 | 2 | 1 | 2 | 1 | 2 | 1 | 2 | 1 | 2 | 1 | 2 | 1 | 2 | 1 | 2 | 1 | 2 | 1 | 2 | 1 | 2 | 1 | 2 | 1 | 2 | 1 | 2 | 1 | 2 | 1 | 2 | 1 | 2 | 1 | 2 | 1 | 2 | 1 | 2 | 1 | 2 | 1 | 2
|  |  |  | Seasonality adjustment |  | % |  |  | 0% | 0% | 0% | 0% | 0% | 0% | 0% | 0% | 51.88% | 48.12% | 51.88% | 48.12% | 51.88% | 48.12% | 51.88% | 48.12% | 51.88% | 48.12% | 51.88% | 48.12% | 51.88% | 48.12% | 51.88% | 48.12% | 51.88% | 48.12% | 51.88% | 48.12% | 51.88% | 48.12% | 51.88% | 48.12% | 51.88% | 48.12% | 51.88% | 48.12% | 51.88% | 48.12% | 51.88% | 48.12% | 51.88% | 48.12% | 51.88% | 48.12% | 51.88% | 48.12% | 51.88% | 48.12% | 51.88% | 48.12% | 51.88% | 48.12% | 51.88% | 48.12% | 51.88% | 48.12% | 51.88% | 48.12% | 51.88% | 48.12% | 51.88% | 48.12% | 51.88% | 48.12% | 51.88% | 48.12% | 51.88% | 48.12% | 51.88% | 48.12% | 51.88% | 48.12% | 51.88% | 48.12% | 51.88% | 48.12% | 51.88% | 48.12% | 51.88% | 48.12% | 51.88% | 48.12% | 51.88% | 48.12% | 51.88% | 48.12%
Probability - P50
|  |  |  | P50 annual generation - sensitivity | 0% | %
|  |  |  | P50 annual generation - year 1 | 594.248 | GWh
|  |  |  | P50 annual generation - year 2 | 593.191 | GWh
|  |  |  | P50 annual generation - year 3 | 592.122 | GWh
|  |  |  | P50 annual generation - year 4 | 591.038 | GWh
|  |  |  | P50 annual generation - year 5 | 589.945 | GWh
|  |  |  | P50 annual generation - year 6 | 588.842 | GWh
|  |  |  | P50 annual generation - year 7 | 587.721 | GWh
|  |  |  | P50 annual generation - year 8 | 586.585 | GWh
|  |  |  | P50 annual generation - year 9 | 585.44 | GWh
|  |  |  | P50 annual generation - year 10 | 584.286 | GWh
|  |  |  | P50 annual generation - year 11 | 583.12 | GWh
|  |  |  | P50 annual generation - year 12 | 581.947 | GWh
|  |  |  | P50 annual generation - year 13 | 580.76 | GWh
|  |  |  | P50 annual generation - year 14 | 579.562 | GWh
|  |  |  | P50 annual generation - year 15 | 578.35 | GWh
|  |  |  | P50 annual generation - year 16 | 577.129 | GWh
|  |  |  | P50 annual generation - year 17 | 575.896 | GWh
|  |  |  | P50 annual generation - year 18 | 574.65 | GWh
|  |  |  | P50 annual generation - year 19 | 573.389 | GWh
|  |  |  | P50 annual generation - year 20 | 572.118 | GWh
|  |  |  | P50 annual generation - year 21 | 570.834 | GWh
|  |  |  | P50 annual generation - year 22 | 569.538 | GWh
|  |  |  | P50 annual generation - year 23 | 568.232 | GWh
|  |  |  | P50 annual generation - year 24 | 566.912 | GWh
|  |  |  | P50 annual generation - year 25 | 565.583 | GWh
|  |  |  | P50 annual generation - year 26 | 564.249 | GWh
|  |  |  | P50 annual generation - year 27 | 562.901 | GWh
|  |  |  | P50 annual generation - year 28 | 561.54 | GWh
|  |  |  | P50 annual generation - year 29 | 560.166 | GWh
|  |  |  | P50 annual generation - year 30 | 558.781 | GWh
|  |  |  | P50 annual generation - year 31 | 0 | GWh
|  |  |  | P50 annual generation - year 32 | 0 | GWh
|  |  |  | P50 annual generation - year 33 | 0 | GWh
|  |  |  | P50 annual generation - year 34 | 0 | GWh
|  |  |  | P50 annual generation - year 35 | 0 | GWh
|  |  |  | P50 annual generation - year 36 | 0 | GWh
|  |  |  | P50 annual generation - year 37 | 0 | GWh
|  |  |  | P50 annual generation - year 38 | 0 | GWh
|  |  |  | P50 annual generation - year 39 | 0 | GWh
|  |  |  | P50 annual generation - year 40 | 0 | GWh
|  |  |  | Operations period flag | 0 | flag | 60 | 0 | 0 | 0 | 0 | 0 | 0 | 0 | 0 | 0 | 1 | 1 | 1 | 1 | 1 | 1 | 1 | 1 | 1 | 1 | 1 | 1 | 1 | 1 | 1 | 1 | 1 | 1 | 1 | 1 | 1 | 1 | 1 | 1 | 1 | 1 | 1 | 1 | 1 | 1 | 1 | 1 | 1 | 1 | 1 | 1 | 1 | 1 | 1 | 1 | 1 | 1 | 1 | 1 | 1 | 1 | 1 | 1 | 1 | 1 | 1 | 1 | 1 | 1 | 1 | 1 | 1 | 1 | 1 | 1 | 0 | 0 | 0 | 0 | 0 | 0 | 0 | 0 | 0 | 0 | 0 | 0 | 0 | 0 | 0 | 0 | 0 | 0
|  |  |  | Operations year number | 0 | counter | 0 | 0 | 0 | 0 | 0 | 0 | 0 | 0 | 0 | 0 | 1 | 1 | 2 | 2 | 3 | 3 | 4 | 4 | 5 | 5 | 6 | 6 | 7 | 7 | 8 | 8 | 9 | 9 | 10 | 10 | 11 | 11 | 12 | 12 | 13 | 13 | 14 | 14 | 15 | 15 | 16 | 16 | 17 | 17 | 18 | 18 | 19 | 19 | 20 | 20 | 21 | 21 | 22 | 22 | 23 | 23 | 24 | 24 | 25 | 25 | 26 | 26 | 27 | 27 | 28 | 28 | 29 | 29 | 30 | 30 | 0 | 0 | 0 | 0 | 0 | 0 | 0 | 0 | 0 | 0 | 0 | 0 | 0 | 0 | 0 | 0 | 0 | 0
|  |  |  | P50 annual generation |  | GWh | 34638.15 |  | 0 | 0 | 0 | 0 | 0 | 0 | 0 | 0 | 594.248 | 594.248 | 593.191 | 593.191 | 592.122 | 592.122 | 591.038 | 591.038 | 589.945 | 589.945 | 588.842 | 588.842 | 587.721 | 587.721 | 586.585 | 586.585 | 585.44 | 585.44 | 584.286 | 584.286 | 583.12 | 583.12 | 581.947 | 581.947 | 580.76 | 580.76 | 579.562 | 579.562 | 578.35 | 578.35 | 577.129 | 577.129 | 575.896 | 575.896 | 574.65 | 574.65 | 573.389 | 573.389 | 572.118 | 572.118 | 570.834 | 570.834 | 569.538 | 569.538 | 568.232 | 568.232 | 566.912 | 566.912 | 565.583 | 565.583 | 564.249 | 564.249 | 562.901 | 562.901 | 561.54 | 561.54 | 560.166 | 560.166 | 558.781 | 558.781 | 0 | 0 | 0 | 0 | 0 | 0 | 0 | 0 | 0 | 0 | 0 | 0 | 0 | 0 | 0 | 0 | 0 | 0
|  |  |  | P50 annual generation | 0 | GWh | 34638.15 | 0 | 0 | 0 | 0 | 0 | 0 | 0 | 0 | 0 | 594.248 | 594.248 | 593.191 | 593.191 | 592.122 | 592.122 | 591.038 | 591.038 | 589.945 | 589.945 | 588.842 | 588.842 | 587.721 | 587.721 | 586.585 | 586.585 | 585.44 | 585.44 | 584.286 | 584.286 | 583.12 | 583.12 | 581.947 | 581.947 | 580.76 | 580.76 | 579.562 | 579.562 | 578.35 | 578.35 | 577.129 | 577.129 | 575.896 | 575.896 | 574.65 | 574.65 | 573.389 | 573.389 | 572.118 | 572.118 | 570.834 | 570.834 | 569.538 | 569.538 | 568.232 | 568.232 | 566.912 | 566.912 | 565.583 | 565.583 | 564.249 | 564.249 | 562.901 | 562.901 | 561.54 | 561.54 | 560.166 | 560.166 | 558.781 | 558.781 | 0 | 0 | 0 | 0 | 0 | 0 | 0 | 0 | 0 | 0 | 0 | 0 | 0 | 0 | 0 | 0 | 0 | 0
|  |  |  | First operations period flag | 0 | flag | 1 | 0 | 0 | 0 | 0 | 0 | 0 | 0 | 0 | 0 | 1 | 0 | 0 | 0 | 0 | 0 | 0 | 0 | 0 | 0 | 0 | 0 | 0 | 0 | 0 | 0 | 0 | 0 | 0 | 0 | 0 | 0 | 0 | 0 | 0 | 0 | 0 | 0 | 0 | 0 | 0 | 0 | 0 | 0 | 0 | 0 | 0 | 0 | 0 | 0 | 0 | 0 | 0 | 0 | 0 | 0 | 0 | 0 | 0 | 0 | 0 | 0 | 0 | 0 | 0 | 0 | 0 | 0 | 0 | 0 | 0 | 0 | 0 | 0 | 0 | 0 | 0 | 0 | 0 | 0 | 0 | 0 | 0 | 0 | 0 | 0 | 0 | 0
|  |  |  | P50 annual generation - first operating year | 594.248 | GWh
Probability - P75
|  |  |  | P75 annual generation - sensitivity | 0% | %
|  |  |  | P75 annual generation - year 1 | 0 | GWh
|  |  |  | P75 annual generation - year 2 | 0 | GWh
|  |  |  | P75 annual generation - year 3 | 0 | GWh
|  |  |  | P75 annual generation - year 4 | 0 | GWh
|  |  |  | P75 annual generation - year 5 | 0 | GWh
|  |  |  | P75 annual generation - year 6 | 0 | GWh
|  |  |  | P75 annual generation - year 7 | 0 | GWh
|  |  |  | P75 annual generation - year 8 | 0 | GWh
|  |  |  | P75 annual generation - year 9 | 0 | GWh
|  |  |  | P75 annual generation - year 10 | 0 | GWh
|  |  |  | P75 annual generation - year 11 | 0 | GWh
|  |  |  | P75 annual generation - year 12 | 0 | GWh
|  |  |  | P75 annual generation - year 13 | 0 | GWh
|  |  |  | P75 annual generation - year 14 | 0 | GWh
|  |  |  | P75 annual generation - year 15 | 0 | GWh
|  |  |  | P75 annual generation - year 16 | 0 | GWh
|  |  |  | P75 annual generation - year 17 | 0 | GWh
|  |  |  | P75 annual generation - year 18 | 0 | GWh
|  |  |  | P75 annual generation - year 19 | 0 | GWh
|  |  |  | P75 annual generation - year 20 | 0 | GWh
|  |  |  | P75 annual generation - year 21 | 0 | GWh
|  |  |  | P75 annual generation - year 22 | 0 | GWh
|  |  |  | P75 annual generation - year 23 | 0 | GWh
|  |  |  | P75 annual generation - year 24 | 0 | GWh
|  |  |  | P75 annual generation - year 25 | 0 | GWh
|  |  |  | P75 annual generation - year 26 | 0 | GWh
|  |  |  | P75 annual generation - year 27 | 0 | GWh
|  |  |  | P75 annual generation - year 28 | 0 | GWh
|  |  |  | P75 annual generation - year 29 | 0 | GWh
|  |  |  | P75 annual generation - year 30 | 0 | GWh
|  |  |  | P75 annual generation - year 31 | 0 | GWh
|  |  |  | P75 annual generation - year 32 | 0 | GWh
|  |  |  | P75 annual generation - year 33 | 0 | GWh
|  |  |  | P75 annual generation - year 34 | 0 | GWh
|  |  |  | P75 annual generation - year 35 | 0 | GWh
|  |  |  | P75 annual generation - year 36 | 0 | GWh
|  |  |  | P75 annual generation - year 37 | 0 | GWh
|  |  |  | P75 annual generation - year 38 | 0 | GWh
|  |  |  | P75 annual generation - year 39 | 0 | GWh
|  |  |  | P75 annual generation - year 40 | 0 | GWh
|  |  |  | Operations period flag | 0 | flag | 60 | 0 | 0 | 0 | 0 | 0 | 0 | 0 | 0 | 0 | 1 | 1 | 1 | 1 | 1 | 1 | 1 | 1 | 1 | 1 | 1 | 1 | 1 | 1 | 1 | 1 | 1 | 1 | 1 | 1 | 1 | 1 | 1 | 1 | 1 | 1 | 1 | 1 | 1 | 1 | 1 | 1 | 1 | 1 | 1 | 1 | 1 | 1 | 1 | 1 | 1 | 1 | 1 | 1 | 1 | 1 | 1 | 1 | 1 | 1 | 1 | 1 | 1 | 1 | 1 | 1 | 1 | 1 | 1 | 1 | 0 | 0 | 0 | 0 | 0 | 0 | 0 | 0 | 0 | 0 | 0 | 0 | 0 | 0 | 0 | 0 | 0 | 0
|  |  |  | Operations year number | 0 | counter | 0 | 0 | 0 | 0 | 0 | 0 | 0 | 0 | 0 | 0 | 1 | 1 | 2 | 2 | 3 | 3 | 4 | 4 | 5 | 5 | 6 | 6 | 7 | 7 | 8 | 8 | 9 | 9 | 10 | 10 | 11 | 11 | 12 | 12 | 13 | 13 | 14 | 14 | 15 | 15 | 16 | 16 | 17 | 17 | 18 | 18 | 19 | 19 | 20 | 20 | 21 | 21 | 22 | 22 | 23 | 23 | 24 | 24 | 25 | 25 | 26 | 26 | 27 | 27 | 28 | 28 | 29 | 29 | 30 | 30 | 0 | 0 | 0 | 0 | 0 | 0 | 0 | 0 | 0 | 0 | 0 | 0 | 0 | 0 | 0 | 0 | 0 | 0
|  |  |  | P75 annual generation |  | GWh | 0 |  | 0 | 0 | 0 | 0 | 0 | 0 | 0 | 0 | 0 | 0 | 0 | 0 | 0 | 0 | 0 | 0 | 0 | 0 | 0 | 0 | 0 | 0 | 0 | 0 | 0 | 0 | 0 | 0 | 0 | 0 | 0 | 0 | 0 | 0 | 0 | 0 | 0 | 0 | 0 | 0 | 0 | 0 | 0 | 0 | 0 | 0 | 0 | 0 | 0 | 0 | 0 | 0 | 0 | 0 | 0 | 0 | 0 | 0 | 0 | 0 | 0 | 0 | 0 | 0 | 0 | 0 | 0 | 0 | 0 | 0 | 0 | 0 | 0 | 0 | 0 | 0 | 0 | 0 | 0 | 0 | 0 | 0 | 0 | 0 | 0 | 0
Probability - P90
P90 annual generation - calculated
|  |  |  | Use calculated uncertainty for p90? | 0 | 1 = yes, 0 = no
|  |  |  | P90 probability | 10% | %
|  |  |  | Uncertainty | 0% | %
|  |  |  | P50 annual generation | 0 | GWh | 34638.15 | 0 | 0 | 0 | 0 | 0 | 0 | 0 | 0 | 0 | 594.248 | 594.248 | 593.191 | 593.191 | 592.122 | 592.122 | 591.038 | 591.038 | 589.945 | 589.945 | 588.842 | 588.842 | 587.721 | 587.721 | 586.585 | 586.585 | 585.44 | 585.44 | 584.286 | 584.286 | 583.12 | 583.12 | 581.947 | 581.947 | 580.76 | 580.76 | 579.562 | 579.562 | 578.35 | 578.35 | 577.129 | 577.129 | 575.896 | 575.896 | 574.65 | 574.65 | 573.389 | 573.389 | 572.118 | 572.118 | 570.834 | 570.834 | 569.538 | 569.538 | 568.232 | 568.232 | 566.912 | 566.912 | 565.583 | 565.583 | 564.249 | 564.249 | 562.901 | 562.901 | 561.54 | 561.54 | 560.166 | 560.166 | 558.781 | 558.781 | 0 | 0 | 0 | 0 | 0 | 0 | 0 | 0 | 0 | 0 | 0 | 0 | 0 | 0 | 0 | 0 | 0 | 0
|  |  |  | Operations period flag | 0 | flag | 60 | 0 | 0 | 0 | 0 | 0 | 0 | 0 | 0 | 0 | 1 | 1 | 1 | 1 | 1 | 1 | 1 | 1 | 1 | 1 | 1 | 1 | 1 | 1 | 1 | 1 | 1 | 1 | 1 | 1 | 1 | 1 | 1 | 1 | 1 | 1 | 1 | 1 | 1 | 1 | 1 | 1 | 1 | 1 | 1 | 1 | 1 | 1 | 1 | 1 | 1 | 1 | 1 | 1 | 1 | 1 | 1 | 1 | 1 | 1 | 1 | 1 | 1 | 1 | 1 | 1 | 1 | 1 | 1 | 1 | 0 | 0 | 0 | 0 | 0 | 0 | 0 | 0 | 0 | 0 | 0 | 0 | 0 | 0 | 0 | 0 | 0 | 0
|  |  |  | P90 annual generation - calculated |  | GWh | 0 |  | 0 | 0 | 0 | 0 | 0 | 0 | 0 | 0 | 0 | 0 | 0 | 0 | 0 | 0 | 0 | 0 | 0 | 0 | 0 | 0 | 0 | 0 | 0 | 0 | 0 | 0 | 0 | 0 | 0 | 0 | 0 | 0 | 0 | 0 | 0 | 0 | 0 | 0 | 0 | 0 | 0 | 0 | 0 | 0 | 0 | 0 | 0 | 0 | 0 | 0 | 0 | 0 | 0 | 0 | 0 | 0 | 0 | 0 | 0 | 0 | 0 | 0 | 0 | 0 | 0 | 0 | 0 | 0 | 0 | 0 | 0 | 0 | 0 | 0 | 0 | 0 | 0 | 0 | 0 | 0 | 0 | 0 | 0 | 0 | 0 | 0
P90 annual generation - input
|  |  |  | P90 annual generation - sensitivity | 0% | %
|  |  |  | P90 annual generation - year 1 | 573.28 | GWh
|  |  |  | P90 annual generation - year 2 | 572.066 | GWh
|  |  |  | P90 annual generation - year 3 | 570.839 | GWh
|  |  |  | P90 annual generation - year 4 | 569.602 | GWh
|  |  |  | P90 annual generation - year 5 | 568.355 | GWh
|  |  |  | P90 annual generation - year 6 | 567.096 | GWh
|  |  |  | P90 annual generation - year 7 | 565.829 | GWh
|  |  |  | P90 annual generation - year 8 | 564.556 | GWh
|  |  |  | P90 annual generation - year 9 | 563.273 | GWh
|  |  |  | P90 annual generation - year 10 | 561.977 | GWh
|  |  |  | P90 annual generation - year 11 | 560.669 | GWh
|  |  |  | P90 annual generation - year 12 | 559.351 | GWh
|  |  |  | P90 annual generation - year 13 | 558.022 | GWh
|  |  |  | P90 annual generation - year 14 | 556.678 | GWh
|  |  |  | P90 annual generation - year 15 | 555.324 | GWh
|  |  |  | P90 annual generation - year 16 | 553.962 | GWh
|  |  |  | P90 annual generation - year 17 | 552.588 | GWh
|  |  |  | P90 annual generation - year 18 | 551.207 | GWh
|  |  |  | P90 annual generation - year 19 | 549.818 | GWh
|  |  |  | P90 annual generation - year 20 | 548.418 | GWh
|  |  |  | P90 annual generation - year 21 | 547.001 | GWh
|  |  |  | P90 annual generation - year 22 | 545.574 | GWh
|  |  |  | P90 annual generation - year 23 | 544.141 | GWh
|  |  |  | P90 annual generation - year 24 | 542.701 | GWh
|  |  |  | P90 annual generation - year 25 | 541.26 | GWh
|  |  |  | P90 annual generation - year 26 | 539.819 | GWh
|  |  |  | P90 annual generation - year 27 | 538.378 | GWh
|  |  |  | P90 annual generation - year 28 | 536.937 | GWh
|  |  |  | P90 annual generation - year 29 | 535.496 | GWh
|  |  |  | P90 annual generation - year 30 | 534.055 | GWh
|  |  |  | P90 annual generation - year 31 | 0 | GWh
|  |  |  | P90 annual generation - year 32 | 0 | GWh
|  |  |  | P90 annual generation - year 33 | 0 | GWh
|  |  |  | P90 annual generation - year 34 | 0 | GWh
|  |  |  | P90 annual generation - year 35 | 0 | GWh
|  |  |  | P90 annual generation - year 36 | 0 | GWh
|  |  |  | P90 annual generation - year 37 | 0 | GWh
|  |  |  | P90 annual generation - year 38 | 0 | GWh
|  |  |  | P90 annual generation - year 39 | 0 | GWh
|  |  |  | P90 annual generation - year 40 | 0 | GWh
|  |  |  | Operations period flag | 0 | flag | 60 | 0 | 0 | 0 | 0 | 0 | 0 | 0 | 0 | 0 | 1 | 1 | 1 | 1 | 1 | 1 | 1 | 1 | 1 | 1 | 1 | 1 | 1 | 1 | 1 | 1 | 1 | 1 | 1 | 1 | 1 | 1 | 1 | 1 | 1 | 1 | 1 | 1 | 1 | 1 | 1 | 1 | 1 | 1 | 1 | 1 | 1 | 1 | 1 | 1 | 1 | 1 | 1 | 1 | 1 | 1 | 1 | 1 | 1 | 1 | 1 | 1 | 1 | 1 | 1 | 1 | 1 | 1 | 1 | 1 | 0 | 0 | 0 | 0 | 0 | 0 | 0 | 0 | 0 | 0 | 0 | 0 | 0 | 0 | 0 | 0 | 0 | 0
|  |  |  | Operations year number | 0 | counter | 0 | 0 | 0 | 0 | 0 | 0 | 0 | 0 | 0 | 0 | 1 | 1 | 2 | 2 | 3 | 3 | 4 | 4 | 5 | 5 | 6 | 6 | 7 | 7 | 8 | 8 | 9 | 9 | 10 | 10 | 11 | 11 | 12 | 12 | 13 | 13 | 14 | 14 | 15 | 15 | 16 | 16 | 17 | 17 | 18 | 18 | 19 | 19 | 20 | 20 | 21 | 21 | 22 | 22 | 23 | 23 | 24 | 24 | 25 | 25 | 26 | 26 | 27 | 27 | 28 | 28 | 29 | 29 | 30 | 30 | 0 | 0 | 0 | 0 | 0 | 0 | 0 | 0 | 0 | 0 | 0 | 0 | 0 | 0 | 0 | 0 | 0 | 0
|  |  |  | P90 annual generation - input |  | GWh | 33256.544 |  | 0 | 0 | 0 | 0 | 0 | 0 | 0 | 0 | 573.28 | 573.28 | 572.066 | 572.066 | 570.839 | 570.839 | 569.602 | 569.602 | 568.355 | 568.355 | 567.096 | 567.096 | 565.829 | 565.829 | 564.556 | 564.556 | 563.273 | 563.273 | 561.977 | 561.977 | 560.669 | 560.669 | 559.351 | 559.351 | 558.022 | 558.022 | 556.678 | 556.678 | 555.324 | 555.324 | 553.962 | 553.962 | 552.588 | 552.588 | 551.207 | 551.207 | 549.818 | 549.818 | 548.418 | 548.418 | 547.001 | 547.001 | 545.574 | 545.574 | 544.141 | 544.141 | 542.701 | 542.701 | 541.26 | 541.26 | 539.819 | 539.819 | 538.378 | 538.378 | 536.937 | 536.937 | 535.496 | 535.496 | 534.055 | 534.055 | 0 | 0 | 0 | 0 | 0 | 0 | 0 | 0 | 0 | 0 | 0 | 0 | 0 | 0 | 0 | 0 | 0 | 0
P90 annual generation
|  |  |  | Use calculated uncertainty for p90? | 0 | 1 = yes, 0 = no
|  |  |  | P90 annual generation - calculated | 0 | GWh | 0 | 0 | 0 | 0 | 0 | 0 | 0 | 0 | 0 | 0 | 0 | 0 | 0 | 0 | 0 | 0 | 0 | 0 | 0 | 0 | 0 | 0 | 0 | 0 | 0 | 0 | 0 | 0 | 0 | 0 | 0 | 0 | 0 | 0 | 0 | 0 | 0 | 0 | 0 | 0 | 0 | 0 | 0 | 0 | 0 | 0 | 0 | 0 | 0 | 0 | 0 | 0 | 0 | 0 | 0 | 0 | 0 | 0 | 0 | 0 | 0 | 0 | 0 | 0 | 0 | 0 | 0 | 0 | 0 | 0 | 0 | 0 | 0 | 0 | 0 | 0 | 0 | 0 | 0 | 0 | 0 | 0 | 0 | 0 | 0 | 0 | 0 | 0
|  |  |  | P90 annual generation - input | 0 | GWh | 33256.544 | 0 | 0 | 0 | 0 | 0 | 0 | 0 | 0 | 0 | 573.28 | 573.28 | 572.066 | 572.066 | 570.839 | 570.839 | 569.602 | 569.602 | 568.355 | 568.355 | 567.096 | 567.096 | 565.829 | 565.829 | 564.556 | 564.556 | 563.273 | 563.273 | 561.977 | 561.977 | 560.669 | 560.669 | 559.351 | 559.351 | 558.022 | 558.022 | 556.678 | 556.678 | 555.324 | 555.324 | 553.962 | 553.962 | 552.588 | 552.588 | 551.207 | 551.207 | 549.818 | 549.818 | 548.418 | 548.418 | 547.001 | 547.001 | 545.574 | 545.574 | 544.141 | 544.141 | 542.701 | 542.701 | 541.26 | 541.26 | 539.819 | 539.819 | 538.378 | 538.378 | 536.937 | 536.937 | 535.496 | 535.496 | 534.055 | 534.055 | 0 | 0 | 0 | 0 | 0 | 0 | 0 | 0 | 0 | 0 | 0 | 0 | 0 | 0 | 0 | 0 | 0 | 0
|  |  |  | P90 annual generation |  | GWh | 33256.544 |  | 0 | 0 | 0 | 0 | 0 | 0 | 0 | 0 | 573.28 | 573.28 | 572.066 | 572.066 | 570.839 | 570.839 | 569.602 | 569.602 | 568.355 | 568.355 | 567.096 | 567.096 | 565.829 | 565.829 | 564.556 | 564.556 | 563.273 | 563.273 | 561.977 | 561.977 | 560.669 | 560.669 | 559.351 | 559.351 | 558.022 | 558.022 | 556.678 | 556.678 | 555.324 | 555.324 | 553.962 | 553.962 | 552.588 | 552.588 | 551.207 | 551.207 | 549.818 | 549.818 | 548.418 | 548.418 | 547.001 | 547.001 | 545.574 | 545.574 | 544.141 | 544.141 | 542.701 | 542.701 | 541.26 | 541.26 | 539.819 | 539.819 | 538.378 | 538.378 | 536.937 | 536.937 | 535.496 | 535.496 | 534.055 | 534.055 | 0 | 0 | 0 | 0 | 0 | 0 | 0 | 0 | 0 | 0 | 0 | 0 | 0 | 0 | 0 | 0 | 0 | 0
|  |  |  | P90 annual generation | 0 | GWh | 33256.544 | 0 | 0 | 0 | 0 | 0 | 0 | 0 | 0 | 0 | 573.28 | 573.28 | 572.066 | 572.066 | 570.839 | 570.839 | 569.602 | 569.602 | 568.355 | 568.355 | 567.096 | 567.096 | 565.829 | 565.829 | 564.556 | 564.556 | 563.273 | 563.273 | 561.977 | 561.977 | 560.669 | 560.669 | 559.351 | 559.351 | 558.022 | 558.022 | 556.678 | 556.678 | 555.324 | 555.324 | 553.962 | 553.962 | 552.588 | 552.588 | 551.207 | 551.207 | 549.818 | 549.818 | 548.418 | 548.418 | 547.001 | 547.001 | 545.574 | 545.574 | 544.141 | 544.141 | 542.701 | 542.701 | 541.26 | 541.26 | 539.819 | 539.819 | 538.378 | 538.378 | 536.937 | 536.937 | 535.496 | 535.496 | 534.055 | 534.055 | 0 | 0 | 0 | 0 | 0 | 0 | 0 | 0 | 0 | 0 | 0 | 0 | 0 | 0 | 0 | 0 | 0 | 0
|  |  |  | First operations period flag | 0 | flag | 1 | 0 | 0 | 0 | 0 | 0 | 0 | 0 | 0 | 0 | 1 | 0 | 0 | 0 | 0 | 0 | 0 | 0 | 0 | 0 | 0 | 0 | 0 | 0 | 0 | 0 | 0 | 0 | 0 | 0 | 0 | 0 | 0 | 0 | 0 | 0 | 0 | 0 | 0 | 0 | 0 | 0 | 0 | 0 | 0 | 0 | 0 | 0 | 0 | 0 | 0 | 0 | 0 | 0 | 0 | 0 | 0 | 0 | 0 | 0 | 0 | 0 | 0 | 0 | 0 | 0 | 0 | 0 | 0 | 0 | 0 | 0 | 0 | 0 | 0 | 0 | 0 | 0 | 0 | 0 | 0 | 0 | 0 | 0 | 0 | 0 | 0 | 0
|  |  |  | P90 annual generation - first operating year | 573.28 | GWh
Electricity output
|  |  |  | P50 annual generation | 0 | GWh | 34638.15 | 0 | 0 | 0 | 0 | 0 | 0 | 0 | 0 | 0 | 594.248 | 594.248 | 593.191 | 593.191 | 592.122 | 592.122 | 591.038 | 591.038 | 589.945 | 589.945 | 588.842 | 588.842 | 587.721 | 587.721 | 586.585 | 586.585 | 585.44 | 585.44 | 584.286 | 584.286 | 583.12 | 583.12 | 581.947 | 581.947 | 580.76 | 580.76 | 579.562 | 579.562 | 578.35 | 578.35 | 577.129 | 577.129 | 575.896 | 575.896 | 574.65 | 574.65 | 573.389 | 573.389 | 572.118 | 572.118 | 570.834 | 570.834 | 569.538 | 569.538 | 568.232 | 568.232 | 566.912 | 566.912 | 565.583 | 565.583 | 564.249 | 564.249 | 562.901 | 562.901 | 561.54 | 561.54 | 560.166 | 560.166 | 558.781 | 558.781 | 0 | 0 | 0 | 0 | 0 | 0 | 0 | 0 | 0 | 0 | 0 | 0 | 0 | 0 | 0 | 0 | 0 | 0
|  |  |  | Seasonality adjustment | 0% | % | 0% | 0% | 0% | 0% | 0% | 0% | 0% | 0% | 0% | 0% | 51.88% | 48.12% | 51.88% | 48.12% | 51.88% | 48.12% | 51.88% | 48.12% | 51.88% | 48.12% | 51.88% | 48.12% | 51.88% | 48.12% | 51.88% | 48.12% | 51.88% | 48.12% | 51.88% | 48.12% | 51.88% | 48.12% | 51.88% | 48.12% | 51.88% | 48.12% | 51.88% | 48.12% | 51.88% | 48.12% | 51.88% | 48.12% | 51.88% | 48.12% | 51.88% | 48.12% | 51.88% | 48.12% | 51.88% | 48.12% | 51.88% | 48.12% | 51.88% | 48.12% | 51.88% | 48.12% | 51.88% | 48.12% | 51.88% | 48.12% | 51.88% | 48.12% | 51.88% | 48.12% | 51.88% | 48.12% | 51.88% | 48.12% | 51.88% | 48.12% | 51.88% | 48.12% | 51.88% | 48.12% | 51.88% | 48.12% | 51.88% | 48.12% | 51.88% | 48.12% | 51.88% | 48.12% | 51.88% | 48.12% | 51.88% | 48.12% | 51.88% | 48.12%
|  |  |  | Degradation factor sensitivity | 0% | factor | 0% | 0% | 0% | 0% | 0% | 0% | 0% | 0% | 0% | 0% | 100% | 100% | 100% | 100% | 100% | 100% | 100% | 100% | 100% | 100% | 100% | 100% | 100% | 100% | 100% | 100% | 100% | 100% | 100% | 100% | 100% | 100% | 100% | 100% | 100% | 100% | 100% | 100% | 100% | 100% | 100% | 100% | 100% | 100% | 100% | 100% | 100% | 100% | 100% | 100% | 100% | 100% | 100% | 100% | 100% | 100% | 100% | 100% | 100% | 100% | 100% | 100% | 100% | 100% | 100% | 100% | 100% | 100% | 100% | 100% | 0% | 0% | 0% | 0% | 0% | 0% | 0% | 0% | 0% | 0% | 0% | 0% | 0% | 0% | 0% | 0% | 0% | 0%
|  |  |  | Electricity output (gwh) - P50 |  | GWh | 17319.075 |  | 0 | 0 | 0 | 0 | 0 | 0 | 0 | 0 | 308.3107 | 285.9373 | 307.7623 | 285.4287 | 307.2077 | 284.9143 | 306.6453 | 284.3927 | 306.0782 | 283.8668 | 305.5059 | 283.3361 | 304.9243 | 282.7967 | 304.3349 | 282.2501 | 303.7409 | 281.6991 | 303.1422 | 281.1438 | 302.5372 | 280.5828 | 301.9286 | 280.0184 | 301.3128 | 279.4472 | 300.6912 | 278.8708 | 300.0624 | 278.2876 | 299.4289 | 277.7001 | 298.7892 | 277.1068 | 298.1428 | 276.5072 | 297.4885 | 275.9005 | 296.8291 | 275.2889 | 296.1629 | 274.6711 | 295.4905 | 274.0475 | 294.813 | 273.419 | 294.1281 | 272.7839 | 293.4386 | 272.1444 | 292.7465 | 271.5025 | 292.0471 | 270.8539 | 291.341 | 270.199 | 290.6281 | 269.5379 | 289.9095 | 268.8715 | 0 | 0 | 0 | 0 | 0 | 0 | 0 | 0 | 0 | 0 | 0 | 0 | 0 | 0 | 0 | 0 | 0 | 0
|  |  |  | P75 annual generation | 0 | GWh | 0 | 0 | 0 | 0 | 0 | 0 | 0 | 0 | 0 | 0 | 0 | 0 | 0 | 0 | 0 | 0 | 0 | 0 | 0 | 0 | 0 | 0 | 0 | 0 | 0 | 0 | 0 | 0 | 0 | 0 | 0 | 0 | 0 | 0 | 0 | 0 | 0 | 0 | 0 | 0 | 0 | 0 | 0 | 0 | 0 | 0 | 0 | 0 | 0 | 0 | 0 | 0 | 0 | 0 | 0 | 0 | 0 | 0 | 0 | 0 | 0 | 0 | 0 | 0 | 0 | 0 | 0 | 0 | 0 | 0 | 0 | 0 | 0 | 0 | 0 | 0 | 0 | 0 | 0 | 0 | 0 | 0 | 0 | 0 | 0 | 0 | 0 | 0
|  |  |  | Seasonality adjustment | 0% | % | 0% | 0% | 0% | 0% | 0% | 0% | 0% | 0% | 0% | 0% | 51.88% | 48.12% | 51.88% | 48.12% | 51.88% | 48.12% | 51.88% | 48.12% | 51.88% | 48.12% | 51.88% | 48.12% | 51.88% | 48.12% | 51.88% | 48.12% | 51.88% | 48.12% | 51.88% | 48.12% | 51.88% | 48.12% | 51.88% | 48.12% | 51.88% | 48.12% | 51.88% | 48.12% | 51.88% | 48.12% | 51.88% | 48.12% | 51.88% | 48.12% | 51.88% | 48.12% | 51.88% | 48.12% | 51.88% | 48.12% | 51.88% | 48.12% | 51.88% | 48.12% | 51.88% | 48.12% | 51.88% | 48.12% | 51.88% | 48.12% | 51.88% | 48.12% | 51.88% | 48.12% | 51.88% | 48.12% | 51.88% | 48.12% | 51.88% | 48.12% | 51.88% | 48.12% | 51.88% | 48.12% | 51.88% | 48.12% | 51.88% | 48.12% | 51.88% | 48.12% | 51.88% | 48.12% | 51.88% | 48.12% | 51.88% | 48.12% | 51.88% | 48.12%
|  |  |  | Degradation factor sensitivity | 0% | factor | 0% | 0% | 0% | 0% | 0% | 0% | 0% | 0% | 0% | 0% | 100% | 100% | 100% | 100% | 100% | 100% | 100% | 100% | 100% | 100% | 100% | 100% | 100% | 100% | 100% | 100% | 100% | 100% | 100% | 100% | 100% | 100% | 100% | 100% | 100% | 100% | 100% | 100% | 100% | 100% | 100% | 100% | 100% | 100% | 100% | 100% | 100% | 100% | 100% | 100% | 100% | 100% | 100% | 100% | 100% | 100% | 100% | 100% | 100% | 100% | 100% | 100% | 100% | 100% | 100% | 100% | 100% | 100% | 100% | 100% | 0% | 0% | 0% | 0% | 0% | 0% | 0% | 0% | 0% | 0% | 0% | 0% | 0% | 0% | 0% | 0% | 0% | 0%
|  |  |  | Electricity output (gwh) - P75 |  | GWh | 0 |  | 0 | 0 | 0 | 0 | 0 | 0 | 0 | 0 | 0 | 0 | 0 | 0 | 0 | 0 | 0 | 0 | 0 | 0 | 0 | 0 | 0 | 0 | 0 | 0 | 0 | 0 | 0 | 0 | 0 | 0 | 0 | 0 | 0 | 0 | 0 | 0 | 0 | 0 | 0 | 0 | 0 | 0 | 0 | 0 | 0 | 0 | 0 | 0 | 0 | 0 | 0 | 0 | 0 | 0 | 0 | 0 | 0 | 0 | 0 | 0 | 0 | 0 | 0 | 0 | 0 | 0 | 0 | 0 | 0 | 0 | 0 | 0 | 0 | 0 | 0 | 0 | 0 | 0 | 0 | 0 | 0 | 0 | 0 | 0 | 0 | 0
|  |  |  | P90 annual generation | 0 | GWh | 33256.544 | 0 | 0 | 0 | 0 | 0 | 0 | 0 | 0 | 0 | 573.28 | 573.28 | 572.066 | 572.066 | 570.839 | 570.839 | 569.602 | 569.602 | 568.355 | 568.355 | 567.096 | 567.096 | 565.829 | 565.829 | 564.556 | 564.556 | 563.273 | 563.273 | 561.977 | 561.977 | 560.669 | 560.669 | 559.351 | 559.351 | 558.022 | 558.022 | 556.678 | 556.678 | 555.324 | 555.324 | 553.962 | 553.962 | 552.588 | 552.588 | 551.207 | 551.207 | 549.818 | 549.818 | 548.418 | 548.418 | 547.001 | 547.001 | 545.574 | 545.574 | 544.141 | 544.141 | 542.701 | 542.701 | 541.26 | 541.26 | 539.819 | 539.819 | 538.378 | 538.378 | 536.937 | 536.937 | 535.496 | 535.496 | 534.055 | 534.055 | 0 | 0 | 0 | 0 | 0 | 0 | 0 | 0 | 0 | 0 | 0 | 0 | 0 | 0 | 0 | 0 | 0 | 0
|  |  |  | Seasonality adjustment | 0% | % | 0% | 0% | 0% | 0% | 0% | 0% | 0% | 0% | 0% | 0% | 51.88% | 48.12% | 51.88% | 48.12% | 51.88% | 48.12% | 51.88% | 48.12% | 51.88% | 48.12% | 51.88% | 48.12% | 51.88% | 48.12% | 51.88% | 48.12% | 51.88% | 48.12% | 51.88% | 48.12% | 51.88% | 48.12% | 51.88% | 48.12% | 51.88% | 48.12% | 51.88% | 48.12% | 51.88% | 48.12% | 51.88% | 48.12% | 51.88% | 48.12% | 51.88% | 48.12% | 51.88% | 48.12% | 51.88% | 48.12% | 51.88% | 48.12% | 51.88% | 48.12% | 51.88% | 48.12% | 51.88% | 48.12% | 51.88% | 48.12% | 51.88% | 48.12% | 51.88% | 48.12% | 51.88% | 48.12% | 51.88% | 48.12% | 51.88% | 48.12% | 51.88% | 48.12% | 51.88% | 48.12% | 51.88% | 48.12% | 51.88% | 48.12% | 51.88% | 48.12% | 51.88% | 48.12% | 51.88% | 48.12% | 51.88% | 48.12% | 51.88% | 48.12%
|  |  |  | Degradation factor sensitivity | 0% | factor | 0% | 0% | 0% | 0% | 0% | 0% | 0% | 0% | 0% | 0% | 100% | 100% | 100% | 100% | 100% | 100% | 100% | 100% | 100% | 100% | 100% | 100% | 100% | 100% | 100% | 100% | 100% | 100% | 100% | 100% | 100% | 100% | 100% | 100% | 100% | 100% | 100% | 100% | 100% | 100% | 100% | 100% | 100% | 100% | 100% | 100% | 100% | 100% | 100% | 100% | 100% | 100% | 100% | 100% | 100% | 100% | 100% | 100% | 100% | 100% | 100% | 100% | 100% | 100% | 100% | 100% | 100% | 100% | 100% | 100% | 0% | 0% | 0% | 0% | 0% | 0% | 0% | 0% | 0% | 0% | 0% | 0% | 0% | 0% | 0% | 0% | 0% | 0%
|  |  |  | Electricity output (gwh) - P90 |  | GWh | 16628.272 |  | 0 | 0 | 0 | 0 | 0 | 0 | 0 | 0 | 297.432 | 275.848 | 296.8021 | 275.2639 | 296.1655 | 274.6735 | 295.5237 | 274.0783 | 294.8768 | 273.4782 | 294.2236 | 272.8724 | 293.5662 | 272.2628 | 292.9058 | 271.6502 | 292.2401 | 271.0329 | 291.5677 | 270.4093 | 290.8891 | 269.7799 | 290.2053 | 269.1457 | 289.5157 | 268.5063 | 288.8184 | 267.8596 | 288.116 | 267.208 | 287.4093 | 266.5527 | 286.6965 | 265.8915 | 285.98 | 265.227 | 285.2593 | 264.5587 | 284.533 | 263.885 | 283.7978 | 263.2032 | 283.0574 | 262.5166 | 282.3139 | 261.8271 | 281.5668 | 261.1342 | 280.8192 | 260.4408 | 280.0716 | 259.7474 | 279.324 | 259.054 | 278.5763 | 258.3607 | 277.8287 | 257.6673 | 277.0811 | 256.9739 | 0 | 0 | 0 | 0 | 0 | 0 | 0 | 0 | 0 | 0 | 0 | 0 | 0 | 0 | 0 | 0 | 0 | 0
|  |  |  | IRR / tariff to be optimised on | P50 | #
|  |  |  | Electricity output (gwh) - P50 | 0 | GWh | 17319.075 | 0 | 0 | 0 | 0 | 0 | 0 | 0 | 0 | 0 | 308.3107 | 285.9373 | 307.7623 | 285.4287 | 307.2077 | 284.9143 | 306.6453 | 284.3927 | 306.0782 | 283.8668 | 305.5059 | 283.3361 | 304.9243 | 282.7967 | 304.3349 | 282.2501 | 303.7409 | 281.6991 | 303.1422 | 281.1438 | 302.5372 | 280.5828 | 301.9286 | 280.0184 | 301.3128 | 279.4472 | 300.6912 | 278.8708 | 300.0624 | 278.2876 | 299.4289 | 277.7001 | 298.7892 | 277.1068 | 298.1428 | 276.5072 | 297.4885 | 275.9005 | 296.8291 | 275.2889 | 296.1629 | 274.6711 | 295.4905 | 274.0475 | 294.813 | 273.419 | 294.1281 | 272.7839 | 293.4386 | 272.1444 | 292.7465 | 271.5025 | 292.0471 | 270.8539 | 291.341 | 270.199 | 290.6281 | 269.5379 | 289.9095 | 268.8715 | 0 | 0 | 0 | 0 | 0 | 0 | 0 | 0 | 0 | 0 | 0 | 0 | 0 | 0 | 0 | 0 | 0 | 0
|  |  |  | Electricity output (gwh) - P75 | 0 | GWh | 0 | 0 | 0 | 0 | 0 | 0 | 0 | 0 | 0 | 0 | 0 | 0 | 0 | 0 | 0 | 0 | 0 | 0 | 0 | 0 | 0 | 0 | 0 | 0 | 0 | 0 | 0 | 0 | 0 | 0 | 0 | 0 | 0 | 0 | 0 | 0 | 0 | 0 | 0 | 0 | 0 | 0 | 0 | 0 | 0 | 0 | 0 | 0 | 0 | 0 | 0 | 0 | 0 | 0 | 0 | 0 | 0 | 0 | 0 | 0 | 0 | 0 | 0 | 0 | 0 | 0 | 0 | 0 | 0 | 0 | 0 | 0 | 0 | 0 | 0 | 0 | 0 | 0 | 0 | 0 | 0 | 0 | 0 | 0 | 0 | 0 | 0 | 0
|  |  |  | Electricity output (gwh) - P90 | 0 | GWh | 16628.272 | 0 | 0 | 0 | 0 | 0 | 0 | 0 | 0 | 0 | 297.432 | 275.848 | 296.8021 | 275.2639 | 296.1655 | 274.6735 | 295.5237 | 274.0783 | 294.8768 | 273.4782 | 294.2236 | 272.8724 | 293.5662 | 272.2628 | 292.9058 | 271.6502 | 292.2401 | 271.0329 | 291.5677 | 270.4093 | 290.8891 | 269.7799 | 290.2053 | 269.1457 | 289.5157 | 268.5063 | 288.8184 | 267.8596 | 288.116 | 267.208 | 287.4093 | 266.5527 | 286.6965 | 265.8915 | 285.98 | 265.227 | 285.2593 | 264.5587 | 284.533 | 263.885 | 283.7978 | 263.2032 | 283.0574 | 262.5166 | 282.3139 | 261.8271 | 281.5668 | 261.1342 | 280.8192 | 260.4408 | 280.0716 | 259.7474 | 279.324 | 259.054 | 278.5763 | 258.3607 | 277.8287 | 257.6673 | 277.0811 | 256.9739 | 0 | 0 | 0 | 0 | 0 | 0 | 0 | 0 | 0 | 0 | 0 | 0 | 0 | 0 | 0 | 0 | 0 | 0
|  |  |  | Operations period ppf - actual / actual | 0 | factor | 60 | 0 | 0 | 0 | 0 | 0 | 0 | 0 | 0 | 0 | 1 | 1 | 1 | 1 | 1 | 1 | 1 | 1 | 1 | 1 | 1 | 1 | 1 | 1 | 1 | 1 | 1 | 1 | 1 | 1 | 1 | 1 | 1 | 1 | 1 | 1 | 1 | 1 | 1 | 1 | 1 | 1 | 1 | 1 | 1 | 1 | 1 | 1 | 1 | 1 | 1 | 1 | 1 | 1 | 1 | 1 | 1 | 1 | 1 | 1 | 1 | 1 | 1 | 1 | 1 | 1 | 1 | 1 | 1 | 1 | 0 | 0 | 0 | 0 | 0 | 0 | 0 | 0 | 0 | 0 | 0 | 0 | 0 | 0 | 0 | 0 | 0 | 0
|  |  |  | Electricity output (gwh) |  | GWh | 17319.075 |  | 0 | 0 | 0 | 0 | 0 | 0 | 0 | 0 | 308.3107 | 285.9373 | 307.7623 | 285.4287 | 307.2077 | 284.9143 | 306.6453 | 284.3927 | 306.0782 | 283.8668 | 305.5059 | 283.3361 | 304.9243 | 282.7967 | 304.3349 | 282.2501 | 303.7409 | 281.6991 | 303.1422 | 281.1438 | 302.5372 | 280.5828 | 301.9286 | 280.0184 | 301.3128 | 279.4472 | 300.6912 | 278.8708 | 300.0624 | 278.2876 | 299.4289 | 277.7001 | 298.7892 | 277.1068 | 298.1428 | 276.5072 | 297.4885 | 275.9005 | 296.8291 | 275.2889 | 296.1629 | 274.6711 | 295.4905 | 274.0475 | 294.813 | 273.419 | 294.1281 | 272.7839 | 293.4386 | 272.1444 | 292.7465 | 271.5025 | 292.0471 | 270.8539 | 291.341 | 270.199 | 290.6281 | 269.5379 | 289.9095 | 268.8715 | 0 | 0 | 0 | 0 | 0 | 0 | 0 | 0 | 0 | 0 | 0 | 0 | 0 | 0 | 0 | 0 | 0 | 0
Energy output for debt sizing
|  |  |  | Debt sizing to be done on | P90 | #
|  |  |  | Electricity output (gwh) - P50 | 0 | GWh | 17319.075 | 0 | 0 | 0 | 0 | 0 | 0 | 0 | 0 | 0 | 308.3107 | 285.9373 | 307.7623 | 285.4287 | 307.2077 | 284.9143 | 306.6453 | 284.3927 | 306.0782 | 283.8668 | 305.5059 | 283.3361 | 304.9243 | 282.7967 | 304.3349 | 282.2501 | 303.7409 | 281.6991 | 303.1422 | 281.1438 | 302.5372 | 280.5828 | 301.9286 | 280.0184 | 301.3128 | 279.4472 | 300.6912 | 278.8708 | 300.0624 | 278.2876 | 299.4289 | 277.7001 | 298.7892 | 277.1068 | 298.1428 | 276.5072 | 297.4885 | 275.9005 | 296.8291 | 275.2889 | 296.1629 | 274.6711 | 295.4905 | 274.0475 | 294.813 | 273.419 | 294.1281 | 272.7839 | 293.4386 | 272.1444 | 292.7465 | 271.5025 | 292.0471 | 270.8539 | 291.341 | 270.199 | 290.6281 | 269.5379 | 289.9095 | 268.8715 | 0 | 0 | 0 | 0 | 0 | 0 | 0 | 0 | 0 | 0 | 0 | 0 | 0 | 0 | 0 | 0 | 0 | 0
|  |  |  | Electricity output (gwh) - P75 | 0 | GWh | 0 | 0 | 0 | 0 | 0 | 0 | 0 | 0 | 0 | 0 | 0 | 0 | 0 | 0 | 0 | 0 | 0 | 0 | 0 | 0 | 0 | 0 | 0 | 0 | 0 | 0 | 0 | 0 | 0 | 0 | 0 | 0 | 0 | 0 | 0 | 0 | 0 | 0 | 0 | 0 | 0 | 0 | 0 | 0 | 0 | 0 | 0 | 0 | 0 | 0 | 0 | 0 | 0 | 0 | 0 | 0 | 0 | 0 | 0 | 0 | 0 | 0 | 0 | 0 | 0 | 0 | 0 | 0 | 0 | 0 | 0 | 0 | 0 | 0 | 0 | 0 | 0 | 0 | 0 | 0 | 0 | 0 | 0 | 0 | 0 | 0 | 0 | 0
|  |  |  | Electricity output (gwh) - P90 | 0 | GWh | 16628.272 | 0 | 0 | 0 | 0 | 0 | 0 | 0 | 0 | 0 | 297.432 | 275.848 | 296.8021 | 275.2639 | 296.1655 | 274.6735 | 295.5237 | 274.0783 | 294.8768 | 273.4782 | 294.2236 | 272.8724 | 293.5662 | 272.2628 | 292.9058 | 271.6502 | 292.2401 | 271.0329 | 291.5677 | 270.4093 | 290.8891 | 269.7799 | 290.2053 | 269.1457 | 289.5157 | 268.5063 | 288.8184 | 267.8596 | 288.116 | 267.208 | 287.4093 | 266.5527 | 286.6965 | 265.8915 | 285.98 | 265.227 | 285.2593 | 264.5587 | 284.533 | 263.885 | 283.7978 | 263.2032 | 283.0574 | 262.5166 | 282.3139 | 261.8271 | 281.5668 | 261.1342 | 280.8192 | 260.4408 | 280.0716 | 259.7474 | 279.324 | 259.054 | 278.5763 | 258.3607 | 277.8287 | 257.6673 | 277.0811 | 256.9739 | 0 | 0 | 0 | 0 | 0 | 0 | 0 | 0 | 0 | 0 | 0 | 0 | 0 | 0 | 0 | 0 | 0 | 0
|  |  |  | Operations period ppf - actual / actual | 0 | factor | 60 | 0 | 0 | 0 | 0 | 0 | 0 | 0 | 0 | 0 | 1 | 1 | 1 | 1 | 1 | 1 | 1 | 1 | 1 | 1 | 1 | 1 | 1 | 1 | 1 | 1 | 1 | 1 | 1 | 1 | 1 | 1 | 1 | 1 | 1 | 1 | 1 | 1 | 1 | 1 | 1 | 1 | 1 | 1 | 1 | 1 | 1 | 1 | 1 | 1 | 1 | 1 | 1 | 1 | 1 | 1 | 1 | 1 | 1 | 1 | 1 | 1 | 1 | 1 | 1 | 1 | 1 | 1 | 1 | 1 | 0 | 0 | 0 | 0 | 0 | 0 | 0 | 0 | 0 | 0 | 0 | 0 | 0 | 0 | 0 | 0 | 0 | 0
|  |  |  | Electricity output (gwh) - P90 |  | GWh | 16628.272 |  | 0 | 0 | 0 | 0 | 0 | 0 | 0 | 0 | 297.432 | 275.848 | 296.8021 | 275.2639 | 296.1655 | 274.6735 | 295.5237 | 274.0783 | 294.8768 | 273.4782 | 294.2236 | 272.8724 | 293.5662 | 272.2628 | 292.9058 | 271.6502 | 292.2401 | 271.0329 | 291.5677 | 270.4093 | 290.8891 | 269.7799 | 290.2053 | 269.1457 | 289.5157 | 268.5063 | 288.8184 | 267.8596 | 288.116 | 267.208 | 287.4093 | 266.5527 | 286.6965 | 265.8915 | 285.98 | 265.227 | 285.2593 | 264.5587 | 284.533 | 263.885 | 283.7978 | 263.2032 | 283.0574 | 262.5166 | 282.3139 | 261.8271 | 281.5668 | 261.1342 | 280.8192 | 260.4408 | 280.0716 | 259.7474 | 279.324 | 259.054 | 278.5763 | 258.3607 | 277.8287 | 257.6673 | 277.0811 | 256.9739 | 0 | 0 | 0 | 0 | 0 | 0 | 0 | 0 | 0 | 0 | 0 | 0 | 0 | 0 | 0 | 0 | 0 | 0
|  |  |  | Electricity output (gwh) | 0 | GWh | 17319.075 | 0 | 0 | 0 | 0 | 0 | 0 | 0 | 0 | 0 | 308.3107 | 285.9373 | 307.7623 | 285.4287 | 307.2077 | 284.9143 | 306.6453 | 284.3927 | 306.0782 | 283.8668 | 305.5059 | 283.3361 | 304.9243 | 282.7967 | 304.3349 | 282.2501 | 303.7409 | 281.6991 | 303.1422 | 281.1438 | 302.5372 | 280.5828 | 301.9286 | 280.0184 | 301.3128 | 279.4472 | 300.6912 | 278.8708 | 300.0624 | 278.2876 | 299.4289 | 277.7001 | 298.7892 | 277.1068 | 298.1428 | 276.5072 | 297.4885 | 275.9005 | 296.8291 | 275.2889 | 296.1629 | 274.6711 | 295.4905 | 274.0475 | 294.813 | 273.419 | 294.1281 | 272.7839 | 293.4386 | 272.1444 | 292.7465 | 271.5025 | 292.0471 | 270.8539 | 291.341 | 270.199 | 290.6281 | 269.5379 | 289.9095 | 268.8715 | 0 | 0 | 0 | 0 | 0 | 0 | 0 | 0 | 0 | 0 | 0 | 0 | 0 | 0 | 0 | 0 | 0 | 0
|  |  |  | PPA year | 0 | counter | 0 | 0 | 0 | 0 | 0 | 0 | 0 | 0 | 0 | 0 | 1 | 1 | 2 | 2 | 3 | 3 | 4 | 4 | 5 | 5 | 6 | 6 | 7 | 7 | 8 | 8 | 9 | 9 | 10 | 10 | 11 | 11 | 12 | 12 | 13 | 13 | 14 | 14 | 15 | 15 | 16 | 16 | 17 | 17 | 18 | 18 | 19 | 19 | 20 | 20 | 21 | 21 | 22 | 22 | 23 | 23 | 24 | 24 | 25 | 25 | 26 | 26 | 27 | 27 | 28 | 28 | 29 | 29 | 30 | 30 | 0 | 0 | 0 | 0 | 0 | 0 | 0 | 0 | 0 | 0 | 0 | 0 | 0 | 0 | 0 | 0 | 0 | 0
|  |  |  | Year 1 output | 594.248 | GWh
|  |  |  | Year 1 output | 594.248 | GWh
|  |  |  | Generation capacity | 220 | MW
|  |  |  | Units in a thousand | 1000 | units in thousand
|  |  |  | Hours in year | 8760 | hours
|  |  |  | Year 1 plant capacity factor | 30.83% | %
Revenue from sale of electricity
Power Plant Energy Charge
|  |  |  | % reduction in tariff during extension period | 0 | %
|  |  |  | Power plant charge - fixed | 1.9649 | UScts / KWh
|  |  |  | Foreign component of energy charge | 100% | %
|  |  |  | USD to Som exchange rate | 11000 | Som / USD
|  |  |  | USD to Som exchange rate curve | 0 | Som / USD | 0 | 0 | 11000 | 11000 | 11000 | 11000 | 11000 | 11110.1644 | 11333.8142 | 11536.1195 | 11713.159 | 11892.9154 | 12069.5429 | 12248.7935 | 12430.7063 | 12615.3207 | 12802.677 | 12992.8157 | 13185.7783 | 13381.6067 | 13580.3435 | 13782.0317 | 13986.7154 | 14194.4389 | 14405.2474 | 14619.1867 | 14836.3033 | 15056.6445 | 15280.258 | 15507.1925 | 15737.4973 | 15971.2226 | 16208.4189 | 16449.138 | 16693.4322 | 16941.3544 | 17192.9587 | 17448.2997 | 17707.4328 | 17970.4145 | 18237.3018 | 18508.1529 | 18783.0264 | 19061.9823 | 19345.081 | 19632.3842 | 19923.9542 | 20219.8546 | 20520.1494 | 20824.9041 | 21134.1849 | 21448.0589 | 21766.5944 | 22089.8607 | 22417.9279 | 22750.8675 | 23088.7516 | 23431.6539 | 23779.6487 | 24132.8118 | 24491.2199 | 24854.9509 | 25224.0839 | 25598.699 | 25978.8777 | 26364.7026 | 26756.2576 | 27153.6277 | 27556.8994 | 27966.1603 | 27966.1603 | 27966.1603 | 27966.1603 | 27966.1603 | 27966.1603 | 27966.1603 | 27966.1603 | 27966.1603 | 27966.1603 | 27966.1603 | 27966.1603 | 27966.1603 | 27966.1603 | 27966.1603 | 27966.1603 | 27966.1603 | 27966.1603 | 27966.1603
|  |  |  | Operations period flag | 0 | flag | 60 | 0 | 0 | 0 | 0 | 0 | 0 | 0 | 0 | 0 | 1 | 1 | 1 | 1 | 1 | 1 | 1 | 1 | 1 | 1 | 1 | 1 | 1 | 1 | 1 | 1 | 1 | 1 | 1 | 1 | 1 | 1 | 1 | 1 | 1 | 1 | 1 | 1 | 1 | 1 | 1 | 1 | 1 | 1 | 1 | 1 | 1 | 1 | 1 | 1 | 1 | 1 | 1 | 1 | 1 | 1 | 1 | 1 | 1 | 1 | 1 | 1 | 1 | 1 | 1 | 1 | 1 | 1 | 1 | 1 | 0 | 0 | 0 | 0 | 0 | 0 | 0 | 0 | 0 | 0 | 0 | 0 | 0 | 0 | 0 | 0 | 0 | 0
|  |  |  | Post operation period flag | 0 | flag | 18 | 0 | 0 | 0 | 0 | 0 | 0 | 0 | 0 | 0 | 0 | 0 | 0 | 0 | 0 | 0 | 0 | 0 | 0 | 0 | 0 | 0 | 0 | 0 | 0 | 0 | 0 | 0 | 0 | 0 | 0 | 0 | 0 | 0 | 0 | 0 | 0 | 0 | 0 | 0 | 0 | 0 | 0 | 0 | 0 | 0 | 0 | 0 | 0 | 0 | 0 | 0 | 0 | 0 | 0 | 0 | 0 | 0 | 0 | 0 | 0 | 0 | 0 | 0 | 0 | 0 | 0 | 0 | 0 | 0 | 1 | 1 | 1 | 1 | 1 | 1 | 1 | 1 | 1 | 1 | 1 | 1 | 1 | 1 | 1 | 1 | 1 | 1
|  |  |  | Power Plant Energy Charge rate |  | UScts / KWh |  |  | 0 | 0 | 0 | 0 | 0 | 0 | 0 | 0 | 1.9649 | 1.9649 | 1.9649 | 1.9649 | 1.9649 | 1.9649 | 1.9649 | 1.9649 | 1.9649 | 1.9649 | 1.9649 | 1.9649 | 1.9649 | 1.9649 | 1.9649 | 1.9649 | 1.9649 | 1.9649 | 1.9649 | 1.9649 | 1.9649 | 1.9649 | 1.9649 | 1.9649 | 1.9649 | 1.9649 | 1.9649 | 1.9649 | 1.9649 | 1.9649 | 1.9649 | 1.9649 | 1.9649 | 1.9649 | 1.9649 | 1.9649 | 1.9649 | 1.9649 | 1.9649 | 1.9649 | 1.9649 | 1.9649 | 1.9649 | 1.9649 | 1.9649 | 1.9649 | 1.9649 | 1.9649 | 1.9649 | 1.9649 | 1.9649 | 1.9649 | 1.9649 | 1.9649 | 1.9649 | 1.9649 | 1.9649 | 1.9649 | 1.9649 | 1.9649 | 1.9649 | 1.9649 | 1.9649 | 1.9649 | 1.9649 | 1.9649 | 1.9649 | 1.9649 | 1.9649 | 1.9649 | 1.9649 | 1.9649 | 1.9649 | 1.9649 | 1.9649 | 1.9649 | 1.9649 | 1.9649
|  |  |  | Escalation applicable - Power Plant Energy Charge | 0 | 1= yes, 0 = no
|  |  |  | Uscts / USD | 100 | UScts / USD
|  |  |  | Gwh to kwh conversion | 1000000 | KWh / GWh
|  |  |  | Units in a thousand | 1000 | units in thousand
|  |  |  | US PPI escalation factor (usppim / usppir) | 0 | factor | 0 | 0 | 1 | 1 | 1 | 1 | 1 | 1 | 1 | 1 | 1.0301 | 1.0301 | 1.0507 | 1.0507 | 1.0717 | 1.0717 | 1.0931 | 1.0931 | 1.115 | 1.115 | 1.1373 | 1.1373 | 1.16 | 1.16 | 1.1832 | 1.1832 | 1.2069 | 1.2069 | 1.231 | 1.231 | 1.2557 | 1.2557 | 1.2808 | 1.2808 | 1.3064 | 1.3064 | 1.3325 | 1.3325 | 1.3592 | 1.3592 | 1.3864 | 1.3864 | 1.4141 | 1.4141 | 1.4424 | 1.4424 | 1.4712 | 1.4712 | 1.5006 | 1.5006 | 1.5306 | 1.5306 | 1.5613 | 1.5613 | 1.5925 | 1.5925 | 1.6243 | 1.6243 | 1.6568 | 1.6568 | 1.69 | 1.69 | 1.7238 | 1.7238 | 1.7582 | 1.7582 | 1.7934 | 1.7934 | 1.8293 | 1.8293 | 1.8293 | 1.8293 | 1.8293 | 1.8293 | 1.8293 | 1.8293 | 1.8293 | 1.8293 | 1.8293 | 1.8293 | 1.8293 | 1.8293 | 1.8293 | 1.8293 | 1.8293 | 1.8293 | 1.8293 | 1.8293
|  |  |  | Power Plant Energy Charge rate | 0 | UScts / KWh | 0 | 0 | 0 | 0 | 0 | 0 | 0 | 0 | 0 | 0 | 1.9649 | 1.9649 | 1.9649 | 1.9649 | 1.9649 | 1.9649 | 1.9649 | 1.9649 | 1.9649 | 1.9649 | 1.9649 | 1.9649 | 1.9649 | 1.9649 | 1.9649 | 1.9649 | 1.9649 | 1.9649 | 1.9649 | 1.9649 | 1.9649 | 1.9649 | 1.9649 | 1.9649 | 1.9649 | 1.9649 | 1.9649 | 1.9649 | 1.9649 | 1.9649 | 1.9649 | 1.9649 | 1.9649 | 1.9649 | 1.9649 | 1.9649 | 1.9649 | 1.9649 | 1.9649 | 1.9649 | 1.9649 | 1.9649 | 1.9649 | 1.9649 | 1.9649 | 1.9649 | 1.9649 | 1.9649 | 1.9649 | 1.9649 | 1.9649 | 1.9649 | 1.9649 | 1.9649 | 1.9649 | 1.9649 | 1.9649 | 1.9649 | 1.9649 | 1.9649 | 1.9649 | 1.9649 | 1.9649 | 1.9649 | 1.9649 | 1.9649 | 1.9649 | 1.9649 | 1.9649 | 1.9649 | 1.9649 | 1.9649 | 1.9649 | 1.9649 | 1.9649 | 1.9649 | 1.9649 | 1.9649
|  |  |  | Electricity output (gwh) | 0 | GWh | 17319.075 | 0 | 0 | 0 | 0 | 0 | 0 | 0 | 0 | 0 | 308.3107 | 285.9373 | 307.7623 | 285.4287 | 307.2077 | 284.9143 | 306.6453 | 284.3927 | 306.0782 | 283.8668 | 305.5059 | 283.3361 | 304.9243 | 282.7967 | 304.3349 | 282.2501 | 303.7409 | 281.6991 | 303.1422 | 281.1438 | 302.5372 | 280.5828 | 301.9286 | 280.0184 | 301.3128 | 279.4472 | 300.6912 | 278.8708 | 300.0624 | 278.2876 | 299.4289 | 277.7001 | 298.7892 | 277.1068 | 298.1428 | 276.5072 | 297.4885 | 275.9005 | 296.8291 | 275.2889 | 296.1629 | 274.6711 | 295.4905 | 274.0475 | 294.813 | 273.419 | 294.1281 | 272.7839 | 293.4386 | 272.1444 | 292.7465 | 271.5025 | 292.0471 | 270.8539 | 291.341 | 270.199 | 290.6281 | 269.5379 | 289.9095 | 268.8715 | 0 | 0 | 0 | 0 | 0 | 0 | 0 | 0 | 0 | 0 | 0 | 0 | 0 | 0 | 0 | 0 | 0 | 0
|  |  |  | Operations period flag | 0 | flag | 60 | 0 | 0 | 0 | 0 | 0 | 0 | 0 | 0 | 0 | 1 | 1 | 1 | 1 | 1 | 1 | 1 | 1 | 1 | 1 | 1 | 1 | 1 | 1 | 1 | 1 | 1 | 1 | 1 | 1 | 1 | 1 | 1 | 1 | 1 | 1 | 1 | 1 | 1 | 1 | 1 | 1 | 1 | 1 | 1 | 1 | 1 | 1 | 1 | 1 | 1 | 1 | 1 | 1 | 1 | 1 | 1 | 1 | 1 | 1 | 1 | 1 | 1 | 1 | 1 | 1 | 1 | 1 | 1 | 1 | 0 | 0 | 0 | 0 | 0 | 0 | 0 | 0 | 0 | 0 | 0 | 0 | 0 | 0 | 0 | 0 | 0 | 0
|  |  |  | Power Plant Energy Charge |  | USD 000s | 340303.7646 |  | 0 | 0 | 0 | 0 | 0 | 0 | 0 | 0 | 6058.0194 | 5618.4028 | 6047.2439 | 5608.4092 | 6036.3461 | 5598.3022 | 6025.2953 | 5588.0534 | 6014.1528 | 5577.7194 | 6002.9083 | 5567.291 | 5991.4804 | 5556.6923 | 5979.8995 | 5545.9518 | 5968.2269 | 5535.1263 | 5956.4625 | 5524.2156 | 5944.5758 | 5513.1915 | 5932.6177 | 5502.1012 | 5920.5169 | 5490.8785 | 5908.304 | 5479.5519 | 5895.9484 | 5468.0929 | 5883.501 | 5456.5487 | 5870.9312 | 5444.8912 | 5858.229 | 5433.1107 | 5845.3738 | 5421.1884 | 5832.4167 | 5409.1715 | 5819.327 | 5397.0318 | 5806.1151 | 5384.7785 | 5792.8011 | 5372.4308 | 5779.3445 | 5359.9506 | 5765.7961 | 5347.3854 | 5752.1967 | 5334.7729 | 5738.4546 | 5322.0281 | 5724.58 | 5309.1603 | 5710.5729 | 5296.1696 | 5696.4536 | 5283.0749 | 0 | 0 | 0 | 0 | 0 | 0 | 0 | 0 | 0 | 0 | 0 | 0 | 0 | 0 | 0 | 0 | 0 | 0
Interconnection facilty charge
|  |  |  | Interconnection facilty charge - fixed | 0.24509 | UScts / KWh
|  |  |  | Foreign component of energy charge | 100% | %
|  |  |  | USD to Som exchange rate | 11000 | Som / USD
|  |  |  | USD to Som exchange rate curve | 0 | Som / USD | 0 | 0 | 11000 | 11000 | 11000 | 11000 | 11000 | 11110.1644 | 11333.8142 | 11536.1195 | 11713.159 | 11892.9154 | 12069.5429 | 12248.7935 | 12430.7063 | 12615.3207 | 12802.677 | 12992.8157 | 13185.7783 | 13381.6067 | 13580.3435 | 13782.0317 | 13986.7154 | 14194.4389 | 14405.2474 | 14619.1867 | 14836.3033 | 15056.6445 | 15280.258 | 15507.1925 | 15737.4973 | 15971.2226 | 16208.4189 | 16449.138 | 16693.4322 | 16941.3544 | 17192.9587 | 17448.2997 | 17707.4328 | 17970.4145 | 18237.3018 | 18508.1529 | 18783.0264 | 19061.9823 | 19345.081 | 19632.3842 | 19923.9542 | 20219.8546 | 20520.1494 | 20824.9041 | 21134.1849 | 21448.0589 | 21766.5944 | 22089.8607 | 22417.9279 | 22750.8675 | 23088.7516 | 23431.6539 | 23779.6487 | 24132.8118 | 24491.2199 | 24854.9509 | 25224.0839 | 25598.699 | 25978.8777 | 26364.7026 | 26756.2576 | 27153.6277 | 27556.8994 | 27966.1603 | 27966.1603 | 27966.1603 | 27966.1603 | 27966.1603 | 27966.1603 | 27966.1603 | 27966.1603 | 27966.1603 | 27966.1603 | 27966.1603 | 27966.1603 | 27966.1603 | 27966.1603 | 27966.1603 | 27966.1603 | 27966.1603 | 27966.1603 | 27966.1603
|  |  |  | Operations period flag | 0 | flag | 60 | 0 | 0 | 0 | 0 | 0 | 0 | 0 | 0 | 0 | 1 | 1 | 1 | 1 | 1 | 1 | 1 | 1 | 1 | 1 | 1 | 1 | 1 | 1 | 1 | 1 | 1 | 1 | 1 | 1 | 1 | 1 | 1 | 1 | 1 | 1 | 1 | 1 | 1 | 1 | 1 | 1 | 1 | 1 | 1 | 1 | 1 | 1 | 1 | 1 | 1 | 1 | 1 | 1 | 1 | 1 | 1 | 1 | 1 | 1 | 1 | 1 | 1 | 1 | 1 | 1 | 1 | 1 | 1 | 1 | 0 | 0 | 0 | 0 | 0 | 0 | 0 | 0 | 0 | 0 | 0 | 0 | 0 | 0 | 0 | 0 | 0 | 0
|  |  |  | Post operation period flag | 0 | flag | 18 | 0 | 0 | 0 | 0 | 0 | 0 | 0 | 0 | 0 | 0 | 0 | 0 | 0 | 0 | 0 | 0 | 0 | 0 | 0 | 0 | 0 | 0 | 0 | 0 | 0 | 0 | 0 | 0 | 0 | 0 | 0 | 0 | 0 | 0 | 0 | 0 | 0 | 0 | 0 | 0 | 0 | 0 | 0 | 0 | 0 | 0 | 0 | 0 | 0 | 0 | 0 | 0 | 0 | 0 | 0 | 0 | 0 | 0 | 0 | 0 | 0 | 0 | 0 | 0 | 0 | 0 | 0 | 0 | 0 | 1 | 1 | 1 | 1 | 1 | 1 | 1 | 1 | 1 | 1 | 1 | 1 | 1 | 1 | 1 | 1 | 1 | 1
|  |  |  | Interconnection facilty energy charge rate |  | UScts / KWh |  |  | 0 | 0 | 0 | 0 | 0 | 0 | 0 | 0 | 0.24509 | 0.24509 | 0.24509 | 0.24509 | 0.24509 | 0.24509 | 0.24509 | 0.24509 | 0.24509 | 0.24509 | 0.24509 | 0.24509 | 0.24509 | 0.24509 | 0.24509 | 0.24509 | 0.24509 | 0.24509 | 0.24509 | 0.24509 | 0.24509 | 0.24509 | 0.24509 | 0.24509 | 0.24509 | 0.24509 | 0.24509 | 0.24509 | 0.24509 | 0.24509 | 0.24509 | 0.24509 | 0.24509 | 0.24509 | 0.24509 | 0.24509 | 0.24509 | 0.24509 | 0.24509 | 0.24509 | 0.24509 | 0.24509 | 0.24509 | 0.24509 | 0.24509 | 0.24509 | 0.24509 | 0.24509 | 0.24509 | 0.24509 | 0.24509 | 0.24509 | 0.24509 | 0.24509 | 0.24509 | 0.24509 | 0.24509 | 0.24509 | 0.24509 | 0.24509 | 0.24509 | 0.24509 | 0.24509 | 0.24509 | 0.24509 | 0.24509 | 0.24509 | 0.24509 | 0.24509 | 0.24509 | 0.24509 | 0.24509 | 0.24509 | 0.24509 | 0.24509 | 0.24509 | 0.24509 | 0.24509
|  |  |  | Escalation applicable - Interconnection Facilty Energy Charge | 0 | 1= yes, 0 = no
|  |  |  | Uscts / USD | 100 | UScts / USD
|  |  |  | Gwh to kwh conversion | 1000000 | KWh / GWh
|  |  |  | Units in a thousand | 1000 | units in thousand
|  |  |  | US PPI escalation factor (usppim / usppir) | 0 | factor | 0 | 0 | 1 | 1 | 1 | 1 | 1 | 1 | 1 | 1 | 1.0301 | 1.0301 | 1.0507 | 1.0507 | 1.0717 | 1.0717 | 1.0931 | 1.0931 | 1.115 | 1.115 | 1.1373 | 1.1373 | 1.16 | 1.16 | 1.1832 | 1.1832 | 1.2069 | 1.2069 | 1.231 | 1.231 | 1.2557 | 1.2557 | 1.2808 | 1.2808 | 1.3064 | 1.3064 | 1.3325 | 1.3325 | 1.3592 | 1.3592 | 1.3864 | 1.3864 | 1.4141 | 1.4141 | 1.4424 | 1.4424 | 1.4712 | 1.4712 | 1.5006 | 1.5006 | 1.5306 | 1.5306 | 1.5613 | 1.5613 | 1.5925 | 1.5925 | 1.6243 | 1.6243 | 1.6568 | 1.6568 | 1.69 | 1.69 | 1.7238 | 1.7238 | 1.7582 | 1.7582 | 1.7934 | 1.7934 | 1.8293 | 1.8293 | 1.8293 | 1.8293 | 1.8293 | 1.8293 | 1.8293 | 1.8293 | 1.8293 | 1.8293 | 1.8293 | 1.8293 | 1.8293 | 1.8293 | 1.8293 | 1.8293 | 1.8293 | 1.8293 | 1.8293 | 1.8293
|  |  |  | Interconnection facilty energy charge rate | 0 | UScts / KWh | 0 | 0 | 0 | 0 | 0 | 0 | 0 | 0 | 0 | 0 | 0.24509 | 0.24509 | 0.24509 | 0.24509 | 0.24509 | 0.24509 | 0.24509 | 0.24509 | 0.24509 | 0.24509 | 0.24509 | 0.24509 | 0.24509 | 0.24509 | 0.24509 | 0.24509 | 0.24509 | 0.24509 | 0.24509 | 0.24509 | 0.24509 | 0.24509 | 0.24509 | 0.24509 | 0.24509 | 0.24509 | 0.24509 | 0.24509 | 0.24509 | 0.24509 | 0.24509 | 0.24509 | 0.24509 | 0.24509 | 0.24509 | 0.24509 | 0.24509 | 0.24509 | 0.24509 | 0.24509 | 0.24509 | 0.24509 | 0.24509 | 0.24509 | 0.24509 | 0.24509 | 0.24509 | 0.24509 | 0.24509 | 0.24509 | 0.24509 | 0.24509 | 0.24509 | 0.24509 | 0.24509 | 0.24509 | 0.24509 | 0.24509 | 0.24509 | 0.24509 | 0.24509 | 0.24509 | 0.24509 | 0.24509 | 0.24509 | 0.24509 | 0.24509 | 0.24509 | 0.24509 | 0.24509 | 0.24509 | 0.24509 | 0.24509 | 0.24509 | 0.24509 | 0.24509 | 0.24509 | 0.24509
|  |  |  | Electricity output (gwh) | 0 | GWh | 17319.075 | 0 | 0 | 0 | 0 | 0 | 0 | 0 | 0 | 0 | 308.3107 | 285.9373 | 307.7623 | 285.4287 | 307.2077 | 284.9143 | 306.6453 | 284.3927 | 306.0782 | 283.8668 | 305.5059 | 283.3361 | 304.9243 | 282.7967 | 304.3349 | 282.2501 | 303.7409 | 281.6991 | 303.1422 | 281.1438 | 302.5372 | 280.5828 | 301.9286 | 280.0184 | 301.3128 | 279.4472 | 300.6912 | 278.8708 | 300.0624 | 278.2876 | 299.4289 | 277.7001 | 298.7892 | 277.1068 | 298.1428 | 276.5072 | 297.4885 | 275.9005 | 296.8291 | 275.2889 | 296.1629 | 274.6711 | 295.4905 | 274.0475 | 294.813 | 273.419 | 294.1281 | 272.7839 | 293.4386 | 272.1444 | 292.7465 | 271.5025 | 292.0471 | 270.8539 | 291.341 | 270.199 | 290.6281 | 269.5379 | 289.9095 | 268.8715 | 0 | 0 | 0 | 0 | 0 | 0 | 0 | 0 | 0 | 0 | 0 | 0 | 0 | 0 | 0 | 0 | 0 | 0
|  |  |  | PPA period flag | 0 | flag | 60 | 0 | 0 | 0 | 0 | 0 | 0 | 0 | 0 | 0 | 1 | 1 | 1 | 1 | 1 | 1 | 1 | 1 | 1 | 1 | 1 | 1 | 1 | 1 | 1 | 1 | 1 | 1 | 1 | 1 | 1 | 1 | 1 | 1 | 1 | 1 | 1 | 1 | 1 | 1 | 1 | 1 | 1 | 1 | 1 | 1 | 1 | 1 | 1 | 1 | 1 | 1 | 1 | 1 | 1 | 1 | 1 | 1 | 1 | 1 | 1 | 1 | 1 | 1 | 1 | 1 | 1 | 1 | 1 | 1 | 0 | 0 | 0 | 0 | 0 | 0 | 0 | 0 | 0 | 0 | 0 | 0 | 0 | 0 | 0 | 0 | 0 | 0
|  |  |  | Interconnection facilty energy charge |  | USD 000s | 42447.7929 |  | 0 | 0 | 0 | 0 | 0 | 0 | 0 | 0 | 755.6471 | 700.8115 | 754.303 | 699.565 | 752.9437 | 698.3043 | 751.5653 | 697.0259 | 750.1754 | 695.7369 | 748.7728 | 694.4361 | 747.3474 | 693.1141 | 745.9028 | 691.7743 | 744.4468 | 690.424 | 742.9794 | 689.0631 | 741.4967 | 687.688 | 740.0051 | 686.3046 | 738.4957 | 684.9048 | 736.9724 | 683.4919 | 735.4312 | 682.0626 | 733.8785 | 680.6227 | 732.3107 | 679.1685 | 730.7262 | 677.6991 | 729.1227 | 676.212 | 727.5065 | 674.7131 | 725.8738 | 673.1988 | 724.2258 | 671.6704 | 722.5651 | 670.1302 | 720.8866 | 668.5735 | 719.1966 | 667.0062 | 717.5003 | 665.4329 | 715.7862 | 663.8432 | 714.0555 | 662.2382 | 712.3084 | 660.6178 | 710.5472 | 658.9844 | 0 | 0 | 0 | 0 | 0 | 0 | 0 | 0 | 0 | 0 | 0 | 0 | 0 | 0 | 0 | 0 | 0 | 0
Energy charge
|  |  |  | Power Plant Energy Charge | 0 | USD 000s | 340303.7646 | 0 | 0 | 0 | 0 | 0 | 0 | 0 | 0 | 0 | 6058.0194 | 5618.4028 | 6047.2439 | 5608.4092 | 6036.3461 | 5598.3022 | 6025.2953 | 5588.0534 | 6014.1528 | 5577.7194 | 6002.9083 | 5567.291 | 5991.4804 | 5556.6923 | 5979.8995 | 5545.9518 | 5968.2269 | 5535.1263 | 5956.4625 | 5524.2156 | 5944.5758 | 5513.1915 | 5932.6177 | 5502.1012 | 5920.5169 | 5490.8785 | 5908.304 | 5479.5519 | 5895.9484 | 5468.0929 | 5883.501 | 5456.5487 | 5870.9312 | 5444.8912 | 5858.229 | 5433.1107 | 5845.3738 | 5421.1884 | 5832.4167 | 5409.1715 | 5819.327 | 5397.0318 | 5806.1151 | 5384.7785 | 5792.8011 | 5372.4308 | 5779.3445 | 5359.9506 | 5765.7961 | 5347.3854 | 5752.1967 | 5334.7729 | 5738.4546 | 5322.0281 | 5724.58 | 5309.1603 | 5710.5729 | 5296.1696 | 5696.4536 | 5283.0749 | 0 | 0 | 0 | 0 | 0 | 0 | 0 | 0 | 0 | 0 | 0 | 0 | 0 | 0 | 0 | 0 | 0 | 0
|  |  |  | Interconnection facilty energy charge | 0 | USD 000s | 42447.7929 | 0 | 0 | 0 | 0 | 0 | 0 | 0 | 0 | 0 | 755.6471 | 700.8115 | 754.303 | 699.565 | 752.9437 | 698.3043 | 751.5653 | 697.0259 | 750.1754 | 695.7369 | 748.7728 | 694.4361 | 747.3474 | 693.1141 | 745.9028 | 691.7743 | 744.4468 | 690.424 | 742.9794 | 689.0631 | 741.4967 | 687.688 | 740.0051 | 686.3046 | 738.4957 | 684.9048 | 736.9724 | 683.4919 | 735.4312 | 682.0626 | 733.8785 | 680.6227 | 732.3107 | 679.1685 | 730.7262 | 677.6991 | 729.1227 | 676.212 | 727.5065 | 674.7131 | 725.8738 | 673.1988 | 724.2258 | 671.6704 | 722.5651 | 670.1302 | 720.8866 | 668.5735 | 719.1966 | 667.0062 | 717.5003 | 665.4329 | 715.7862 | 663.8432 | 714.0555 | 662.2382 | 712.3084 | 660.6178 | 710.5472 | 658.9844 | 0 | 0 | 0 | 0 | 0 | 0 | 0 | 0 | 0 | 0 | 0 | 0 | 0 | 0 | 0 | 0 | 0 | 0
|  |  |  | Energy charge |  | USD 000s | 382751.5575 |  | 0 | 0 | 0 | 0 | 0 | 0 | 0 | 0 | 6813.6665 | 6319.2143 | 6801.5469 | 6307.9742 | 6789.2897 | 6296.6065 | 6776.8605 | 6285.0793 | 6764.3282 | 6273.4563 | 6751.6811 | 6261.7271 | 6738.8277 | 6249.8064 | 6725.8023 | 6237.7262 | 6712.6737 | 6225.5503 | 6699.4419 | 6213.2787 | 6686.0725 | 6200.8795 | 6672.6229 | 6188.4058 | 6659.0127 | 6175.7833 | 6645.2764 | 6163.0438 | 6631.3795 | 6150.1555 | 6617.3795 | 6137.1714 | 6603.2419 | 6124.0597 | 6588.9552 | 6110.8098 | 6574.4966 | 6097.4003 | 6559.9232 | 6083.8846 | 6545.2008 | 6070.2306 | 6530.3409 | 6056.4489 | 6515.3662 | 6042.561 | 6500.2311 | 6028.5241 | 6484.9927 | 6014.3916 | 6469.697 | 6000.2059 | 6454.2408 | 5985.8713 | 6438.6355 | 5971.3985 | 6422.8812 | 5956.7874 | 6407.0008 | 5942.0593 | 0 | 0 | 0 | 0 | 0 | 0 | 0 | 0 | 0 | 0 | 0 | 0 | 0 | 0 | 0 | 0 | 0 | 0
Revenue from sale of electricity - P90
|  |  |  | Escalation applicable - Power Plant Energy Charge | 0 | 1= yes, 0 = no
|  |  |  | Uscts / USD | 100 | UScts / USD
|  |  |  | Gwh to kwh conversion | 1000000 | KWh / GWh
|  |  |  | Units in a thousand | 1000 | units in thousand
|  |  |  | US PPI escalation factor (usppim / usppir) | 0 | factor | 0 | 0 | 1 | 1 | 1 | 1 | 1 | 1 | 1 | 1 | 1.0301 | 1.0301 | 1.0507 | 1.0507 | 1.0717 | 1.0717 | 1.0931 | 1.0931 | 1.115 | 1.115 | 1.1373 | 1.1373 | 1.16 | 1.16 | 1.1832 | 1.1832 | 1.2069 | 1.2069 | 1.231 | 1.231 | 1.2557 | 1.2557 | 1.2808 | 1.2808 | 1.3064 | 1.3064 | 1.3325 | 1.3325 | 1.3592 | 1.3592 | 1.3864 | 1.3864 | 1.4141 | 1.4141 | 1.4424 | 1.4424 | 1.4712 | 1.4712 | 1.5006 | 1.5006 | 1.5306 | 1.5306 | 1.5613 | 1.5613 | 1.5925 | 1.5925 | 1.6243 | 1.6243 | 1.6568 | 1.6568 | 1.69 | 1.69 | 1.7238 | 1.7238 | 1.7582 | 1.7582 | 1.7934 | 1.7934 | 1.8293 | 1.8293 | 1.8293 | 1.8293 | 1.8293 | 1.8293 | 1.8293 | 1.8293 | 1.8293 | 1.8293 | 1.8293 | 1.8293 | 1.8293 | 1.8293 | 1.8293 | 1.8293 | 1.8293 | 1.8293 | 1.8293 | 1.8293
|  |  |  | Power Plant Energy Charge rate | 0 | UScts / KWh | 0 | 0 | 0 | 0 | 0 | 0 | 0 | 0 | 0 | 0 | 1.9649 | 1.9649 | 1.9649 | 1.9649 | 1.9649 | 1.9649 | 1.9649 | 1.9649 | 1.9649 | 1.9649 | 1.9649 | 1.9649 | 1.9649 | 1.9649 | 1.9649 | 1.9649 | 1.9649 | 1.9649 | 1.9649 | 1.9649 | 1.9649 | 1.9649 | 1.9649 | 1.9649 | 1.9649 | 1.9649 | 1.9649 | 1.9649 | 1.9649 | 1.9649 | 1.9649 | 1.9649 | 1.9649 | 1.9649 | 1.9649 | 1.9649 | 1.9649 | 1.9649 | 1.9649 | 1.9649 | 1.9649 | 1.9649 | 1.9649 | 1.9649 | 1.9649 | 1.9649 | 1.9649 | 1.9649 | 1.9649 | 1.9649 | 1.9649 | 1.9649 | 1.9649 | 1.9649 | 1.9649 | 1.9649 | 1.9649 | 1.9649 | 1.9649 | 1.9649 | 1.9649 | 1.9649 | 1.9649 | 1.9649 | 1.9649 | 1.9649 | 1.9649 | 1.9649 | 1.9649 | 1.9649 | 1.9649 | 1.9649 | 1.9649 | 1.9649 | 1.9649 | 1.9649 | 1.9649 | 1.9649
|  |  |  | Electricity output (gwh) - P90 | 0 | GWh | 16628.272 | 0 | 0 | 0 | 0 | 0 | 0 | 0 | 0 | 0 | 297.432 | 275.848 | 296.8021 | 275.2639 | 296.1655 | 274.6735 | 295.5237 | 274.0783 | 294.8768 | 273.4782 | 294.2236 | 272.8724 | 293.5662 | 272.2628 | 292.9058 | 271.6502 | 292.2401 | 271.0329 | 291.5677 | 270.4093 | 290.8891 | 269.7799 | 290.2053 | 269.1457 | 289.5157 | 268.5063 | 288.8184 | 267.8596 | 288.116 | 267.208 | 287.4093 | 266.5527 | 286.6965 | 265.8915 | 285.98 | 265.227 | 285.2593 | 264.5587 | 284.533 | 263.885 | 283.7978 | 263.2032 | 283.0574 | 262.5166 | 282.3139 | 261.8271 | 281.5668 | 261.1342 | 280.8192 | 260.4408 | 280.0716 | 259.7474 | 279.324 | 259.054 | 278.5763 | 258.3607 | 277.8287 | 257.6673 | 277.0811 | 256.9739 | 0 | 0 | 0 | 0 | 0 | 0 | 0 | 0 | 0 | 0 | 0 | 0 | 0 | 0 | 0 | 0 | 0 | 0
|  |  |  | Operations period flag | 0 | flag | 60 | 0 | 0 | 0 | 0 | 0 | 0 | 0 | 0 | 0 | 1 | 1 | 1 | 1 | 1 | 1 | 1 | 1 | 1 | 1 | 1 | 1 | 1 | 1 | 1 | 1 | 1 | 1 | 1 | 1 | 1 | 1 | 1 | 1 | 1 | 1 | 1 | 1 | 1 | 1 | 1 | 1 | 1 | 1 | 1 | 1 | 1 | 1 | 1 | 1 | 1 | 1 | 1 | 1 | 1 | 1 | 1 | 1 | 1 | 1 | 1 | 1 | 1 | 1 | 1 | 1 | 1 | 1 | 1 | 1 | 0 | 0 | 0 | 0 | 0 | 0 | 0 | 0 | 0 | 0 | 0 | 0 | 0 | 0 | 0 | 0 | 0 | 0
|  |  |  | Power Plant Energy Charge - P90 |  | USD 000s | 326730.1262 |  | 0 | 0 | 0 | 0 | 0 | 0 | 0 | 0 | 5844.2626 | 5420.1578 | 5831.8866 | 5408.6799 | 5819.378 | 5397.079 | 5806.7675 | 5385.3836 | 5794.055 | 5373.5937 | 5781.2203 | 5361.6903 | 5768.3039 | 5349.7113 | 5755.3264 | 5337.6755 | 5742.247 | 5325.5452 | 5729.035 | 5313.292 | 5715.7007 | 5300.9253 | 5702.2644 | 5288.4641 | 5688.716 | 5275.8989 | 5675.0147 | 5263.1918 | 5661.2114 | 5250.3902 | 5647.3266 | 5237.513 | 5633.3195 | 5224.5223 | 5619.241 | 5211.4655 | 5605.0809 | 5198.333 | 5590.8087 | 5185.0965 | 5576.3632 | 5171.6992 | 5561.8157 | 5158.2075 | 5547.2071 | 5144.659 | 5532.5271 | 5131.0443 | 5517.837 | 5117.4201 | 5503.1468 | 5103.796 | 5488.4566 | 5090.1719 | 5473.7665 | 5076.5477 | 5459.0763 | 5062.9236 | 5444.3861 | 5049.2994 | 0 | 0 | 0 | 0 | 0 | 0 | 0 | 0 | 0 | 0 | 0 | 0 | 0 | 0 | 0 | 0 | 0 | 0
Interconnection facilty charge - P90
|  |  |  | Gwh to kwh conversion | 1000000 | KWh / GWh
|  |  |  | Units in a thousand | 1000 | units in thousand
|  |  |  | Uscts / USD | 100 | UScts / USD
|  |  |  | Electricity output (gwh) - P90 | 0 | GWh | 16628.272 | 0 | 0 | 0 | 0 | 0 | 0 | 0 | 0 | 0 | 297.432 | 275.848 | 296.8021 | 275.2639 | 296.1655 | 274.6735 | 295.5237 | 274.0783 | 294.8768 | 273.4782 | 294.2236 | 272.8724 | 293.5662 | 272.2628 | 292.9058 | 271.6502 | 292.2401 | 271.0329 | 291.5677 | 270.4093 | 290.8891 | 269.7799 | 290.2053 | 269.1457 | 289.5157 | 268.5063 | 288.8184 | 267.8596 | 288.116 | 267.208 | 287.4093 | 266.5527 | 286.6965 | 265.8915 | 285.98 | 265.227 | 285.2593 | 264.5587 | 284.533 | 263.885 | 283.7978 | 263.2032 | 283.0574 | 262.5166 | 282.3139 | 261.8271 | 281.5668 | 261.1342 | 280.8192 | 260.4408 | 280.0716 | 259.7474 | 279.324 | 259.054 | 278.5763 | 258.3607 | 277.8287 | 257.6673 | 277.0811 | 256.9739 | 0 | 0 | 0 | 0 | 0 | 0 | 0 | 0 | 0 | 0 | 0 | 0 | 0 | 0 | 0 | 0 | 0 | 0
|  |  |  | Interconnection facilty energy charge rate | 0 | UScts / KWh | 0 | 0 | 0 | 0 | 0 | 0 | 0 | 0 | 0 | 0 | 0.24509 | 0.24509 | 0.24509 | 0.24509 | 0.24509 | 0.24509 | 0.24509 | 0.24509 | 0.24509 | 0.24509 | 0.24509 | 0.24509 | 0.24509 | 0.24509 | 0.24509 | 0.24509 | 0.24509 | 0.24509 | 0.24509 | 0.24509 | 0.24509 | 0.24509 | 0.24509 | 0.24509 | 0.24509 | 0.24509 | 0.24509 | 0.24509 | 0.24509 | 0.24509 | 0.24509 | 0.24509 | 0.24509 | 0.24509 | 0.24509 | 0.24509 | 0.24509 | 0.24509 | 0.24509 | 0.24509 | 0.24509 | 0.24509 | 0.24509 | 0.24509 | 0.24509 | 0.24509 | 0.24509 | 0.24509 | 0.24509 | 0.24509 | 0.24509 | 0.24509 | 0.24509 | 0.24509 | 0.24509 | 0.24509 | 0.24509 | 0.24509 | 0.24509 | 0.24509 | 0.24509 | 0.24509 | 0.24509 | 0.24509 | 0.24509 | 0.24509 | 0.24509 | 0.24509 | 0.24509 | 0.24509 | 0.24509 | 0.24509 | 0.24509 | 0.24509 | 0.24509 | 0.24509 | 0.24509 | 0.24509
|  |  |  | Operations period flag | 0 | flag | 60 | 0 | 0 | 0 | 0 | 0 | 0 | 0 | 0 | 0 | 1 | 1 | 1 | 1 | 1 | 1 | 1 | 1 | 1 | 1 | 1 | 1 | 1 | 1 | 1 | 1 | 1 | 1 | 1 | 1 | 1 | 1 | 1 | 1 | 1 | 1 | 1 | 1 | 1 | 1 | 1 | 1 | 1 | 1 | 1 | 1 | 1 | 1 | 1 | 1 | 1 | 1 | 1 | 1 | 1 | 1 | 1 | 1 | 1 | 1 | 1 | 1 | 1 | 1 | 1 | 1 | 1 | 1 | 1 | 1 | 0 | 0 | 0 | 0 | 0 | 0 | 0 | 0 | 0 | 0 | 0 | 0 | 0 | 0 | 0 | 0 | 0 | 0
|  |  |  | Interconnection facilty energy charge - P90 |  | USD 000s | 40754.685 |  | 0 | 0 | 0 | 0 | 0 | 0 | 0 | 0 | 728.9841 | 676.0834 | 727.4404 | 674.6517 | 725.8802 | 673.2047 | 724.3072 | 671.7459 | 722.7215 | 670.2753 | 721.1206 | 668.7905 | 719.5094 | 667.2963 | 717.8907 | 665.795 | 716.2592 | 664.2819 | 714.6112 | 662.7535 | 712.948 | 661.211 | 711.272 | 659.6566 | 709.582 | 658.0893 | 707.873 | 656.5043 | 706.1513 | 654.9075 | 704.4193 | 653.3012 | 702.6722 | 651.6808 | 700.9161 | 650.0522 | 699.1498 | 648.4141 | 697.3696 | 646.7631 | 695.5677 | 645.0919 | 693.7531 | 643.4091 | 691.9309 | 641.7191 | 690.0998 | 640.0209 | 688.2674 | 638.3214 | 686.4351 | 636.622 | 684.6027 | 634.9226 | 682.7703 | 633.2232 | 680.9379 | 631.5238 | 679.1055 | 629.8244 | 0 | 0 | 0 | 0 | 0 | 0 | 0 | 0 | 0 | 0 | 0 | 0 | 0 | 0 | 0 | 0 | 0 | 0
Energy charge
|  |  |  | Power Plant Energy Charge - P90 | 0 | USD 000s | 326730.1262 | 0 | 0 | 0 | 0 | 0 | 0 | 0 | 0 | 0 | 5844.2626 | 5420.1578 | 5831.8866 | 5408.6799 | 5819.378 | 5397.079 | 5806.7675 | 5385.3836 | 5794.055 | 5373.5937 | 5781.2203 | 5361.6903 | 5768.3039 | 5349.7113 | 5755.3264 | 5337.6755 | 5742.247 | 5325.5452 | 5729.035 | 5313.292 | 5715.7007 | 5300.9253 | 5702.2644 | 5288.4641 | 5688.716 | 5275.8989 | 5675.0147 | 5263.1918 | 5661.2114 | 5250.3902 | 5647.3266 | 5237.513 | 5633.3195 | 5224.5223 | 5619.241 | 5211.4655 | 5605.0809 | 5198.333 | 5590.8087 | 5185.0965 | 5576.3632 | 5171.6992 | 5561.8157 | 5158.2075 | 5547.2071 | 5144.659 | 5532.5271 | 5131.0443 | 5517.837 | 5117.4201 | 5503.1468 | 5103.796 | 5488.4566 | 5090.1719 | 5473.7665 | 5076.5477 | 5459.0763 | 5062.9236 | 5444.3861 | 5049.2994 | 0 | 0 | 0 | 0 | 0 | 0 | 0 | 0 | 0 | 0 | 0 | 0 | 0 | 0 | 0 | 0 | 0 | 0
|  |  |  | Interconnection facilty energy charge - P90 | 0 | USD 000s | 40754.685 | 0 | 0 | 0 | 0 | 0 | 0 | 0 | 0 | 0 | 728.9841 | 676.0834 | 727.4404 | 674.6517 | 725.8802 | 673.2047 | 724.3072 | 671.7459 | 722.7215 | 670.2753 | 721.1206 | 668.7905 | 719.5094 | 667.2963 | 717.8907 | 665.795 | 716.2592 | 664.2819 | 714.6112 | 662.7535 | 712.948 | 661.211 | 711.272 | 659.6566 | 709.582 | 658.0893 | 707.873 | 656.5043 | 706.1513 | 654.9075 | 704.4193 | 653.3012 | 702.6722 | 651.6808 | 700.9161 | 650.0522 | 699.1498 | 648.4141 | 697.3696 | 646.7631 | 695.5677 | 645.0919 | 693.7531 | 643.4091 | 691.9309 | 641.7191 | 690.0998 | 640.0209 | 688.2674 | 638.3214 | 686.4351 | 636.622 | 684.6027 | 634.9226 | 682.7703 | 633.2232 | 680.9379 | 631.5238 | 679.1055 | 629.8244 | 0 | 0 | 0 | 0 | 0 | 0 | 0 | 0 | 0 | 0 | 0 | 0 | 0 | 0 | 0 | 0 | 0 | 0
|  |  |  | Energy charge - P90 |  | USD 000s | 367484.8112 |  | 0 | 0 | 0 | 0 | 0 | 0 | 0 | 0 | 6573.2468 | 6096.2412 | 6559.327 | 6083.3316 | 6545.2582 | 6070.2837 | 6531.0747 | 6057.1295 | 6516.7765 | 6043.869 | 6502.3408 | 6030.4808 | 6487.8134 | 6017.0075 | 6473.2171 | 6003.4705 | 6458.5062 | 5989.8271 | 6443.6462 | 5976.0455 | 6428.6486 | 5962.1363 | 6413.5364 | 5948.1207 | 6398.298 | 5933.9882 | 6382.8877 | 5919.6961 | 6367.3627 | 5905.2977 | 6351.746 | 5890.8142 | 6335.9916 | 5876.2032 | 6320.157 | 5861.5177 | 6304.2307 | 5846.7471 | 6288.1783 | 5831.8595 | 6271.9309 | 5816.7912 | 6255.5689 | 5801.6165 | 6239.1381 | 5786.378 | 6222.627 | 5771.0651 | 6206.1044 | 5755.7416 | 6189.5819 | 5740.418 | 6173.0593 | 5725.0945 | 6156.5368 | 5709.7709 | 6140.0142 | 5694.4474 | 6123.4917 | 5679.1238 | 0 | 0 | 0 | 0 | 0 | 0 | 0 | 0 | 0 | 0 | 0 | 0 | 0 | 0 | 0 | 0 | 0 | 0
OPERATING COSTS
O&M cost
|  |  |  | Opex cost - sensitivity | 0% | %
|  |  |  | O&M cost - Y01 | 230.2769 | USD 000s
|  |  |  | O&M cost - Y02 | 248.4646 | USD 000s
|  |  |  | O&M cost - Y03 | 390.5848 | USD 000s
|  |  |  | O&M cost - Y04 | 387.8362 | USD 000s
|  |  |  | O&M cost - Y05 | 387.0578 | USD 000s
|  |  |  | O&M cost - Y06 | 561.5443 | USD 000s
|  |  |  | O&M cost - Y07 | 612.8865 | USD 000s
|  |  |  | O&M cost - Y08 | 571.9093 | USD 000s
|  |  |  | O&M cost - Y09 | 583.0617 | USD 000s
|  |  |  | O&M cost - Y10 | 713.0383 | USD 000s
|  |  |  | O&M cost - Y11 | 603.4625 | USD 000s
|  |  |  | O&M cost - Y12 | 630.4556 | USD 000s
|  |  |  | O&M cost - Y13 | 1732.3195 | USD 000s
|  |  |  | O&M cost - Y14 | 589.5227 | USD 000s
|  |  |  | O&M cost - Y15 | 607.401 | USD 000s
|  |  |  | O&M cost - Y16 | 617.3974 | USD 000s
|  |  |  | O&M cost - Y17 | 620.6684 | USD 000s
|  |  |  | O&M cost - Y18 | 627.8684 | USD 000s
|  |  |  | O&M cost - Y19 | 639.0755 | USD 000s
|  |  |  | O&M cost - Y20 | 769.0087 | USD 000s
|  |  |  | O&M cost - Y21 | 693.3998 | USD 000s
|  |  |  | O&M cost - Y22 | 689.2175 | USD 000s
|  |  |  | O&M cost - Y23 | 681.1064 | USD 000s
|  |  |  | O&M cost - Y24 | 742.6968 | USD 000s
|  |  |  | O&M cost - Y25 | 699.1979 | USD 000s
|  |  |  | O&M cost - Y26 | 699.1979 | USD 000s
|  |  |  | O&M cost - Y27 | 699.1979 | USD 000s
|  |  |  | O&M cost - Y28 | 699.1979 | USD 000s
|  |  |  | O&M cost - Y29 | 699.1979 | USD 000s
|  |  |  | O&M cost - Y30 | 699.1979 | USD 000s
|  |  |  | O&M cost - Y31 | 0 | USD 000s
|  |  |  | O&M cost - Y32 | 0 | USD 000s
|  |  |  | O&M cost - Y33 | 0 | USD 000s
|  |  |  | O&M cost - Y34 | 0 | USD 000s
|  |  |  | O&M cost - Y35 | 0 | USD 000s
|  |  |  | O&M cost - Y36 | 0 | USD 000s
|  |  |  | O&M cost - Y37 | 0 | USD 000s
|  |  |  | O&M cost - Y38 | 0 | USD 000s
|  |  |  | O&M cost - Y39 | 0 | USD 000s
|  |  |  | O&M cost - Y40 | 0 | USD 000s
|  |  |  | Number of semi annual periods in year | 2 | periods
|  |  |  | Operations period ppf - actual / actual | 0 | factor | 60 | 0 | 0 | 0 | 0 | 0 | 0 | 0 | 0 | 0 | 1 | 1 | 1 | 1 | 1 | 1 | 1 | 1 | 1 | 1 | 1 | 1 | 1 | 1 | 1 | 1 | 1 | 1 | 1 | 1 | 1 | 1 | 1 | 1 | 1 | 1 | 1 | 1 | 1 | 1 | 1 | 1 | 1 | 1 | 1 | 1 | 1 | 1 | 1 | 1 | 1 | 1 | 1 | 1 | 1 | 1 | 1 | 1 | 1 | 1 | 1 | 1 | 1 | 1 | 1 | 1 | 1 | 1 | 1 | 1 | 0 | 0 | 0 | 0 | 0 | 0 | 0 | 0 | 0 | 0 | 0 | 0 | 0 | 0 | 0 | 0 | 0 | 0
|  |  |  | Operations year number | 0 | counter | 0 | 0 | 0 | 0 | 0 | 0 | 0 | 0 | 0 | 0 | 1 | 1 | 2 | 2 | 3 | 3 | 4 | 4 | 5 | 5 | 6 | 6 | 7 | 7 | 8 | 8 | 9 | 9 | 10 | 10 | 11 | 11 | 12 | 12 | 13 | 13 | 14 | 14 | 15 | 15 | 16 | 16 | 17 | 17 | 18 | 18 | 19 | 19 | 20 | 20 | 21 | 21 | 22 | 22 | 23 | 23 | 24 | 24 | 25 | 25 | 26 | 26 | 27 | 27 | 28 | 28 | 29 | 29 | 30 | 30 | 0 | 0 | 0 | 0 | 0 | 0 | 0 | 0 | 0 | 0 | 0 | 0 | 0 | 0 | 0 | 0 | 0 | 0
|  |  |  | O&M cost - unindexed |  | USD 000s | 19125.4482 |  | 0 | 0 | 0 | 0 | 0 | 0 | 0 | 0 | 115.1385 | 115.1385 | 124.2323 | 124.2323 | 195.2924 | 195.2924 | 193.9181 | 193.9181 | 193.5289 | 193.5289 | 280.7722 | 280.7722 | 306.4432 | 306.4432 | 285.9547 | 285.9547 | 291.5309 | 291.5309 | 356.5192 | 356.5192 | 301.7313 | 301.7313 | 315.2278 | 315.2278 | 866.1597 | 866.1597 | 294.7613 | 294.7613 | 303.7005 | 303.7005 | 308.6987 | 308.6987 | 310.3342 | 310.3342 | 313.9342 | 313.9342 | 319.5378 | 319.5378 | 384.5043 | 384.5043 | 346.6999 | 346.6999 | 344.6087 | 344.6087 | 340.5532 | 340.5532 | 371.3484 | 371.3484 | 349.599 | 349.599 | 349.599 | 349.599 | 349.599 | 349.599 | 349.599 | 349.599 | 349.599 | 349.599 | 349.599 | 349.599 | 0 | 0 | 0 | 0 | 0 | 0 | 0 | 0 | 0 | 0 | 0 | 0 | 0 | 0 | 0 | 0 | 0 | 0
|  |  |  | O&M cost - currency | USD | currency
|  |  |  | O&M cost - portion of costs to escalate | 100% | %
|  |  |  | Uzbekistann cpi cost escalation factor (cpim / cpir) - O&M cost | 0 | factor | 0 | 0 | 1 | 1 | 1 | 1 | 1 | 1 | 1 | 1 | 1 | 1 | 1 | 1 | 1.1877 | 1.1877 | 1.2471 | 1.2471 | 1.3094 | 1.3094 | 1.3749 | 1.3749 | 1.4437 | 1.4437 | 1.5158 | 1.5158 | 1.5916 | 1.5916 | 1.6712 | 1.6712 | 1.7548 | 1.7548 | 1.8425 | 1.8425 | 1.9346 | 1.9346 | 2.0314 | 2.0314 | 2.1329 | 2.1329 | 2.2396 | 2.2396 | 2.3516 | 2.3516 | 2.4692 | 2.4692 | 2.5926 | 2.5926 | 2.7222 | 2.7222 | 2.8584 | 2.8584 | 3.0013 | 3.0013 | 3.1513 | 3.1513 | 3.3089 | 3.3089 | 3.4743 | 3.4743 | 3.6481 | 3.6481 | 3.8305 | 3.8305 | 4.022 | 4.022 | 4.2231 | 4.2231 | 4.4342 | 4.4342 | 4.4342 | 4.4342 | 4.4342 | 4.4342 | 4.4342 | 4.4342 | 4.4342 | 4.4342 | 4.4342 | 4.4342 | 4.4342 | 4.4342 | 4.4342 | 4.4342 | 4.4342 | 4.4342 | 4.4342 | 4.4342
|  |  |  | USD to Som exchange rate curve | 0% | Som / USD | 0% | 0% | 11000 | 11000 | 11000 | 11000 | 11000 | 11110.1644 | 11333.8142 | 11536.1195 | 11713.159 | 11892.9154 | 12069.5429 | 12248.7935 | 12430.7063 | 12615.3207 | 12802.677 | 12992.8157 | 13185.7783 | 13381.6067 | 13580.3435 | 13782.0317 | 13986.7154 | 14194.4389 | 14405.2474 | 14619.1867 | 14836.3033 | 15056.6445 | 15280.258 | 15507.1925 | 15737.4973 | 15971.2226 | 16208.4189 | 16449.138 | 16693.4322 | 16941.3544 | 17192.9587 | 17448.2997 | 17707.4328 | 17970.4145 | 18237.3018 | 18508.1529 | 18783.0264 | 19061.9823 | 19345.081 | 19632.3842 | 19923.9542 | 20219.8546 | 20520.1494 | 20824.9041 | 21134.1849 | 21448.0589 | 21766.5944 | 22089.8607 | 22417.9279 | 22750.8675 | 23088.7516 | 23431.6539 | 23779.6487 | 24132.8118 | 24491.2199 | 24854.9509 | 25224.0839 | 25598.699 | 25978.8777 | 26364.7026 | 26756.2576 | 27153.6277 | 27556.8994 | 27966.1603 | 27966.1603 | 27966.1603 | 27966.1603 | 27966.1603 | 27966.1603 | 27966.1603 | 27966.1603 | 27966.1603 | 27966.1603 | 27966.1603 | 27966.1603 | 27966.1603 | 27966.1603 | 27966.1603 | 27966.1603 | 27966.1603 | 27966.1603 | 27966.1603
|  |  |  | O&M cost - unindexed | 0 | USD 000s | 19125.4482 | 0 | 0 | 0 | 0 | 0 | 0 | 0 | 0 | 0 | 115.1385 | 115.1385 | 124.2323 | 124.2323 | 195.2924 | 195.2924 | 193.9181 | 193.9181 | 193.5289 | 193.5289 | 280.7722 | 280.7722 | 306.4432 | 306.4432 | 285.9547 | 285.9547 | 291.5309 | 291.5309 | 356.5192 | 356.5192 | 301.7313 | 301.7313 | 315.2278 | 315.2278 | 866.1597 | 866.1597 | 294.7613 | 294.7613 | 303.7005 | 303.7005 | 308.6987 | 308.6987 | 310.3342 | 310.3342 | 313.9342 | 313.9342 | 319.5378 | 319.5378 | 384.5043 | 384.5043 | 346.6999 | 346.6999 | 344.6087 | 344.6087 | 340.5532 | 340.5532 | 371.3484 | 371.3484 | 349.599 | 349.599 | 349.599 | 349.599 | 349.599 | 349.599 | 349.599 | 349.599 | 349.599 | 349.599 | 349.599 | 349.599 | 0 | 0 | 0 | 0 | 0 | 0 | 0 | 0 | 0 | 0 | 0 | 0 | 0 | 0 | 0 | 0 | 0 | 0
|  |  |  | O&M cost - indexed - local |  | USD 000s | 0 |  | 0 | 0 | 0 | 0 | 0 | 0 | 0 | 0 | 0 | 0 | 0 | 0 | 0 | 0 | 0 | 0 | 0 | 0 | 0 | 0 | 0 | 0 | 0 | 0 | 0 | 0 | 0 | 0 | 0 | 0 | 0 | 0 | 0 | 0 | 0 | 0 | 0 | 0 | 0 | 0 | 0 | 0 | 0 | 0 | 0 | 0 | 0 | 0 | 0 | 0 | 0 | 0 | 0 | 0 | 0 | 0 | 0 | 0 | 0 | 0 | 0 | 0 | 0 | 0 | 0 | 0 | 0 | 0 | 0 | 0 | 0 | 0 | 0 | 0 | 0 | 0 | 0 | 0 | 0 | 0 | 0 | 0 | 0 | 0 | 0 | 0
|  |  |  | O&M cost - currency | USD | currency
|  |  |  | O&M cost - portion of costs to escalate | 100% | %
|  |  |  | US PPI escalation factor (usppim / usppir) - O&M cost | 0 | factor | 0 | 0 | 1 | 1 | 1 | 1 | 1 | 1 | 1 | 1 | 1 | 1 | 1 | 1 | 1.0717 | 1.0717 | 1.0931 | 1.0931 | 1.115 | 1.115 | 1.1373 | 1.1373 | 1.16 | 1.16 | 1.1832 | 1.1832 | 1.2069 | 1.2069 | 1.231 | 1.231 | 1.2557 | 1.2557 | 1.2808 | 1.2808 | 1.3064 | 1.3064 | 1.3325 | 1.3325 | 1.3592 | 1.3592 | 1.3864 | 1.3864 | 1.4141 | 1.4141 | 1.4424 | 1.4424 | 1.4712 | 1.4712 | 1.5006 | 1.5006 | 1.5306 | 1.5306 | 1.5613 | 1.5613 | 1.5925 | 1.5925 | 1.6243 | 1.6243 | 1.6568 | 1.6568 | 1.69 | 1.69 | 1.7238 | 1.7238 | 1.7582 | 1.7582 | 1.7934 | 1.7934 | 1.8293 | 1.8293 | 1.8293 | 1.8293 | 1.8293 | 1.8293 | 1.8293 | 1.8293 | 1.8293 | 1.8293 | 1.8293 | 1.8293 | 1.8293 | 1.8293 | 1.8293 | 1.8293 | 1.8293 | 1.8293 | 1.8293 | 1.8293
|  |  |  | O&M cost - unindexed | 0 | USD 000s | 19125.4482 | 0 | 0 | 0 | 0 | 0 | 0 | 0 | 0 | 0 | 115.1385 | 115.1385 | 124.2323 | 124.2323 | 195.2924 | 195.2924 | 193.9181 | 193.9181 | 193.5289 | 193.5289 | 280.7722 | 280.7722 | 306.4432 | 306.4432 | 285.9547 | 285.9547 | 291.5309 | 291.5309 | 356.5192 | 356.5192 | 301.7313 | 301.7313 | 315.2278 | 315.2278 | 866.1597 | 866.1597 | 294.7613 | 294.7613 | 303.7005 | 303.7005 | 308.6987 | 308.6987 | 310.3342 | 310.3342 | 313.9342 | 313.9342 | 319.5378 | 319.5378 | 384.5043 | 384.5043 | 346.6999 | 346.6999 | 344.6087 | 344.6087 | 340.5532 | 340.5532 | 371.3484 | 371.3484 | 349.599 | 349.599 | 349.599 | 349.599 | 349.599 | 349.599 | 349.599 | 349.599 | 349.599 | 349.599 | 349.599 | 349.599 | 0 | 0 | 0 | 0 | 0 | 0 | 0 | 0 | 0 | 0 | 0 | 0 | 0 | 0 | 0 | 0 | 0 | 0
|  |  |  | O&M cost - indexed - foreign |  | USD 000s | 27269.5186 |  | 0 | 0 | 0 | 0 | 0 | 0 | 0 | 0 | 115.1385 | 115.1385 | 124.2323 | 124.2323 | 209.2939 | 209.2939 | 211.9775 | 211.9775 | 215.7831 | 215.7831 | 319.3197 | 319.3197 | 355.4855 | 355.4855 | 338.3524 | 338.3524 | 351.8493 | 351.8493 | 438.8896 | 438.8896 | 378.8723 | 378.8723 | 403.7358 | 403.7358 | 1131.5426 | 1131.5426 | 392.7748 | 392.7748 | 412.7801 | 412.7801 | 427.965 | 427.965 | 438.837 | 438.837 | 452.8062 | 452.8062 | 470.1064 | 470.1064 | 576.9994 | 576.9994 | 530.6743 | 530.6743 | 538.0229 | 538.0229 | 542.325 | 542.325 | 603.1931 | 603.1931 | 579.2221 | 579.2221 | 590.8065 | 590.8065 | 602.6226 | 602.6226 | 614.6751 | 614.6751 | 626.9686 | 626.9686 | 639.508 | 639.508 | 0 | 0 | 0 | 0 | 0 | 0 | 0 | 0 | 0 | 0 | 0 | 0 | 0 | 0 | 0 | 0 | 0 | 0
|  |  |  | O&M cost - indexed - local | 0 | USD 000s | 0 | 0 | 0 | 0 | 0 | 0 | 0 | 0 | 0 | 0 | 0 | 0 | 0 | 0 | 0 | 0 | 0 | 0 | 0 | 0 | 0 | 0 | 0 | 0 | 0 | 0 | 0 | 0 | 0 | 0 | 0 | 0 | 0 | 0 | 0 | 0 | 0 | 0 | 0 | 0 | 0 | 0 | 0 | 0 | 0 | 0 | 0 | 0 | 0 | 0 | 0 | 0 | 0 | 0 | 0 | 0 | 0 | 0 | 0 | 0 | 0 | 0 | 0 | 0 | 0 | 0 | 0 | 0 | 0 | 0 | 0 | 0 | 0 | 0 | 0 | 0 | 0 | 0 | 0 | 0 | 0 | 0 | 0 | 0 | 0 | 0 | 0 | 0
|  |  |  | O&M cost - indexed - foreign | 0 | USD 000s | 27269.5186 | 0 | 0 | 0 | 0 | 0 | 0 | 0 | 0 | 0 | 115.1385 | 115.1385 | 124.2323 | 124.2323 | 209.2939 | 209.2939 | 211.9775 | 211.9775 | 215.7831 | 215.7831 | 319.3197 | 319.3197 | 355.4855 | 355.4855 | 338.3524 | 338.3524 | 351.8493 | 351.8493 | 438.8896 | 438.8896 | 378.8723 | 378.8723 | 403.7358 | 403.7358 | 1131.5426 | 1131.5426 | 392.7748 | 392.7748 | 412.7801 | 412.7801 | 427.965 | 427.965 | 438.837 | 438.837 | 452.8062 | 452.8062 | 470.1064 | 470.1064 | 576.9994 | 576.9994 | 530.6743 | 530.6743 | 538.0229 | 538.0229 | 542.325 | 542.325 | 603.1931 | 603.1931 | 579.2221 | 579.2221 | 590.8065 | 590.8065 | 602.6226 | 602.6226 | 614.6751 | 614.6751 | 626.9686 | 626.9686 | 639.508 | 639.508 | 0 | 0 | 0 | 0 | 0 | 0 | 0 | 0 | 0 | 0 | 0 | 0 | 0 | 0 | 0 | 0 | 0 | 0
|  |  |  | O&M cost - indexed |  | USD 000s | 27269.5186 |  | 0 | 0 | 0 | 0 | 0 | 0 | 0 | 0 | 115.1385 | 115.1385 | 124.2323 | 124.2323 | 209.2939 | 209.2939 | 211.9775 | 211.9775 | 215.7831 | 215.7831 | 319.3197 | 319.3197 | 355.4855 | 355.4855 | 338.3524 | 338.3524 | 351.8493 | 351.8493 | 438.8896 | 438.8896 | 378.8723 | 378.8723 | 403.7358 | 403.7358 | 1131.5426 | 1131.5426 | 392.7748 | 392.7748 | 412.7801 | 412.7801 | 427.965 | 427.965 | 438.837 | 438.837 | 452.8062 | 452.8062 | 470.1064 | 470.1064 | 576.9994 | 576.9994 | 530.6743 | 530.6743 | 538.0229 | 538.0229 | 542.325 | 542.325 | 603.1931 | 603.1931 | 579.2221 | 579.2221 | 590.8065 | 590.8065 | 602.6226 | 602.6226 | 614.6751 | 614.6751 | 626.9686 | 626.9686 | 639.508 | 639.508 | 0 | 0 | 0 | 0 | 0 | 0 | 0 | 0 | 0 | 0 | 0 | 0 | 0 | 0 | 0 | 0 | 0 | 0
|  |  |  | % of O&M to IRR | 0% | %
|  |  |  | O&M cost - unindexed | 0 | USD 000s | 19125.4482 | 0 | 0 | 0 | 0 | 0 | 0 | 0 | 0 | 0 | 115.1385 | 115.1385 | 124.2323 | 124.2323 | 195.2924 | 195.2924 | 193.9181 | 193.9181 | 193.5289 | 193.5289 | 280.7722 | 280.7722 | 306.4432 | 306.4432 | 285.9547 | 285.9547 | 291.5309 | 291.5309 | 356.5192 | 356.5192 | 301.7313 | 301.7313 | 315.2278 | 315.2278 | 866.1597 | 866.1597 | 294.7613 | 294.7613 | 303.7005 | 303.7005 | 308.6987 | 308.6987 | 310.3342 | 310.3342 | 313.9342 | 313.9342 | 319.5378 | 319.5378 | 384.5043 | 384.5043 | 346.6999 | 346.6999 | 344.6087 | 344.6087 | 340.5532 | 340.5532 | 371.3484 | 371.3484 | 349.599 | 349.599 | 349.599 | 349.599 | 349.599 | 349.599 | 349.599 | 349.599 | 349.599 | 349.599 | 349.599 | 349.599 | 0 | 0 | 0 | 0 | 0 | 0 | 0 | 0 | 0 | 0 | 0 | 0 | 0 | 0 | 0 | 0 | 0 | 0
|  |  |  | O&M costs for IRR |  | USD 000s | 0 |  | 0 | 0 | 0 | 0 | 0 | 0 | 0 | 0 | 0 | 0 | 0 | 0 | 0 | 0 | 0 | 0 | 0 | 0 | 0 | 0 | 0 | 0 | 0 | 0 | 0 | 0 | 0 | 0 | 0 | 0 | 0 | 0 | 0 | 0 | 0 | 0 | 0 | 0 | 0 | 0 | 0 | 0 | 0 | 0 | 0 | 0 | 0 | 0 | 0 | 0 | 0 | 0 | 0 | 0 | 0 | 0 | 0 | 0 | 0 | 0 | 0 | 0 | 0 | 0 | 0 | 0 | 0 | 0 | 0 | 0 | 0 | 0 | 0 | 0 | 0 | 0 | 0 | 0 | 0 | 0 | 0 | 0 | 0 | 0 | 0 | 0
Other O&M costs - fixed
|  |  |  | Opex cost - sensitivity | 0% | %
|  |  |  | Other O&M costs - fixed - Y01 | 0 | SOM 000s
|  |  |  | Other O&M costs - fixed - Y02 | 0 | SOM 000s
|  |  |  | Other O&M costs - fixed - Y03 | 0 | SOM 000s
|  |  |  | Other O&M costs - fixed - Y04 | 0 | SOM 000s
|  |  |  | Other O&M costs - fixed - Y05 | 0 | SOM 000s
|  |  |  | Other O&M costs - fixed - Y06 | 0 | SOM 000s
|  |  |  | Other O&M costs - fixed - Y07 | 0 | SOM 000s
|  |  |  | Other O&M costs - fixed - Y08 | 0 | SOM 000s
|  |  |  | Other O&M costs - fixed - Y09 | 0 | SOM 000s
|  |  |  | Other O&M costs - fixed - Y10 | 0 | SOM 000s
|  |  |  | Other O&M costs - fixed - Y11 | 0 | SOM 000s
|  |  |  | Other O&M costs - fixed - Y12 | 0 | SOM 000s
|  |  |  | Other O&M costs - fixed - Y13 | 0 | SOM 000s
|  |  |  | Other O&M costs - fixed - Y14 | 0 | SOM 000s
|  |  |  | Other O&M costs - fixed - Y15 | 0 | SOM 000s
|  |  |  | Other O&M costs - fixed - Y16 | 0 | SOM 000s
|  |  |  | Other O&M costs - fixed - Y17 | 0 | SOM 000s
|  |  |  | Other O&M costs - fixed - Y18 | 0 | SOM 000s
|  |  |  | Other O&M costs - fixed - Y19 | 0 | SOM 000s
|  |  |  | Other O&M costs - fixed - Y20 | 0 | SOM 000s
|  |  |  | Other O&M costs - fixed - Y21 | 0 | SOM 000s
|  |  |  | Other O&M costs - fixed - Y22 | 0 | SOM 000s
|  |  |  | Other O&M costs - fixed - Y23 | 0 | SOM 000s
|  |  |  | Other O&M costs - fixed - Y24 | 0 | SOM 000s
|  |  |  | Other O&M costs - fixed - Y25 | 0 | SOM 000s
|  |  |  | Other O&M costs - fixed - Y26 | 0 | SOM 000s
|  |  |  | Other O&M costs - fixed - Y27 | 0 | SOM 000s
|  |  |  | Other O&M costs - fixed - Y28 | 0 | SOM 000s
|  |  |  | Other O&M costs - fixed - Y29 | 0 | SOM 000s
|  |  |  | Other O&M costs - fixed - Y30 | 0 | SOM 000s
|  |  |  | Other O&M costs - fixed - Y31 | 0 | SOM 000s
|  |  |  | Other O&M costs - fixed - Y32 | 0 | SOM 000s
|  |  |  | Other O&M costs - fixed - Y33 | 0 | SOM 000s
|  |  |  | Other O&M costs - fixed - Y34 | 0 | SOM 000s
|  |  |  | Other O&M costs - fixed - Y35 | 0 | SOM 000s
|  |  |  | Other O&M costs - fixed - Y36 | 0 | SOM 000s
|  |  |  | Other O&M costs - fixed - Y37 | 0 | SOM 000s
|  |  |  | Other O&M costs - fixed - Y38 | 0 | SOM 000s
|  |  |  | Other O&M costs - fixed - Y39 | 0 | SOM 000s
|  |  |  | Other O&M costs - fixed - Y40 | 0 | SOM 000s
|  |  |  | Number of semi annual periods in year | 2 | periods
|  |  |  | Operations period ppf - actual / actual | 0 | factor | 60 | 0 | 0 | 0 | 0 | 0 | 0 | 0 | 0 | 0 | 1 | 1 | 1 | 1 | 1 | 1 | 1 | 1 | 1 | 1 | 1 | 1 | 1 | 1 | 1 | 1 | 1 | 1 | 1 | 1 | 1 | 1 | 1 | 1 | 1 | 1 | 1 | 1 | 1 | 1 | 1 | 1 | 1 | 1 | 1 | 1 | 1 | 1 | 1 | 1 | 1 | 1 | 1 | 1 | 1 | 1 | 1 | 1 | 1 | 1 | 1 | 1 | 1 | 1 | 1 | 1 | 1 | 1 | 1 | 1 | 0 | 0 | 0 | 0 | 0 | 0 | 0 | 0 | 0 | 0 | 0 | 0 | 0 | 0 | 0 | 0 | 0 | 0
|  |  |  | Operations year number | 0 | counter | 0 | 0 | 0 | 0 | 0 | 0 | 0 | 0 | 0 | 0 | 1 | 1 | 2 | 2 | 3 | 3 | 4 | 4 | 5 | 5 | 6 | 6 | 7 | 7 | 8 | 8 | 9 | 9 | 10 | 10 | 11 | 11 | 12 | 12 | 13 | 13 | 14 | 14 | 15 | 15 | 16 | 16 | 17 | 17 | 18 | 18 | 19 | 19 | 20 | 20 | 21 | 21 | 22 | 22 | 23 | 23 | 24 | 24 | 25 | 25 | 26 | 26 | 27 | 27 | 28 | 28 | 29 | 29 | 30 | 30 | 0 | 0 | 0 | 0 | 0 | 0 | 0 | 0 | 0 | 0 | 0 | 0 | 0 | 0 | 0 | 0 | 0 | 0
|  |  |  | Other O&M costs - fixed - unindexed |  | SOM 000s | 0 |  | 0 | 0 | 0 | 0 | 0 | 0 | 0 | 0 | 0 | 0 | 0 | 0 | 0 | 0 | 0 | 0 | 0 | 0 | 0 | 0 | 0 | 0 | 0 | 0 | 0 | 0 | 0 | 0 | 0 | 0 | 0 | 0 | 0 | 0 | 0 | 0 | 0 | 0 | 0 | 0 | 0 | 0 | 0 | 0 | 0 | 0 | 0 | 0 | 0 | 0 | 0 | 0 | 0 | 0 | 0 | 0 | 0 | 0 | 0 | 0 | 0 | 0 | 0 | 0 | 0 | 0 | 0 | 0 | 0 | 0 | 0 | 0 | 0 | 0 | 0 | 0 | 0 | 0 | 0 | 0 | 0 | 0 | 0 | 0 | 0 | 0
|  |  |  | Other O&M costs - fixed - currency | SOM | currency
|  |  |  | Other O&M costs - fixed - portion of costs to escalate | 0% | %
|  |  |  | Uzbekistann cpi cost escalation factor (cpim / cpir) - O&M cost | 0 | factor | 0 | 0 | 1 | 1 | 1 | 1 | 1 | 1 | 1 | 1 | 1 | 1 | 1 | 1 | 1.1877 | 1.1877 | 1.2471 | 1.2471 | 1.3094 | 1.3094 | 1.3749 | 1.3749 | 1.4437 | 1.4437 | 1.5158 | 1.5158 | 1.5916 | 1.5916 | 1.6712 | 1.6712 | 1.7548 | 1.7548 | 1.8425 | 1.8425 | 1.9346 | 1.9346 | 2.0314 | 2.0314 | 2.1329 | 2.1329 | 2.2396 | 2.2396 | 2.3516 | 2.3516 | 2.4692 | 2.4692 | 2.5926 | 2.5926 | 2.7222 | 2.7222 | 2.8584 | 2.8584 | 3.0013 | 3.0013 | 3.1513 | 3.1513 | 3.3089 | 3.3089 | 3.4743 | 3.4743 | 3.6481 | 3.6481 | 3.8305 | 3.8305 | 4.022 | 4.022 | 4.2231 | 4.2231 | 4.4342 | 4.4342 | 4.4342 | 4.4342 | 4.4342 | 4.4342 | 4.4342 | 4.4342 | 4.4342 | 4.4342 | 4.4342 | 4.4342 | 4.4342 | 4.4342 | 4.4342 | 4.4342 | 4.4342 | 4.4342 | 4.4342 | 4.4342
|  |  |  | USD to Som exchange rate curve | 0% | Som / USD | 0% | 0% | 11000 | 11000 | 11000 | 11000 | 11000 | 11110.1644 | 11333.8142 | 11536.1195 | 11713.159 | 11892.9154 | 12069.5429 | 12248.7935 | 12430.7063 | 12615.3207 | 12802.677 | 12992.8157 | 13185.7783 | 13381.6067 | 13580.3435 | 13782.0317 | 13986.7154 | 14194.4389 | 14405.2474 | 14619.1867 | 14836.3033 | 15056.6445 | 15280.258 | 15507.1925 | 15737.4973 | 15971.2226 | 16208.4189 | 16449.138 | 16693.4322 | 16941.3544 | 17192.9587 | 17448.2997 | 17707.4328 | 17970.4145 | 18237.3018 | 18508.1529 | 18783.0264 | 19061.9823 | 19345.081 | 19632.3842 | 19923.9542 | 20219.8546 | 20520.1494 | 20824.9041 | 21134.1849 | 21448.0589 | 21766.5944 | 22089.8607 | 22417.9279 | 22750.8675 | 23088.7516 | 23431.6539 | 23779.6487 | 24132.8118 | 24491.2199 | 24854.9509 | 25224.0839 | 25598.699 | 25978.8777 | 26364.7026 | 26756.2576 | 27153.6277 | 27556.8994 | 27966.1603 | 27966.1603 | 27966.1603 | 27966.1603 | 27966.1603 | 27966.1603 | 27966.1603 | 27966.1603 | 27966.1603 | 27966.1603 | 27966.1603 | 27966.1603 | 27966.1603 | 27966.1603 | 27966.1603 | 27966.1603 | 27966.1603 | 27966.1603 | 27966.1603
|  |  |  | Other O&M costs - fixed - unindexed | 0 | SOM 000s | 0 | 0 | 0 | 0 | 0 | 0 | 0 | 0 | 0 | 0 | 0 | 0 | 0 | 0 | 0 | 0 | 0 | 0 | 0 | 0 | 0 | 0 | 0 | 0 | 0 | 0 | 0 | 0 | 0 | 0 | 0 | 0 | 0 | 0 | 0 | 0 | 0 | 0 | 0 | 0 | 0 | 0 | 0 | 0 | 0 | 0 | 0 | 0 | 0 | 0 | 0 | 0 | 0 | 0 | 0 | 0 | 0 | 0 | 0 | 0 | 0 | 0 | 0 | 0 | 0 | 0 | 0 | 0 | 0 | 0 | 0 | 0 | 0 | 0 | 0 | 0 | 0 | 0 | 0 | 0 | 0 | 0 | 0 | 0 | 0 | 0 | 0 | 0
|  |  |  | Other O&M costs - fixed - indexed - local |  | USD 000s | 0 |  | 0 | 0 | 0 | 0 | 0 | 0 | 0 | 0 | 0 | 0 | 0 | 0 | 0 | 0 | 0 | 0 | 0 | 0 | 0 | 0 | 0 | 0 | 0 | 0 | 0 | 0 | 0 | 0 | 0 | 0 | 0 | 0 | 0 | 0 | 0 | 0 | 0 | 0 | 0 | 0 | 0 | 0 | 0 | 0 | 0 | 0 | 0 | 0 | 0 | 0 | 0 | 0 | 0 | 0 | 0 | 0 | 0 | 0 | 0 | 0 | 0 | 0 | 0 | 0 | 0 | 0 | 0 | 0 | 0 | 0 | 0 | 0 | 0 | 0 | 0 | 0 | 0 | 0 | 0 | 0 | 0 | 0 | 0 | 0 | 0 | 0
|  |  |  | Other O&M costs - fixed - currency | SOM | currency
|  |  |  | Other O&M costs - fixed - portion of costs to escalate | 0% | %
|  |  |  | US PPI escalation factor (usppim / usppir) - O&M cost | 0 | factor | 0 | 0 | 1 | 1 | 1 | 1 | 1 | 1 | 1 | 1 | 1 | 1 | 1 | 1 | 1.0717 | 1.0717 | 1.0931 | 1.0931 | 1.115 | 1.115 | 1.1373 | 1.1373 | 1.16 | 1.16 | 1.1832 | 1.1832 | 1.2069 | 1.2069 | 1.231 | 1.231 | 1.2557 | 1.2557 | 1.2808 | 1.2808 | 1.3064 | 1.3064 | 1.3325 | 1.3325 | 1.3592 | 1.3592 | 1.3864 | 1.3864 | 1.4141 | 1.4141 | 1.4424 | 1.4424 | 1.4712 | 1.4712 | 1.5006 | 1.5006 | 1.5306 | 1.5306 | 1.5613 | 1.5613 | 1.5925 | 1.5925 | 1.6243 | 1.6243 | 1.6568 | 1.6568 | 1.69 | 1.69 | 1.7238 | 1.7238 | 1.7582 | 1.7582 | 1.7934 | 1.7934 | 1.8293 | 1.8293 | 1.8293 | 1.8293 | 1.8293 | 1.8293 | 1.8293 | 1.8293 | 1.8293 | 1.8293 | 1.8293 | 1.8293 | 1.8293 | 1.8293 | 1.8293 | 1.8293 | 1.8293 | 1.8293 | 1.8293 | 1.8293
|  |  |  | Other O&M costs - fixed - unindexed | 0 | SOM 000s | 0 | 0 | 0 | 0 | 0 | 0 | 0 | 0 | 0 | 0 | 0 | 0 | 0 | 0 | 0 | 0 | 0 | 0 | 0 | 0 | 0 | 0 | 0 | 0 | 0 | 0 | 0 | 0 | 0 | 0 | 0 | 0 | 0 | 0 | 0 | 0 | 0 | 0 | 0 | 0 | 0 | 0 | 0 | 0 | 0 | 0 | 0 | 0 | 0 | 0 | 0 | 0 | 0 | 0 | 0 | 0 | 0 | 0 | 0 | 0 | 0 | 0 | 0 | 0 | 0 | 0 | 0 | 0 | 0 | 0 | 0 | 0 | 0 | 0 | 0 | 0 | 0 | 0 | 0 | 0 | 0 | 0 | 0 | 0 | 0 | 0 | 0 | 0
|  |  |  | Other O&M costs - fixed - indexed - foreign |  | USD 000s | 0 |  | 0 | 0 | 0 | 0 | 0 | 0 | 0 | 0 | 0 | 0 | 0 | 0 | 0 | 0 | 0 | 0 | 0 | 0 | 0 | 0 | 0 | 0 | 0 | 0 | 0 | 0 | 0 | 0 | 0 | 0 | 0 | 0 | 0 | 0 | 0 | 0 | 0 | 0 | 0 | 0 | 0 | 0 | 0 | 0 | 0 | 0 | 0 | 0 | 0 | 0 | 0 | 0 | 0 | 0 | 0 | 0 | 0 | 0 | 0 | 0 | 0 | 0 | 0 | 0 | 0 | 0 | 0 | 0 | 0 | 0 | 0 | 0 | 0 | 0 | 0 | 0 | 0 | 0 | 0 | 0 | 0 | 0 | 0 | 0 | 0 | 0
|  |  |  | Other O&M costs - fixed - indexed - local | 0 | USD 000s | 0 | 0 | 0 | 0 | 0 | 0 | 0 | 0 | 0 | 0 | 0 | 0 | 0 | 0 | 0 | 0 | 0 | 0 | 0 | 0 | 0 | 0 | 0 | 0 | 0 | 0 | 0 | 0 | 0 | 0 | 0 | 0 | 0 | 0 | 0 | 0 | 0 | 0 | 0 | 0 | 0 | 0 | 0 | 0 | 0 | 0 | 0 | 0 | 0 | 0 | 0 | 0 | 0 | 0 | 0 | 0 | 0 | 0 | 0 | 0 | 0 | 0 | 0 | 0 | 0 | 0 | 0 | 0 | 0 | 0 | 0 | 0 | 0 | 0 | 0 | 0 | 0 | 0 | 0 | 0 | 0 | 0 | 0 | 0 | 0 | 0 | 0 | 0
|  |  |  | Other O&M costs - fixed - indexed - foreign | 0 | USD 000s | 0 | 0 | 0 | 0 | 0 | 0 | 0 | 0 | 0 | 0 | 0 | 0 | 0 | 0 | 0 | 0 | 0 | 0 | 0 | 0 | 0 | 0 | 0 | 0 | 0 | 0 | 0 | 0 | 0 | 0 | 0 | 0 | 0 | 0 | 0 | 0 | 0 | 0 | 0 | 0 | 0 | 0 | 0 | 0 | 0 | 0 | 0 | 0 | 0 | 0 | 0 | 0 | 0 | 0 | 0 | 0 | 0 | 0 | 0 | 0 | 0 | 0 | 0 | 0 | 0 | 0 | 0 | 0 | 0 | 0 | 0 | 0 | 0 | 0 | 0 | 0 | 0 | 0 | 0 | 0 | 0 | 0 | 0 | 0 | 0 | 0 | 0 | 0
|  |  |  | Other O&M costs - fixed - indexed |  | USD 000s | 0 |  | 0 | 0 | 0 | 0 | 0 | 0 | 0 | 0 | 0 | 0 | 0 | 0 | 0 | 0 | 0 | 0 | 0 | 0 | 0 | 0 | 0 | 0 | 0 | 0 | 0 | 0 | 0 | 0 | 0 | 0 | 0 | 0 | 0 | 0 | 0 | 0 | 0 | 0 | 0 | 0 | 0 | 0 | 0 | 0 | 0 | 0 | 0 | 0 | 0 | 0 | 0 | 0 | 0 | 0 | 0 | 0 | 0 | 0 | 0 | 0 | 0 | 0 | 0 | 0 | 0 | 0 | 0 | 0 | 0 | 0 | 0 | 0 | 0 | 0 | 0 | 0 | 0 | 0 | 0 | 0 | 0 | 0 | 0 | 0 | 0 | 0
O&M cost - EPC contractor
|  |  |  | Opex cost - sensitivity | 0% | %
|  |  |  | O&M cost - EPC contractor - Y01 | 0 | USD 000s
|  |  |  | O&M cost - EPC contractor - Y02 | 0 | USD 000s
|  |  |  | O&M cost - EPC contractor - Y03 | 0 | USD 000s
|  |  |  | O&M cost - EPC contractor - Y04 | 0 | USD 000s
|  |  |  | O&M cost - EPC contractor - Y05 | 0 | USD 000s
|  |  |  | O&M cost - EPC contractor - Y06 | 0 | USD 000s
|  |  |  | O&M cost - EPC contractor - Y07 | 0 | USD 000s
|  |  |  | O&M cost - EPC contractor - Y08 | 0 | USD 000s
|  |  |  | O&M cost - EPC contractor - Y09 | 0 | USD 000s
|  |  |  | O&M cost - EPC contractor - Y10 | 0 | USD 000s
|  |  |  | O&M cost - EPC contractor - Y11 | 0 | USD 000s
|  |  |  | O&M cost - EPC contractor - Y12 | 0 | USD 000s
|  |  |  | O&M cost - EPC contractor - Y13 | 0 | USD 000s
|  |  |  | O&M cost - EPC contractor - Y14 | 0 | USD 000s
|  |  |  | O&M cost - EPC contractor - Y15 | 0 | USD 000s
|  |  |  | O&M cost - EPC contractor - Y16 | 0 | USD 000s
|  |  |  | O&M cost - EPC contractor - Y17 | 0 | USD 000s
|  |  |  | O&M cost - EPC contractor - Y18 | 0 | USD 000s
|  |  |  | O&M cost - EPC contractor - Y19 | 0 | USD 000s
|  |  |  | O&M cost - EPC contractor - Y20 | 0 | USD 000s
|  |  |  | O&M cost - EPC contractor - Y21 | 0 | USD 000s
|  |  |  | O&M cost - EPC contractor - Y22 | 0 | USD 000s
|  |  |  | O&M cost - EPC contractor - Y23 | 0 | USD 000s
|  |  |  | O&M cost - EPC contractor - Y24 | 0 | USD 000s
|  |  |  | O&M cost - EPC contractor - Y25 | 0 | USD 000s
|  |  |  | O&M cost - EPC contractor - Y26 | 0 | USD 000s
|  |  |  | O&M cost - EPC contractor - Y27 | 0 | USD 000s
|  |  |  | O&M cost - EPC contractor - Y28 | 0 | USD 000s
|  |  |  | O&M cost - EPC contractor - Y29 | 0 | USD 000s
|  |  |  | O&M cost - EPC contractor - Y30 | 0 | USD 000s
|  |  |  | O&M cost - EPC contractor - Y31 | 0 | USD 000s
|  |  |  | O&M cost - EPC contractor - Y32 | 0 | USD 000s
|  |  |  | O&M cost - EPC contractor - Y33 | 0 | USD 000s
|  |  |  | O&M cost - EPC contractor - Y34 | 0 | USD 000s
|  |  |  | O&M cost - EPC contractor - Y35 | 0 | USD 000s
|  |  |  | O&M cost - EPC contractor - Y36 | 0 | USD 000s
|  |  |  | O&M cost - EPC contractor - Y37 | 0 | USD 000s
|  |  |  | O&M cost - EPC contractor - Y38 | 0 | USD 000s
|  |  |  | O&M cost - EPC contractor - Y39 | 0 | USD 000s
|  |  |  | O&M cost - EPC contractor - Y40 | 0 | USD 000s
|  |  |  | Number of semi annual periods in year | 2 | periods
|  |  |  | Operations period ppf - actual / actual | 0 | factor | 60 | 0 | 0 | 0 | 0 | 0 | 0 | 0 | 0 | 0 | 1 | 1 | 1 | 1 | 1 | 1 | 1 | 1 | 1 | 1 | 1 | 1 | 1 | 1 | 1 | 1 | 1 | 1 | 1 | 1 | 1 | 1 | 1 | 1 | 1 | 1 | 1 | 1 | 1 | 1 | 1 | 1 | 1 | 1 | 1 | 1 | 1 | 1 | 1 | 1 | 1 | 1 | 1 | 1 | 1 | 1 | 1 | 1 | 1 | 1 | 1 | 1 | 1 | 1 | 1 | 1 | 1 | 1 | 1 | 1 | 0 | 0 | 0 | 0 | 0 | 0 | 0 | 0 | 0 | 0 | 0 | 0 | 0 | 0 | 0 | 0 | 0 | 0
|  |  |  | Operations year number | 0 | counter | 0 | 0 | 0 | 0 | 0 | 0 | 0 | 0 | 0 | 0 | 1 | 1 | 2 | 2 | 3 | 3 | 4 | 4 | 5 | 5 | 6 | 6 | 7 | 7 | 8 | 8 | 9 | 9 | 10 | 10 | 11 | 11 | 12 | 12 | 13 | 13 | 14 | 14 | 15 | 15 | 16 | 16 | 17 | 17 | 18 | 18 | 19 | 19 | 20 | 20 | 21 | 21 | 22 | 22 | 23 | 23 | 24 | 24 | 25 | 25 | 26 | 26 | 27 | 27 | 28 | 28 | 29 | 29 | 30 | 30 | 0 | 0 | 0 | 0 | 0 | 0 | 0 | 0 | 0 | 0 | 0 | 0 | 0 | 0 | 0 | 0 | 0 | 0
|  |  |  | O&M cost - EPC contractor - unindexed |  | USD 000s | 0 |  | 0 | 0 | 0 | 0 | 0 | 0 | 0 | 0 | 0 | 0 | 0 | 0 | 0 | 0 | 0 | 0 | 0 | 0 | 0 | 0 | 0 | 0 | 0 | 0 | 0 | 0 | 0 | 0 | 0 | 0 | 0 | 0 | 0 | 0 | 0 | 0 | 0 | 0 | 0 | 0 | 0 | 0 | 0 | 0 | 0 | 0 | 0 | 0 | 0 | 0 | 0 | 0 | 0 | 0 | 0 | 0 | 0 | 0 | 0 | 0 | 0 | 0 | 0 | 0 | 0 | 0 | 0 | 0 | 0 | 0 | 0 | 0 | 0 | 0 | 0 | 0 | 0 | 0 | 0 | 0 | 0 | 0 | 0 | 0 | 0 | 0
|  |  |  | O&M cost - EPC contractor - currency | USD | currency
|  |  |  | O&M cost - EPC contractor - portion of costs to escalate | 0% | %
|  |  |  | Uzbekistann cpi cost escalation factor (cpim / cpir) - O&M cost | 0 | factor | 0 | 0 | 1 | 1 | 1 | 1 | 1 | 1 | 1 | 1 | 1 | 1 | 1 | 1 | 1.1877 | 1.1877 | 1.2471 | 1.2471 | 1.3094 | 1.3094 | 1.3749 | 1.3749 | 1.4437 | 1.4437 | 1.5158 | 1.5158 | 1.5916 | 1.5916 | 1.6712 | 1.6712 | 1.7548 | 1.7548 | 1.8425 | 1.8425 | 1.9346 | 1.9346 | 2.0314 | 2.0314 | 2.1329 | 2.1329 | 2.2396 | 2.2396 | 2.3516 | 2.3516 | 2.4692 | 2.4692 | 2.5926 | 2.5926 | 2.7222 | 2.7222 | 2.8584 | 2.8584 | 3.0013 | 3.0013 | 3.1513 | 3.1513 | 3.3089 | 3.3089 | 3.4743 | 3.4743 | 3.6481 | 3.6481 | 3.8305 | 3.8305 | 4.022 | 4.022 | 4.2231 | 4.2231 | 4.4342 | 4.4342 | 4.4342 | 4.4342 | 4.4342 | 4.4342 | 4.4342 | 4.4342 | 4.4342 | 4.4342 | 4.4342 | 4.4342 | 4.4342 | 4.4342 | 4.4342 | 4.4342 | 4.4342 | 4.4342 | 4.4342 | 4.4342
|  |  |  | USD to Som exchange rate curve | 0% | Som / USD | 0% | 0% | 11000 | 11000 | 11000 | 11000 | 11000 | 11110.1644 | 11333.8142 | 11536.1195 | 11713.159 | 11892.9154 | 12069.5429 | 12248.7935 | 12430.7063 | 12615.3207 | 12802.677 | 12992.8157 | 13185.7783 | 13381.6067 | 13580.3435 | 13782.0317 | 13986.7154 | 14194.4389 | 14405.2474 | 14619.1867 | 14836.3033 | 15056.6445 | 15280.258 | 15507.1925 | 15737.4973 | 15971.2226 | 16208.4189 | 16449.138 | 16693.4322 | 16941.3544 | 17192.9587 | 17448.2997 | 17707.4328 | 17970.4145 | 18237.3018 | 18508.1529 | 18783.0264 | 19061.9823 | 19345.081 | 19632.3842 | 19923.9542 | 20219.8546 | 20520.1494 | 20824.9041 | 21134.1849 | 21448.0589 | 21766.5944 | 22089.8607 | 22417.9279 | 22750.8675 | 23088.7516 | 23431.6539 | 23779.6487 | 24132.8118 | 24491.2199 | 24854.9509 | 25224.0839 | 25598.699 | 25978.8777 | 26364.7026 | 26756.2576 | 27153.6277 | 27556.8994 | 27966.1603 | 27966.1603 | 27966.1603 | 27966.1603 | 27966.1603 | 27966.1603 | 27966.1603 | 27966.1603 | 27966.1603 | 27966.1603 | 27966.1603 | 27966.1603 | 27966.1603 | 27966.1603 | 27966.1603 | 27966.1603 | 27966.1603 | 27966.1603 | 27966.1603
|  |  |  | O&M cost - EPC contractor - unindexed | 0 | USD 000s | 0 | 0 | 0 | 0 | 0 | 0 | 0 | 0 | 0 | 0 | 0 | 0 | 0 | 0 | 0 | 0 | 0 | 0 | 0 | 0 | 0 | 0 | 0 | 0 | 0 | 0 | 0 | 0 | 0 | 0 | 0 | 0 | 0 | 0 | 0 | 0 | 0 | 0 | 0 | 0 | 0 | 0 | 0 | 0 | 0 | 0 | 0 | 0 | 0 | 0 | 0 | 0 | 0 | 0 | 0 | 0 | 0 | 0 | 0 | 0 | 0 | 0 | 0 | 0 | 0 | 0 | 0 | 0 | 0 | 0 | 0 | 0 | 0 | 0 | 0 | 0 | 0 | 0 | 0 | 0 | 0 | 0 | 0 | 0 | 0 | 0 | 0 | 0
|  |  |  | O&M cost - EPC contractor - indexed - local |  | USD 000s | 0 |  | 0 | 0 | 0 | 0 | 0 | 0 | 0 | 0 | 0 | 0 | 0 | 0 | 0 | 0 | 0 | 0 | 0 | 0 | 0 | 0 | 0 | 0 | 0 | 0 | 0 | 0 | 0 | 0 | 0 | 0 | 0 | 0 | 0 | 0 | 0 | 0 | 0 | 0 | 0 | 0 | 0 | 0 | 0 | 0 | 0 | 0 | 0 | 0 | 0 | 0 | 0 | 0 | 0 | 0 | 0 | 0 | 0 | 0 | 0 | 0 | 0 | 0 | 0 | 0 | 0 | 0 | 0 | 0 | 0 | 0 | 0 | 0 | 0 | 0 | 0 | 0 | 0 | 0 | 0 | 0 | 0 | 0 | 0 | 0 | 0 | 0
|  |  |  | O&M cost - EPC contractor - currency | USD | currency
|  |  |  | O&M cost - EPC contractor - portion of costs to escalate | 0% | %
|  |  |  | US PPI escalation factor (usppim / usppir) - O&M cost | 0 | factor | 0 | 0 | 1 | 1 | 1 | 1 | 1 | 1 | 1 | 1 | 1 | 1 | 1 | 1 | 1.0717 | 1.0717 | 1.0931 | 1.0931 | 1.115 | 1.115 | 1.1373 | 1.1373 | 1.16 | 1.16 | 1.1832 | 1.1832 | 1.2069 | 1.2069 | 1.231 | 1.231 | 1.2557 | 1.2557 | 1.2808 | 1.2808 | 1.3064 | 1.3064 | 1.3325 | 1.3325 | 1.3592 | 1.3592 | 1.3864 | 1.3864 | 1.4141 | 1.4141 | 1.4424 | 1.4424 | 1.4712 | 1.4712 | 1.5006 | 1.5006 | 1.5306 | 1.5306 | 1.5613 | 1.5613 | 1.5925 | 1.5925 | 1.6243 | 1.6243 | 1.6568 | 1.6568 | 1.69 | 1.69 | 1.7238 | 1.7238 | 1.7582 | 1.7582 | 1.7934 | 1.7934 | 1.8293 | 1.8293 | 1.8293 | 1.8293 | 1.8293 | 1.8293 | 1.8293 | 1.8293 | 1.8293 | 1.8293 | 1.8293 | 1.8293 | 1.8293 | 1.8293 | 1.8293 | 1.8293 | 1.8293 | 1.8293 | 1.8293 | 1.8293
|  |  |  | O&M cost - EPC contractor - unindexed | 0 | USD 000s | 0 | 0 | 0 | 0 | 0 | 0 | 0 | 0 | 0 | 0 | 0 | 0 | 0 | 0 | 0 | 0 | 0 | 0 | 0 | 0 | 0 | 0 | 0 | 0 | 0 | 0 | 0 | 0 | 0 | 0 | 0 | 0 | 0 | 0 | 0 | 0 | 0 | 0 | 0 | 0 | 0 | 0 | 0 | 0 | 0 | 0 | 0 | 0 | 0 | 0 | 0 | 0 | 0 | 0 | 0 | 0 | 0 | 0 | 0 | 0 | 0 | 0 | 0 | 0 | 0 | 0 | 0 | 0 | 0 | 0 | 0 | 0 | 0 | 0 | 0 | 0 | 0 | 0 | 0 | 0 | 0 | 0 | 0 | 0 | 0 | 0 | 0 | 0
|  |  |  | O&M cost - EPC contractor - indexed - foreign |  | USD 000s | 0 |  | 0 | 0 | 0 | 0 | 0 | 0 | 0 | 0 | 0 | 0 | 0 | 0 | 0 | 0 | 0 | 0 | 0 | 0 | 0 | 0 | 0 | 0 | 0 | 0 | 0 | 0 | 0 | 0 | 0 | 0 | 0 | 0 | 0 | 0 | 0 | 0 | 0 | 0 | 0 | 0 | 0 | 0 | 0 | 0 | 0 | 0 | 0 | 0 | 0 | 0 | 0 | 0 | 0 | 0 | 0 | 0 | 0 | 0 | 0 | 0 | 0 | 0 | 0 | 0 | 0 | 0 | 0 | 0 | 0 | 0 | 0 | 0 | 0 | 0 | 0 | 0 | 0 | 0 | 0 | 0 | 0 | 0 | 0 | 0 | 0 | 0
|  |  |  | O&M cost - EPC contractor - indexed - local | 0 | USD 000s | 0 | 0 | 0 | 0 | 0 | 0 | 0 | 0 | 0 | 0 | 0 | 0 | 0 | 0 | 0 | 0 | 0 | 0 | 0 | 0 | 0 | 0 | 0 | 0 | 0 | 0 | 0 | 0 | 0 | 0 | 0 | 0 | 0 | 0 | 0 | 0 | 0 | 0 | 0 | 0 | 0 | 0 | 0 | 0 | 0 | 0 | 0 | 0 | 0 | 0 | 0 | 0 | 0 | 0 | 0 | 0 | 0 | 0 | 0 | 0 | 0 | 0 | 0 | 0 | 0 | 0 | 0 | 0 | 0 | 0 | 0 | 0 | 0 | 0 | 0 | 0 | 0 | 0 | 0 | 0 | 0 | 0 | 0 | 0 | 0 | 0 | 0 | 0
|  |  |  | O&M cost - EPC contractor - indexed - foreign | 0 | USD 000s | 0 | 0 | 0 | 0 | 0 | 0 | 0 | 0 | 0 | 0 | 0 | 0 | 0 | 0 | 0 | 0 | 0 | 0 | 0 | 0 | 0 | 0 | 0 | 0 | 0 | 0 | 0 | 0 | 0 | 0 | 0 | 0 | 0 | 0 | 0 | 0 | 0 | 0 | 0 | 0 | 0 | 0 | 0 | 0 | 0 | 0 | 0 | 0 | 0 | 0 | 0 | 0 | 0 | 0 | 0 | 0 | 0 | 0 | 0 | 0 | 0 | 0 | 0 | 0 | 0 | 0 | 0 | 0 | 0 | 0 | 0 | 0 | 0 | 0 | 0 | 0 | 0 | 0 | 0 | 0 | 0 | 0 | 0 | 0 | 0 | 0 | 0 | 0
|  |  |  | O&M cost - EPC contractor - indexed |  | USD 000s | 0 |  | 0 | 0 | 0 | 0 | 0 | 0 | 0 | 0 | 0 | 0 | 0 | 0 | 0 | 0 | 0 | 0 | 0 | 0 | 0 | 0 | 0 | 0 | 0 | 0 | 0 | 0 | 0 | 0 | 0 | 0 | 0 | 0 | 0 | 0 | 0 | 0 | 0 | 0 | 0 | 0 | 0 | 0 | 0 | 0 | 0 | 0 | 0 | 0 | 0 | 0 | 0 | 0 | 0 | 0 | 0 | 0 | 0 | 0 | 0 | 0 | 0 | 0 | 0 | 0 | 0 | 0 | 0 | 0 | 0 | 0 | 0 | 0 | 0 | 0 | 0 | 0 | 0 | 0 | 0 | 0 | 0 | 0 | 0 | 0 | 0 | 0
SPV costs
|  |  |  | Opex cost - sensitivity | 0% | %
|  |  |  | SPV costs - Y01 | 100 | USD 000s
|  |  |  | SPV costs - Y02 | 100 | USD 000s
|  |  |  | SPV costs - Y03 | 100 | USD 000s
|  |  |  | SPV costs - Y04 | 100 | USD 000s
|  |  |  | SPV costs - Y05 | 100 | USD 000s
|  |  |  | SPV costs - Y06 | 100 | USD 000s
|  |  |  | SPV costs - Y07 | 100 | USD 000s
|  |  |  | SPV costs - Y08 | 100 | USD 000s
|  |  |  | SPV costs - Y09 | 100 | USD 000s
|  |  |  | SPV costs - Y10 | 100 | USD 000s
|  |  |  | SPV costs - Y11 | 100 | USD 000s
|  |  |  | SPV costs - Y12 | 100 | USD 000s
|  |  |  | SPV costs - Y13 | 100 | USD 000s
|  |  |  | SPV costs - Y14 | 100 | USD 000s
|  |  |  | SPV costs - Y15 | 100 | USD 000s
|  |  |  | SPV costs - Y16 | 100 | USD 000s
|  |  |  | SPV costs - Y17 | 100 | USD 000s
|  |  |  | SPV costs - Y18 | 100 | USD 000s
|  |  |  | SPV costs - Y19 | 100 | USD 000s
|  |  |  | SPV costs - Y20 | 100 | USD 000s
|  |  |  | SPV costs - Y21 | 100 | USD 000s
|  |  |  | SPV costs - Y22 | 100 | USD 000s
|  |  |  | SPV costs - Y23 | 100 | USD 000s
|  |  |  | SPV costs - Y24 | 100 | USD 000s
|  |  |  | SPV costs - Y25 | 100 | USD 000s
|  |  |  | SPV costs - Y26 | 100 | USD 000s
|  |  |  | SPV costs - Y27 | 100 | USD 000s
|  |  |  | SPV costs - Y28 | 100 | USD 000s
|  |  |  | SPV costs - Y29 | 100 | USD 000s
|  |  |  | SPV costs - Y30 | 100 | USD 000s
|  |  |  | SPV costs - Y31 | 0 | USD 000s
|  |  |  | SPV costs - Y32 | 0 | USD 000s
|  |  |  | SPV costs - Y33 | 0 | USD 000s
|  |  |  | SPV costs - Y34 | 0 | USD 000s
|  |  |  | SPV costs - Y35 | 0 | USD 000s
|  |  |  | SPV costs - Y36 | 0 | USD 000s
|  |  |  | SPV costs - Y37 | 0 | USD 000s
|  |  |  | SPV costs - Y38 | 0 | USD 000s
|  |  |  | SPV costs - Y39 | 0 | USD 000s
|  |  |  | SPV costs - Y40 | 0 | USD 000s
|  |  |  | Number of semi annual periods in year | 2 | periods
|  |  |  | Operations period ppf - actual / actual | 0 | factor | 60 | 0 | 0 | 0 | 0 | 0 | 0 | 0 | 0 | 0 | 1 | 1 | 1 | 1 | 1 | 1 | 1 | 1 | 1 | 1 | 1 | 1 | 1 | 1 | 1 | 1 | 1 | 1 | 1 | 1 | 1 | 1 | 1 | 1 | 1 | 1 | 1 | 1 | 1 | 1 | 1 | 1 | 1 | 1 | 1 | 1 | 1 | 1 | 1 | 1 | 1 | 1 | 1 | 1 | 1 | 1 | 1 | 1 | 1 | 1 | 1 | 1 | 1 | 1 | 1 | 1 | 1 | 1 | 1 | 1 | 0 | 0 | 0 | 0 | 0 | 0 | 0 | 0 | 0 | 0 | 0 | 0 | 0 | 0 | 0 | 0 | 0 | 0
|  |  |  | Operations year number | 0 | counter | 0 | 0 | 0 | 0 | 0 | 0 | 0 | 0 | 0 | 0 | 1 | 1 | 2 | 2 | 3 | 3 | 4 | 4 | 5 | 5 | 6 | 6 | 7 | 7 | 8 | 8 | 9 | 9 | 10 | 10 | 11 | 11 | 12 | 12 | 13 | 13 | 14 | 14 | 15 | 15 | 16 | 16 | 17 | 17 | 18 | 18 | 19 | 19 | 20 | 20 | 21 | 21 | 22 | 22 | 23 | 23 | 24 | 24 | 25 | 25 | 26 | 26 | 27 | 27 | 28 | 28 | 29 | 29 | 30 | 30 | 0 | 0 | 0 | 0 | 0 | 0 | 0 | 0 | 0 | 0 | 0 | 0 | 0 | 0 | 0 | 0 | 0 | 0
|  |  |  | SPV costs - unindexed |  | USD 000s | 3000 |  | 0 | 0 | 0 | 0 | 0 | 0 | 0 | 0 | 50 | 50 | 50 | 50 | 50 | 50 | 50 | 50 | 50 | 50 | 50 | 50 | 50 | 50 | 50 | 50 | 50 | 50 | 50 | 50 | 50 | 50 | 50 | 50 | 50 | 50 | 50 | 50 | 50 | 50 | 50 | 50 | 50 | 50 | 50 | 50 | 50 | 50 | 50 | 50 | 50 | 50 | 50 | 50 | 50 | 50 | 50 | 50 | 50 | 50 | 50 | 50 | 50 | 50 | 50 | 50 | 50 | 50 | 50 | 50 | 0 | 0 | 0 | 0 | 0 | 0 | 0 | 0 | 0 | 0 | 0 | 0 | 0 | 0 | 0 | 0 | 0 | 0
|  |  |  | SPV costs - currency | USD | currency
|  |  |  | SPV costs - portion of costs to escalate | 100% | %
|  |  |  | Uzbekistann cpi cost escalation factor (cpim / cpir) | 0 | factor | 0 | 0 | 1 | 1 | 1 | 1 | 1 | 1 | 1 | 1 | 1.0773 | 1.0773 | 1.1311 | 1.1311 | 1.1877 | 1.1877 | 1.2471 | 1.2471 | 1.3094 | 1.3094 | 1.3749 | 1.3749 | 1.4437 | 1.4437 | 1.5158 | 1.5158 | 1.5916 | 1.5916 | 1.6712 | 1.6712 | 1.7548 | 1.7548 | 1.8425 | 1.8425 | 1.9346 | 1.9346 | 2.0314 | 2.0314 | 2.1329 | 2.1329 | 2.2396 | 2.2396 | 2.3516 | 2.3516 | 2.4692 | 2.4692 | 2.5926 | 2.5926 | 2.7222 | 2.7222 | 2.8584 | 2.8584 | 3.0013 | 3.0013 | 3.1513 | 3.1513 | 3.3089 | 3.3089 | 3.4743 | 3.4743 | 3.6481 | 3.6481 | 3.8305 | 3.8305 | 4.022 | 4.022 | 4.2231 | 4.2231 | 4.4342 | 4.4342 | 4.4342 | 4.4342 | 4.4342 | 4.4342 | 4.4342 | 4.4342 | 4.4342 | 4.4342 | 4.4342 | 4.4342 | 4.4342 | 4.4342 | 4.4342 | 4.4342 | 4.4342 | 4.4342 | 4.4342 | 4.4342
|  |  |  | USD to Som exchange rate curve | 0% | Som / USD | 0% | 0% | 11000 | 11000 | 11000 | 11000 | 11000 | 11110.1644 | 11333.8142 | 11536.1195 | 11713.159 | 11892.9154 | 12069.5429 | 12248.7935 | 12430.7063 | 12615.3207 | 12802.677 | 12992.8157 | 13185.7783 | 13381.6067 | 13580.3435 | 13782.0317 | 13986.7154 | 14194.4389 | 14405.2474 | 14619.1867 | 14836.3033 | 15056.6445 | 15280.258 | 15507.1925 | 15737.4973 | 15971.2226 | 16208.4189 | 16449.138 | 16693.4322 | 16941.3544 | 17192.9587 | 17448.2997 | 17707.4328 | 17970.4145 | 18237.3018 | 18508.1529 | 18783.0264 | 19061.9823 | 19345.081 | 19632.3842 | 19923.9542 | 20219.8546 | 20520.1494 | 20824.9041 | 21134.1849 | 21448.0589 | 21766.5944 | 22089.8607 | 22417.9279 | 22750.8675 | 23088.7516 | 23431.6539 | 23779.6487 | 24132.8118 | 24491.2199 | 24854.9509 | 25224.0839 | 25598.699 | 25978.8777 | 26364.7026 | 26756.2576 | 27153.6277 | 27556.8994 | 27966.1603 | 27966.1603 | 27966.1603 | 27966.1603 | 27966.1603 | 27966.1603 | 27966.1603 | 27966.1603 | 27966.1603 | 27966.1603 | 27966.1603 | 27966.1603 | 27966.1603 | 27966.1603 | 27966.1603 | 27966.1603 | 27966.1603 | 27966.1603 | 27966.1603
|  |  |  | SPV costs - unindexed | 0 | USD 000s | 3000 | 0 | 0 | 0 | 0 | 0 | 0 | 0 | 0 | 0 | 50 | 50 | 50 | 50 | 50 | 50 | 50 | 50 | 50 | 50 | 50 | 50 | 50 | 50 | 50 | 50 | 50 | 50 | 50 | 50 | 50 | 50 | 50 | 50 | 50 | 50 | 50 | 50 | 50 | 50 | 50 | 50 | 50 | 50 | 50 | 50 | 50 | 50 | 50 | 50 | 50 | 50 | 50 | 50 | 50 | 50 | 50 | 50 | 50 | 50 | 50 | 50 | 50 | 50 | 50 | 50 | 50 | 50 | 50 | 50 | 0 | 0 | 0 | 0 | 0 | 0 | 0 | 0 | 0 | 0 | 0 | 0 | 0 | 0 | 0 | 0 | 0 | 0
|  |  |  | SPV costs - indexed - local |  | USD 000s | 0 |  | 0 | 0 | 0 | 0 | 0 | 0 | 0 | 0 | 0 | 0 | 0 | 0 | 0 | 0 | 0 | 0 | 0 | 0 | 0 | 0 | 0 | 0 | 0 | 0 | 0 | 0 | 0 | 0 | 0 | 0 | 0 | 0 | 0 | 0 | 0 | 0 | 0 | 0 | 0 | 0 | 0 | 0 | 0 | 0 | 0 | 0 | 0 | 0 | 0 | 0 | 0 | 0 | 0 | 0 | 0 | 0 | 0 | 0 | 0 | 0 | 0 | 0 | 0 | 0 | 0 | 0 | 0 | 0 | 0 | 0 | 0 | 0 | 0 | 0 | 0 | 0 | 0 | 0 | 0 | 0 | 0 | 0 | 0 | 0 | 0 | 0
|  |  |  | SPV costs - currency | USD | currency
|  |  |  | SPV costs - portion of costs to escalate | 100% | %
|  |  |  | US PPI escalation factor (usppim / usppir) | 0 | factor | 0 | 0 | 1 | 1 | 1 | 1 | 1 | 1 | 1 | 1 | 1.0301 | 1.0301 | 1.0507 | 1.0507 | 1.0717 | 1.0717 | 1.0931 | 1.0931 | 1.115 | 1.115 | 1.1373 | 1.1373 | 1.16 | 1.16 | 1.1832 | 1.1832 | 1.2069 | 1.2069 | 1.231 | 1.231 | 1.2557 | 1.2557 | 1.2808 | 1.2808 | 1.3064 | 1.3064 | 1.3325 | 1.3325 | 1.3592 | 1.3592 | 1.3864 | 1.3864 | 1.4141 | 1.4141 | 1.4424 | 1.4424 | 1.4712 | 1.4712 | 1.5006 | 1.5006 | 1.5306 | 1.5306 | 1.5613 | 1.5613 | 1.5925 | 1.5925 | 1.6243 | 1.6243 | 1.6568 | 1.6568 | 1.69 | 1.69 | 1.7238 | 1.7238 | 1.7582 | 1.7582 | 1.7934 | 1.7934 | 1.8293 | 1.8293 | 1.8293 | 1.8293 | 1.8293 | 1.8293 | 1.8293 | 1.8293 | 1.8293 | 1.8293 | 1.8293 | 1.8293 | 1.8293 | 1.8293 | 1.8293 | 1.8293 | 1.8293 | 1.8293 | 1.8293 | 1.8293
|  |  |  | SPV costs - unindexed | 0 | USD 000s | 3000 | 0 | 0 | 0 | 0 | 0 | 0 | 0 | 0 | 0 | 50 | 50 | 50 | 50 | 50 | 50 | 50 | 50 | 50 | 50 | 50 | 50 | 50 | 50 | 50 | 50 | 50 | 50 | 50 | 50 | 50 | 50 | 50 | 50 | 50 | 50 | 50 | 50 | 50 | 50 | 50 | 50 | 50 | 50 | 50 | 50 | 50 | 50 | 50 | 50 | 50 | 50 | 50 | 50 | 50 | 50 | 50 | 50 | 50 | 50 | 50 | 50 | 50 | 50 | 50 | 50 | 50 | 50 | 50 | 50 | 0 | 0 | 0 | 0 | 0 | 0 | 0 | 0 | 0 | 0 | 0 | 0 | 0 | 0 | 0 | 0 | 0 | 0
|  |  |  | SPV costs - indexed - foreign |  | USD 000s | 4178.8356 |  | 0 | 0 | 0 | 0 | 0 | 0 | 0 | 0 | 51.504 | 51.504 | 52.5341 | 52.5341 | 53.5847 | 53.5847 | 54.6564 | 54.6564 | 55.7496 | 55.7496 | 56.8646 | 56.8646 | 58.0019 | 58.0019 | 59.1619 | 59.1619 | 60.3451 | 60.3451 | 61.552 | 61.552 | 62.7831 | 62.7831 | 64.0387 | 64.0387 | 65.3195 | 65.3195 | 66.6259 | 66.6259 | 67.9584 | 67.9584 | 69.3176 | 69.3176 | 70.7039 | 70.7039 | 72.118 | 72.118 | 73.5604 | 73.5604 | 75.0316 | 75.0316 | 76.5322 | 76.5322 | 78.0629 | 78.0629 | 79.6241 | 79.6241 | 81.2166 | 81.2166 | 82.8409 | 82.8409 | 84.4977 | 84.4977 | 86.1877 | 86.1877 | 87.9115 | 87.9115 | 89.6697 | 89.6697 | 91.4631 | 91.4631 | 0 | 0 | 0 | 0 | 0 | 0 | 0 | 0 | 0 | 0 | 0 | 0 | 0 | 0 | 0 | 0 | 0 | 0
|  |  |  | SPV costs - indexed - local | 0 | USD 000s | 0 | 0 | 0 | 0 | 0 | 0 | 0 | 0 | 0 | 0 | 0 | 0 | 0 | 0 | 0 | 0 | 0 | 0 | 0 | 0 | 0 | 0 | 0 | 0 | 0 | 0 | 0 | 0 | 0 | 0 | 0 | 0 | 0 | 0 | 0 | 0 | 0 | 0 | 0 | 0 | 0 | 0 | 0 | 0 | 0 | 0 | 0 | 0 | 0 | 0 | 0 | 0 | 0 | 0 | 0 | 0 | 0 | 0 | 0 | 0 | 0 | 0 | 0 | 0 | 0 | 0 | 0 | 0 | 0 | 0 | 0 | 0 | 0 | 0 | 0 | 0 | 0 | 0 | 0 | 0 | 0 | 0 | 0 | 0 | 0 | 0 | 0 | 0
|  |  |  | SPV costs - indexed - foreign | 0 | USD 000s | 4178.8356 | 0 | 0 | 0 | 0 | 0 | 0 | 0 | 0 | 0 | 51.504 | 51.504 | 52.5341 | 52.5341 | 53.5847 | 53.5847 | 54.6564 | 54.6564 | 55.7496 | 55.7496 | 56.8646 | 56.8646 | 58.0019 | 58.0019 | 59.1619 | 59.1619 | 60.3451 | 60.3451 | 61.552 | 61.552 | 62.7831 | 62.7831 | 64.0387 | 64.0387 | 65.3195 | 65.3195 | 66.6259 | 66.6259 | 67.9584 | 67.9584 | 69.3176 | 69.3176 | 70.7039 | 70.7039 | 72.118 | 72.118 | 73.5604 | 73.5604 | 75.0316 | 75.0316 | 76.5322 | 76.5322 | 78.0629 | 78.0629 | 79.6241 | 79.6241 | 81.2166 | 81.2166 | 82.8409 | 82.8409 | 84.4977 | 84.4977 | 86.1877 | 86.1877 | 87.9115 | 87.9115 | 89.6697 | 89.6697 | 91.4631 | 91.4631 | 0 | 0 | 0 | 0 | 0 | 0 | 0 | 0 | 0 | 0 | 0 | 0 | 0 | 0 | 0 | 0 | 0 | 0
|  |  |  | SPV costs - indexed |  | USD 000s | 4178.8356 |  | 0 | 0 | 0 | 0 | 0 | 0 | 0 | 0 | 51.504 | 51.504 | 52.5341 | 52.5341 | 53.5847 | 53.5847 | 54.6564 | 54.6564 | 55.7496 | 55.7496 | 56.8646 | 56.8646 | 58.0019 | 58.0019 | 59.1619 | 59.1619 | 60.3451 | 60.3451 | 61.552 | 61.552 | 62.7831 | 62.7831 | 64.0387 | 64.0387 | 65.3195 | 65.3195 | 66.6259 | 66.6259 | 67.9584 | 67.9584 | 69.3176 | 69.3176 | 70.7039 | 70.7039 | 72.118 | 72.118 | 73.5604 | 73.5604 | 75.0316 | 75.0316 | 76.5322 | 76.5322 | 78.0629 | 78.0629 | 79.6241 | 79.6241 | 81.2166 | 81.2166 | 82.8409 | 82.8409 | 84.4977 | 84.4977 | 86.1877 | 86.1877 | 87.9115 | 87.9115 | 89.6697 | 89.6697 | 91.4631 | 91.4631 | 0 | 0 | 0 | 0 | 0 | 0 | 0 | 0 | 0 | 0 | 0 | 0 | 0 | 0 | 0 | 0 | 0 | 0
Insurance
|  |  |  | Opex cost - sensitivity | 0% | %
|  |  |  | Insurance - Y01 | 339.945 | USD 000s
|  |  |  | Insurance - Y02 | 212.3605 | USD 000s
|  |  |  | Insurance - Y03 | 210.9801 | USD 000s
|  |  |  | Insurance - Y04 | 209.6088 | USD 000s
|  |  |  | Insurance - Y05 | 208.2463 | USD 000s
|  |  |  | Insurance - Y06 | 206.8927 | USD 000s
|  |  |  | Insurance - Y07 | 205.5479 | USD 000s
|  |  |  | Insurance - Y08 | 204.2118 | USD 000s
|  |  |  | Insurance - Y09 | 202.8845 | USD 000s
|  |  |  | Insurance - Y10 | 201.5657 | USD 000s
|  |  |  | Insurance - Y11 | 200.2555 | USD 000s
|  |  |  | Insurance - Y12 | 198.9539 | USD 000s
|  |  |  | Insurance - Y13 | 197.6607 | USD 000s
|  |  |  | Insurance - Y14 | 196.3759 | USD 000s
|  |  |  | Insurance - Y15 | 195.0994 | USD 000s
|  |  |  | Insurance - Y16 | 193.8313 | USD 000s
|  |  |  | Insurance - Y17 | 192.5714 | USD 000s
|  |  |  | Insurance - Y18 | 191.3197 | USD 000s
|  |  |  | Insurance - Y19 | 190.0761 | USD 000s
|  |  |  | Insurance - Y20 | 188.8406 | USD 000s
|  |  |  | Insurance - Y21 | 187.6131 | USD 000s
|  |  |  | Insurance - Y22 | 186.3937 | USD 000s
|  |  |  | Insurance - Y23 | 185.1821 | USD 000s
|  |  |  | Insurance - Y24 | 183.9784 | USD 000s
|  |  |  | Insurance - Y25 | 182.7826 | USD 000s
|  |  |  | Insurance - Y26 | 181.5945 | USD 000s
|  |  |  | Insurance - Y27 | 180.4141 | USD 000s
|  |  |  | Insurance - Y28 | 179.2414 | USD 000s
|  |  |  | Insurance - Y29 | 178.0763 | USD 000s
|  |  |  | Insurance - Y30 | 176.9188 | USD 000s
|  |  |  | Insurance - Y31 | 0 | USD 000s
|  |  |  | Insurance - Y32 | 0 | USD 000s
|  |  |  | Insurance - Y33 | 0 | USD 000s
|  |  |  | Insurance - Y34 | 0 | USD 000s
|  |  |  | Insurance - Y35 | 0 | USD 000s
|  |  |  | Insurance - Y36 | 0 | USD 000s
|  |  |  | Insurance - Y37 | 0 | USD 000s
|  |  |  | Insurance - Y38 | 0 | USD 000s
|  |  |  | Insurance - Y39 | 0 | USD 000s
|  |  |  | Insurance - Y40 | 0 | USD 000s
|  |  |  | Number of semi annual periods in year | 2 | periods
|  |  |  | Operations period ppf - actual / actual | 0 | factor | 60 | 0 | 0 | 0 | 0 | 0 | 0 | 0 | 0 | 0 | 1 | 1 | 1 | 1 | 1 | 1 | 1 | 1 | 1 | 1 | 1 | 1 | 1 | 1 | 1 | 1 | 1 | 1 | 1 | 1 | 1 | 1 | 1 | 1 | 1 | 1 | 1 | 1 | 1 | 1 | 1 | 1 | 1 | 1 | 1 | 1 | 1 | 1 | 1 | 1 | 1 | 1 | 1 | 1 | 1 | 1 | 1 | 1 | 1 | 1 | 1 | 1 | 1 | 1 | 1 | 1 | 1 | 1 | 1 | 1 | 0 | 0 | 0 | 0 | 0 | 0 | 0 | 0 | 0 | 0 | 0 | 0 | 0 | 0 | 0 | 0 | 0 | 0
|  |  |  | Operations year number | 0 | counter | 0 | 0 | 0 | 0 | 0 | 0 | 0 | 0 | 0 | 0 | 1 | 1 | 2 | 2 | 3 | 3 | 4 | 4 | 5 | 5 | 6 | 6 | 7 | 7 | 8 | 8 | 9 | 9 | 10 | 10 | 11 | 11 | 12 | 12 | 13 | 13 | 14 | 14 | 15 | 15 | 16 | 16 | 17 | 17 | 18 | 18 | 19 | 19 | 20 | 20 | 21 | 21 | 22 | 22 | 23 | 23 | 24 | 24 | 25 | 25 | 26 | 26 | 27 | 27 | 28 | 28 | 29 | 29 | 30 | 30 | 0 | 0 | 0 | 0 | 0 | 0 | 0 | 0 | 0 | 0 | 0 | 0 | 0 | 0 | 0 | 0 | 0 | 0
|  |  |  | Insurance - unindexed |  | USD 000s | 5969.4229 |  | 0 | 0 | 0 | 0 | 0 | 0 | 0 | 0 | 169.9725 | 169.9725 | 106.1802 | 106.1802 | 105.4901 | 105.4901 | 104.8044 | 104.8044 | 104.1232 | 104.1232 | 103.4464 | 103.4464 | 102.774 | 102.774 | 102.1059 | 102.1059 | 101.4422 | 101.4422 | 100.7829 | 100.7829 | 100.1278 | 100.1278 | 99.4769 | 99.4769 | 98.8303 | 98.8303 | 98.1879 | 98.1879 | 97.5497 | 97.5497 | 96.9156 | 96.9156 | 96.2857 | 96.2857 | 95.6598 | 95.6598 | 95.0381 | 95.0381 | 94.4203 | 94.4203 | 93.8066 | 93.8066 | 93.1968 | 93.1968 | 92.591 | 92.591 | 91.9892 | 91.9892 | 91.3913 | 91.3913 | 90.7972 | 90.7972 | 90.2071 | 90.2071 | 89.6207 | 89.6207 | 89.0382 | 89.0382 | 88.4594 | 88.4594 | 0 | 0 | 0 | 0 | 0 | 0 | 0 | 0 | 0 | 0 | 0 | 0 | 0 | 0 | 0 | 0 | 0 | 0
|  |  |  | Insurance - currency | USD | currency
|  |  |  | Insurance - portion of costs to escalate | 100% | %
|  |  |  | Uzbekistann cpi cost escalation factor (cpim / cpir) | 0 | factor | 0 | 0 | 1 | 1 | 1 | 1 | 1 | 1 | 1 | 1 | 1.0773 | 1.0773 | 1.1311 | 1.1311 | 1.1877 | 1.1877 | 1.2471 | 1.2471 | 1.3094 | 1.3094 | 1.3749 | 1.3749 | 1.4437 | 1.4437 | 1.5158 | 1.5158 | 1.5916 | 1.5916 | 1.6712 | 1.6712 | 1.7548 | 1.7548 | 1.8425 | 1.8425 | 1.9346 | 1.9346 | 2.0314 | 2.0314 | 2.1329 | 2.1329 | 2.2396 | 2.2396 | 2.3516 | 2.3516 | 2.4692 | 2.4692 | 2.5926 | 2.5926 | 2.7222 | 2.7222 | 2.8584 | 2.8584 | 3.0013 | 3.0013 | 3.1513 | 3.1513 | 3.3089 | 3.3089 | 3.4743 | 3.4743 | 3.6481 | 3.6481 | 3.8305 | 3.8305 | 4.022 | 4.022 | 4.2231 | 4.2231 | 4.4342 | 4.4342 | 4.4342 | 4.4342 | 4.4342 | 4.4342 | 4.4342 | 4.4342 | 4.4342 | 4.4342 | 4.4342 | 4.4342 | 4.4342 | 4.4342 | 4.4342 | 4.4342 | 4.4342 | 4.4342 | 4.4342 | 4.4342
|  |  |  | USD to Som exchange rate curve | 0% | Som / USD | 0% | 0% | 11000 | 11000 | 11000 | 11000 | 11000 | 11110.1644 | 11333.8142 | 11536.1195 | 11713.159 | 11892.9154 | 12069.5429 | 12248.7935 | 12430.7063 | 12615.3207 | 12802.677 | 12992.8157 | 13185.7783 | 13381.6067 | 13580.3435 | 13782.0317 | 13986.7154 | 14194.4389 | 14405.2474 | 14619.1867 | 14836.3033 | 15056.6445 | 15280.258 | 15507.1925 | 15737.4973 | 15971.2226 | 16208.4189 | 16449.138 | 16693.4322 | 16941.3544 | 17192.9587 | 17448.2997 | 17707.4328 | 17970.4145 | 18237.3018 | 18508.1529 | 18783.0264 | 19061.9823 | 19345.081 | 19632.3842 | 19923.9542 | 20219.8546 | 20520.1494 | 20824.9041 | 21134.1849 | 21448.0589 | 21766.5944 | 22089.8607 | 22417.9279 | 22750.8675 | 23088.7516 | 23431.6539 | 23779.6487 | 24132.8118 | 24491.2199 | 24854.9509 | 25224.0839 | 25598.699 | 25978.8777 | 26364.7026 | 26756.2576 | 27153.6277 | 27556.8994 | 27966.1603 | 27966.1603 | 27966.1603 | 27966.1603 | 27966.1603 | 27966.1603 | 27966.1603 | 27966.1603 | 27966.1603 | 27966.1603 | 27966.1603 | 27966.1603 | 27966.1603 | 27966.1603 | 27966.1603 | 27966.1603 | 27966.1603 | 27966.1603 | 27966.1603
|  |  |  | Insurance - unindexed | 0 | USD 000s | 5969.4229 | 0 | 0 | 0 | 0 | 0 | 0 | 0 | 0 | 0 | 169.9725 | 169.9725 | 106.1802 | 106.1802 | 105.4901 | 105.4901 | 104.8044 | 104.8044 | 104.1232 | 104.1232 | 103.4464 | 103.4464 | 102.774 | 102.774 | 102.1059 | 102.1059 | 101.4422 | 101.4422 | 100.7829 | 100.7829 | 100.1278 | 100.1278 | 99.4769 | 99.4769 | 98.8303 | 98.8303 | 98.1879 | 98.1879 | 97.5497 | 97.5497 | 96.9156 | 96.9156 | 96.2857 | 96.2857 | 95.6598 | 95.6598 | 95.0381 | 95.0381 | 94.4203 | 94.4203 | 93.8066 | 93.8066 | 93.1968 | 93.1968 | 92.591 | 92.591 | 91.9892 | 91.9892 | 91.3913 | 91.3913 | 90.7972 | 90.7972 | 90.2071 | 90.2071 | 89.6207 | 89.6207 | 89.0382 | 89.0382 | 88.4594 | 88.4594 | 0 | 0 | 0 | 0 | 0 | 0 | 0 | 0 | 0 | 0 | 0 | 0 | 0 | 0 | 0 | 0 | 0 | 0
|  |  |  | Insurance - indexed - local |  | USD 000s | 0 |  | 0 | 0 | 0 | 0 | 0 | 0 | 0 | 0 | 0 | 0 | 0 | 0 | 0 | 0 | 0 | 0 | 0 | 0 | 0 | 0 | 0 | 0 | 0 | 0 | 0 | 0 | 0 | 0 | 0 | 0 | 0 | 0 | 0 | 0 | 0 | 0 | 0 | 0 | 0 | 0 | 0 | 0 | 0 | 0 | 0 | 0 | 0 | 0 | 0 | 0 | 0 | 0 | 0 | 0 | 0 | 0 | 0 | 0 | 0 | 0 | 0 | 0 | 0 | 0 | 0 | 0 | 0 | 0 | 0 | 0 | 0 | 0 | 0 | 0 | 0 | 0 | 0 | 0 | 0 | 0 | 0 | 0 | 0 | 0 | 0 | 0
|  |  |  | Insurance - currency | USD | currency
|  |  |  | Insurance - portion of costs to escalate | 100% | %
|  |  |  | US PPI escalation factor (usppim / usppir) | 0 | factor | 0 | 0 | 1 | 1 | 1 | 1 | 1 | 1 | 1 | 1 | 1.0301 | 1.0301 | 1.0507 | 1.0507 | 1.0717 | 1.0717 | 1.0931 | 1.0931 | 1.115 | 1.115 | 1.1373 | 1.1373 | 1.16 | 1.16 | 1.1832 | 1.1832 | 1.2069 | 1.2069 | 1.231 | 1.231 | 1.2557 | 1.2557 | 1.2808 | 1.2808 | 1.3064 | 1.3064 | 1.3325 | 1.3325 | 1.3592 | 1.3592 | 1.3864 | 1.3864 | 1.4141 | 1.4141 | 1.4424 | 1.4424 | 1.4712 | 1.4712 | 1.5006 | 1.5006 | 1.5306 | 1.5306 | 1.5613 | 1.5613 | 1.5925 | 1.5925 | 1.6243 | 1.6243 | 1.6568 | 1.6568 | 1.69 | 1.69 | 1.7238 | 1.7238 | 1.7582 | 1.7582 | 1.7934 | 1.7934 | 1.8293 | 1.8293 | 1.8293 | 1.8293 | 1.8293 | 1.8293 | 1.8293 | 1.8293 | 1.8293 | 1.8293 | 1.8293 | 1.8293 | 1.8293 | 1.8293 | 1.8293 | 1.8293 | 1.8293 | 1.8293 | 1.8293 | 1.8293
|  |  |  | Insurance - unindexed | 0 | USD 000s | 5969.4229 | 0 | 0 | 0 | 0 | 0 | 0 | 0 | 0 | 0 | 169.9725 | 169.9725 | 106.1802 | 106.1802 | 105.4901 | 105.4901 | 104.8044 | 104.8044 | 104.1232 | 104.1232 | 103.4464 | 103.4464 | 102.774 | 102.774 | 102.1059 | 102.1059 | 101.4422 | 101.4422 | 100.7829 | 100.7829 | 100.1278 | 100.1278 | 99.4769 | 99.4769 | 98.8303 | 98.8303 | 98.1879 | 98.1879 | 97.5497 | 97.5497 | 96.9156 | 96.9156 | 96.2857 | 96.2857 | 95.6598 | 95.6598 | 95.0381 | 95.0381 | 94.4203 | 94.4203 | 93.8066 | 93.8066 | 93.1968 | 93.1968 | 92.591 | 92.591 | 91.9892 | 91.9892 | 91.3913 | 91.3913 | 90.7972 | 90.7972 | 90.2071 | 90.2071 | 89.6207 | 89.6207 | 89.0382 | 89.0382 | 88.4594 | 88.4594 | 0 | 0 | 0 | 0 | 0 | 0 | 0 | 0 | 0 | 0 | 0 | 0 | 0 | 0 | 0 | 0 | 0 | 0
|  |  |  | Insurance - indexed - foreign |  | USD 000s | 8191.2034 |  | 0 | 0 | 0 | 0 | 0 | 0 | 0 | 0 | 175.0852 | 175.0852 | 111.5616 | 111.5616 | 113.0532 | 113.0532 | 114.5647 | 114.5647 | 116.0964 | 116.0964 | 117.6486 | 117.6486 | 119.2216 | 119.2216 | 120.8156 | 120.8156 | 122.4309 | 122.4309 | 124.0678 | 124.0678 | 125.7266 | 125.7266 | 127.4075 | 127.4075 | 129.111 | 129.111 | 130.8372 | 130.8372 | 132.5865 | 132.5865 | 134.3592 | 134.3592 | 136.1556 | 136.1556 | 137.976 | 137.976 | 139.8207 | 139.8207 | 141.6901 | 141.6901 | 143.5845 | 143.5845 | 145.5042 | 145.5042 | 147.4496 | 147.4496 | 149.421 | 149.421 | 151.4188 | 151.4188 | 153.4432 | 153.4432 | 155.4948 | 155.4948 | 157.5737 | 157.5737 | 159.6805 | 159.6805 | 161.8154 | 161.8154 | 0 | 0 | 0 | 0 | 0 | 0 | 0 | 0 | 0 | 0 | 0 | 0 | 0 | 0 | 0 | 0 | 0 | 0
|  |  |  | Insurance - indexed - local | 0 | USD 000s | 0 | 0 | 0 | 0 | 0 | 0 | 0 | 0 | 0 | 0 | 0 | 0 | 0 | 0 | 0 | 0 | 0 | 0 | 0 | 0 | 0 | 0 | 0 | 0 | 0 | 0 | 0 | 0 | 0 | 0 | 0 | 0 | 0 | 0 | 0 | 0 | 0 | 0 | 0 | 0 | 0 | 0 | 0 | 0 | 0 | 0 | 0 | 0 | 0 | 0 | 0 | 0 | 0 | 0 | 0 | 0 | 0 | 0 | 0 | 0 | 0 | 0 | 0 | 0 | 0 | 0 | 0 | 0 | 0 | 0 | 0 | 0 | 0 | 0 | 0 | 0 | 0 | 0 | 0 | 0 | 0 | 0 | 0 | 0 | 0 | 0 | 0 | 0
|  |  |  | Insurance - indexed - foreign | 0 | USD 000s | 8191.2034 | 0 | 0 | 0 | 0 | 0 | 0 | 0 | 0 | 0 | 175.0852 | 175.0852 | 111.5616 | 111.5616 | 113.0532 | 113.0532 | 114.5647 | 114.5647 | 116.0964 | 116.0964 | 117.6486 | 117.6486 | 119.2216 | 119.2216 | 120.8156 | 120.8156 | 122.4309 | 122.4309 | 124.0678 | 124.0678 | 125.7266 | 125.7266 | 127.4075 | 127.4075 | 129.111 | 129.111 | 130.8372 | 130.8372 | 132.5865 | 132.5865 | 134.3592 | 134.3592 | 136.1556 | 136.1556 | 137.976 | 137.976 | 139.8207 | 139.8207 | 141.6901 | 141.6901 | 143.5845 | 143.5845 | 145.5042 | 145.5042 | 147.4496 | 147.4496 | 149.421 | 149.421 | 151.4188 | 151.4188 | 153.4432 | 153.4432 | 155.4948 | 155.4948 | 157.5737 | 157.5737 | 159.6805 | 159.6805 | 161.8154 | 161.8154 | 0 | 0 | 0 | 0 | 0 | 0 | 0 | 0 | 0 | 0 | 0 | 0 | 0 | 0 | 0 | 0 | 0 | 0
|  |  |  | Insurance - indexed |  | USD 000s | 8191.2034 |  | 0 | 0 | 0 | 0 | 0 | 0 | 0 | 0 | 175.0852 | 175.0852 | 111.5616 | 111.5616 | 113.0532 | 113.0532 | 114.5647 | 114.5647 | 116.0964 | 116.0964 | 117.6486 | 117.6486 | 119.2216 | 119.2216 | 120.8156 | 120.8156 | 122.4309 | 122.4309 | 124.0678 | 124.0678 | 125.7266 | 125.7266 | 127.4075 | 127.4075 | 129.111 | 129.111 | 130.8372 | 130.8372 | 132.5865 | 132.5865 | 134.3592 | 134.3592 | 136.1556 | 136.1556 | 137.976 | 137.976 | 139.8207 | 139.8207 | 141.6901 | 141.6901 | 143.5845 | 143.5845 | 145.5042 | 145.5042 | 147.4496 | 147.4496 | 149.421 | 149.421 | 151.4188 | 151.4188 | 153.4432 | 153.4432 | 155.4948 | 155.4948 | 157.5737 | 157.5737 | 159.6805 | 159.6805 | 161.8154 | 161.8154 | 0 | 0 | 0 | 0 | 0 | 0 | 0 | 0 | 0 | 0 | 0 | 0 | 0 | 0 | 0 | 0 | 0 | 0
Salaries
|  |  |  | Opex cost - sensitivity | 0% | %
|  |  |  | Salaries - Y01 | 0 | USD 000s
|  |  |  | Salaries - Y02 | 0 | USD 000s
|  |  |  | Salaries - Y03 | 343.3106 | USD 000s
|  |  |  | Salaries - Y04 | 343.3106 | USD 000s
|  |  |  | Salaries - Y05 | 343.3106 | USD 000s
|  |  |  | Salaries - Y06 | 343.3106 | USD 000s
|  |  |  | Salaries - Y07 | 343.3106 | USD 000s
|  |  |  | Salaries - Y08 | 343.3106 | USD 000s
|  |  |  | Salaries - Y09 | 343.3106 | USD 000s
|  |  |  | Salaries - Y10 | 343.3106 | USD 000s
|  |  |  | Salaries - Y11 | 343.3106 | USD 000s
|  |  |  | Salaries - Y12 | 343.3106 | USD 000s
|  |  |  | Salaries - Y13 | 343.3106 | USD 000s
|  |  |  | Salaries - Y14 | 343.3106 | USD 000s
|  |  |  | Salaries - Y15 | 343.3106 | USD 000s
|  |  |  | Salaries - Y16 | 343.3106 | USD 000s
|  |  |  | Salaries - Y17 | 343.3106 | USD 000s
|  |  |  | Salaries - Y18 | 343.3106 | USD 000s
|  |  |  | Salaries - Y19 | 343.3106 | USD 000s
|  |  |  | Salaries - Y20 | 343.3106 | USD 000s
|  |  |  | Salaries - Y21 | 343.3106 | USD 000s
|  |  |  | Salaries - Y22 | 343.3106 | USD 000s
|  |  |  | Salaries - Y23 | 343.3106 | USD 000s
|  |  |  | Salaries - Y24 | 343.3106 | USD 000s
|  |  |  | Salaries - Y25 | 343.3106 | USD 000s
|  |  |  | Salaries - Y26 | 450.4921 | USD 000s
|  |  |  | Salaries - Y27 | 450.4921 | USD 000s
|  |  |  | Salaries - Y28 | 450.4921 | USD 000s
|  |  |  | Salaries - Y29 | 450.4921 | USD 000s
|  |  |  | Salaries - Y30 | 450.4921 | USD 000s
|  |  |  | Salaries - Y31 | 0 | USD 000s
|  |  |  | Salaries - Y32 | 0 | USD 000s
|  |  |  | Salaries - Y33 | 0 | USD 000s
|  |  |  | Salaries - Y34 | 0 | USD 000s
|  |  |  | Salaries - Y35 | 0 | USD 000s
|  |  |  | Salaries - Y36 | 0 | USD 000s
|  |  |  | Salaries - Y37 | 0 | USD 000s
|  |  |  | Salaries - Y38 | 0 | USD 000s
|  |  |  | Salaries - Y39 | 0 | USD 000s
|  |  |  | Salaries - Y40 | 0 | USD 000s
|  |  |  | Number of semi annual periods in year | 2 | periods
|  |  |  | Operations period ppf - actual / actual | 0 | factor | 60 | 0 | 0 | 0 | 0 | 0 | 0 | 0 | 0 | 0 | 1 | 1 | 1 | 1 | 1 | 1 | 1 | 1 | 1 | 1 | 1 | 1 | 1 | 1 | 1 | 1 | 1 | 1 | 1 | 1 | 1 | 1 | 1 | 1 | 1 | 1 | 1 | 1 | 1 | 1 | 1 | 1 | 1 | 1 | 1 | 1 | 1 | 1 | 1 | 1 | 1 | 1 | 1 | 1 | 1 | 1 | 1 | 1 | 1 | 1 | 1 | 1 | 1 | 1 | 1 | 1 | 1 | 1 | 1 | 1 | 0 | 0 | 0 | 0 | 0 | 0 | 0 | 0 | 0 | 0 | 0 | 0 | 0 | 0 | 0 | 0 | 0 | 0
|  |  |  | Operations year number | 0 | counter | 0 | 0 | 0 | 0 | 0 | 0 | 0 | 0 | 0 | 0 | 1 | 1 | 2 | 2 | 3 | 3 | 4 | 4 | 5 | 5 | 6 | 6 | 7 | 7 | 8 | 8 | 9 | 9 | 10 | 10 | 11 | 11 | 12 | 12 | 13 | 13 | 14 | 14 | 15 | 15 | 16 | 16 | 17 | 17 | 18 | 18 | 19 | 19 | 20 | 20 | 21 | 21 | 22 | 22 | 23 | 23 | 24 | 24 | 25 | 25 | 26 | 26 | 27 | 27 | 28 | 28 | 29 | 29 | 30 | 30 | 0 | 0 | 0 | 0 | 0 | 0 | 0 | 0 | 0 | 0 | 0 | 0 | 0 | 0 | 0 | 0 | 0 | 0
|  |  |  | Salaries - unindexed |  | USD 000s | 10148.6039 |  | 0 | 0 | 0 | 0 | 0 | 0 | 0 | 0 | 0 | 0 | 0 | 0 | 171.6553 | 171.6553 | 171.6553 | 171.6553 | 171.6553 | 171.6553 | 171.6553 | 171.6553 | 171.6553 | 171.6553 | 171.6553 | 171.6553 | 171.6553 | 171.6553 | 171.6553 | 171.6553 | 171.6553 | 171.6553 | 171.6553 | 171.6553 | 171.6553 | 171.6553 | 171.6553 | 171.6553 | 171.6553 | 171.6553 | 171.6553 | 171.6553 | 171.6553 | 171.6553 | 171.6553 | 171.6553 | 171.6553 | 171.6553 | 171.6553 | 171.6553 | 171.6553 | 171.6553 | 171.6553 | 171.6553 | 171.6553 | 171.6553 | 171.6553 | 171.6553 | 171.6553 | 171.6553 | 225.2461 | 225.2461 | 225.2461 | 225.2461 | 225.2461 | 225.2461 | 225.2461 | 225.2461 | 225.2461 | 225.2461 | 0 | 0 | 0 | 0 | 0 | 0 | 0 | 0 | 0 | 0 | 0 | 0 | 0 | 0 | 0 | 0 | 0 | 0
|  |  |  | Salaries - currency | USD | currency
|  |  |  | Salaries - portion of costs to escalate | 100% | %
|  |  |  | Uzbekistann cpi cost escalation factor (cpim / cpir) | 0 | factor | 0 | 0 | 1 | 1 | 1 | 1 | 1 | 1 | 1 | 1 | 1.0773 | 1.0773 | 1.1311 | 1.1311 | 1.1877 | 1.1877 | 1.2471 | 1.2471 | 1.3094 | 1.3094 | 1.3749 | 1.3749 | 1.4437 | 1.4437 | 1.5158 | 1.5158 | 1.5916 | 1.5916 | 1.6712 | 1.6712 | 1.7548 | 1.7548 | 1.8425 | 1.8425 | 1.9346 | 1.9346 | 2.0314 | 2.0314 | 2.1329 | 2.1329 | 2.2396 | 2.2396 | 2.3516 | 2.3516 | 2.4692 | 2.4692 | 2.5926 | 2.5926 | 2.7222 | 2.7222 | 2.8584 | 2.8584 | 3.0013 | 3.0013 | 3.1513 | 3.1513 | 3.3089 | 3.3089 | 3.4743 | 3.4743 | 3.6481 | 3.6481 | 3.8305 | 3.8305 | 4.022 | 4.022 | 4.2231 | 4.2231 | 4.4342 | 4.4342 | 4.4342 | 4.4342 | 4.4342 | 4.4342 | 4.4342 | 4.4342 | 4.4342 | 4.4342 | 4.4342 | 4.4342 | 4.4342 | 4.4342 | 4.4342 | 4.4342 | 4.4342 | 4.4342 | 4.4342 | 4.4342
|  |  |  | USD to Som exchange rate curve | 0% | Som / USD | 0% | 0% | 11000 | 11000 | 11000 | 11000 | 11000 | 11110.1644 | 11333.8142 | 11536.1195 | 11713.159 | 11892.9154 | 12069.5429 | 12248.7935 | 12430.7063 | 12615.3207 | 12802.677 | 12992.8157 | 13185.7783 | 13381.6067 | 13580.3435 | 13782.0317 | 13986.7154 | 14194.4389 | 14405.2474 | 14619.1867 | 14836.3033 | 15056.6445 | 15280.258 | 15507.1925 | 15737.4973 | 15971.2226 | 16208.4189 | 16449.138 | 16693.4322 | 16941.3544 | 17192.9587 | 17448.2997 | 17707.4328 | 17970.4145 | 18237.3018 | 18508.1529 | 18783.0264 | 19061.9823 | 19345.081 | 19632.3842 | 19923.9542 | 20219.8546 | 20520.1494 | 20824.9041 | 21134.1849 | 21448.0589 | 21766.5944 | 22089.8607 | 22417.9279 | 22750.8675 | 23088.7516 | 23431.6539 | 23779.6487 | 24132.8118 | 24491.2199 | 24854.9509 | 25224.0839 | 25598.699 | 25978.8777 | 26364.7026 | 26756.2576 | 27153.6277 | 27556.8994 | 27966.1603 | 27966.1603 | 27966.1603 | 27966.1603 | 27966.1603 | 27966.1603 | 27966.1603 | 27966.1603 | 27966.1603 | 27966.1603 | 27966.1603 | 27966.1603 | 27966.1603 | 27966.1603 | 27966.1603 | 27966.1603 | 27966.1603 | 27966.1603 | 27966.1603
|  |  |  | Salaries - unindexed | 0 | USD 000s | 10148.6039 | 0 | 0 | 0 | 0 | 0 | 0 | 0 | 0 | 0 | 0 | 0 | 0 | 0 | 171.6553 | 171.6553 | 171.6553 | 171.6553 | 171.6553 | 171.6553 | 171.6553 | 171.6553 | 171.6553 | 171.6553 | 171.6553 | 171.6553 | 171.6553 | 171.6553 | 171.6553 | 171.6553 | 171.6553 | 171.6553 | 171.6553 | 171.6553 | 171.6553 | 171.6553 | 171.6553 | 171.6553 | 171.6553 | 171.6553 | 171.6553 | 171.6553 | 171.6553 | 171.6553 | 171.6553 | 171.6553 | 171.6553 | 171.6553 | 171.6553 | 171.6553 | 171.6553 | 171.6553 | 171.6553 | 171.6553 | 171.6553 | 171.6553 | 171.6553 | 171.6553 | 171.6553 | 171.6553 | 225.2461 | 225.2461 | 225.2461 | 225.2461 | 225.2461 | 225.2461 | 225.2461 | 225.2461 | 225.2461 | 225.2461 | 0 | 0 | 0 | 0 | 0 | 0 | 0 | 0 | 0 | 0 | 0 | 0 | 0 | 0 | 0 | 0 | 0 | 0
|  |  |  | Salaries - indexed - local |  | USD 000s | 0 |  | 0 | 0 | 0 | 0 | 0 | 0 | 0 | 0 | 0 | 0 | 0 | 0 | 0 | 0 | 0 | 0 | 0 | 0 | 0 | 0 | 0 | 0 | 0 | 0 | 0 | 0 | 0 | 0 | 0 | 0 | 0 | 0 | 0 | 0 | 0 | 0 | 0 | 0 | 0 | 0 | 0 | 0 | 0 | 0 | 0 | 0 | 0 | 0 | 0 | 0 | 0 | 0 | 0 | 0 | 0 | 0 | 0 | 0 | 0 | 0 | 0 | 0 | 0 | 0 | 0 | 0 | 0 | 0 | 0 | 0 | 0 | 0 | 0 | 0 | 0 | 0 | 0 | 0 | 0 | 0 | 0 | 0 | 0 | 0 | 0 | 0
|  |  |  | Salaries - currency | USD | currency
|  |  |  | Salaries - portion of costs to escalate | 100% | %
|  |  |  | US PPI escalation factor (usppim / usppir) | 0 | factor | 0 | 0 | 1 | 1 | 1 | 1 | 1 | 1 | 1 | 1 | 1.0301 | 1.0301 | 1.0507 | 1.0507 | 1.0717 | 1.0717 | 1.0931 | 1.0931 | 1.115 | 1.115 | 1.1373 | 1.1373 | 1.16 | 1.16 | 1.1832 | 1.1832 | 1.2069 | 1.2069 | 1.231 | 1.231 | 1.2557 | 1.2557 | 1.2808 | 1.2808 | 1.3064 | 1.3064 | 1.3325 | 1.3325 | 1.3592 | 1.3592 | 1.3864 | 1.3864 | 1.4141 | 1.4141 | 1.4424 | 1.4424 | 1.4712 | 1.4712 | 1.5006 | 1.5006 | 1.5306 | 1.5306 | 1.5613 | 1.5613 | 1.5925 | 1.5925 | 1.6243 | 1.6243 | 1.6568 | 1.6568 | 1.69 | 1.69 | 1.7238 | 1.7238 | 1.7582 | 1.7582 | 1.7934 | 1.7934 | 1.8293 | 1.8293 | 1.8293 | 1.8293 | 1.8293 | 1.8293 | 1.8293 | 1.8293 | 1.8293 | 1.8293 | 1.8293 | 1.8293 | 1.8293 | 1.8293 | 1.8293 | 1.8293 | 1.8293 | 1.8293 | 1.8293 | 1.8293
|  |  |  | Salaries - unindexed | 0 | USD 000s | 10148.6039 | 0 | 0 | 0 | 0 | 0 | 0 | 0 | 0 | 0 | 0 | 0 | 0 | 0 | 171.6553 | 171.6553 | 171.6553 | 171.6553 | 171.6553 | 171.6553 | 171.6553 | 171.6553 | 171.6553 | 171.6553 | 171.6553 | 171.6553 | 171.6553 | 171.6553 | 171.6553 | 171.6553 | 171.6553 | 171.6553 | 171.6553 | 171.6553 | 171.6553 | 171.6553 | 171.6553 | 171.6553 | 171.6553 | 171.6553 | 171.6553 | 171.6553 | 171.6553 | 171.6553 | 171.6553 | 171.6553 | 171.6553 | 171.6553 | 171.6553 | 171.6553 | 171.6553 | 171.6553 | 171.6553 | 171.6553 | 171.6553 | 171.6553 | 171.6553 | 171.6553 | 171.6553 | 171.6553 | 225.2461 | 225.2461 | 225.2461 | 225.2461 | 225.2461 | 225.2461 | 225.2461 | 225.2461 | 225.2461 | 225.2461 | 0 | 0 | 0 | 0 | 0 | 0 | 0 | 0 | 0 | 0 | 0 | 0 | 0 | 0 | 0 | 0 | 0 | 0
|  |  |  | Salaries - indexed - foreign |  | USD 000s | 14574.6557 |  | 0 | 0 | 0 | 0 | 0 | 0 | 0 | 0 | 0 | 0 | 0 | 0 | 183.9621 | 183.9621 | 187.6413 | 187.6413 | 191.3942 | 191.3942 | 195.2221 | 195.2221 | 199.1265 | 199.1265 | 203.109 | 203.109 | 207.1712 | 207.1712 | 211.3146 | 211.3146 | 215.5409 | 215.5409 | 219.8517 | 219.8517 | 224.2488 | 224.2488 | 228.7338 | 228.7338 | 233.3084 | 233.3084 | 237.9746 | 237.9746 | 242.7341 | 242.7341 | 247.5888 | 247.5888 | 252.5406 | 252.5406 | 257.5914 | 257.5914 | 262.7432 | 262.7432 | 267.9981 | 267.9981 | 273.358 | 273.358 | 278.8252 | 278.8252 | 284.4017 | 284.4017 | 380.6557 | 380.6557 | 388.2688 | 388.2688 | 396.0342 | 396.0342 | 403.9549 | 403.9549 | 412.034 | 412.034 | 0 | 0 | 0 | 0 | 0 | 0 | 0 | 0 | 0 | 0 | 0 | 0 | 0 | 0 | 0 | 0 | 0 | 0
|  |  |  | Salaries - indexed - local | 0 | USD 000s | 0 | 0 | 0 | 0 | 0 | 0 | 0 | 0 | 0 | 0 | 0 | 0 | 0 | 0 | 0 | 0 | 0 | 0 | 0 | 0 | 0 | 0 | 0 | 0 | 0 | 0 | 0 | 0 | 0 | 0 | 0 | 0 | 0 | 0 | 0 | 0 | 0 | 0 | 0 | 0 | 0 | 0 | 0 | 0 | 0 | 0 | 0 | 0 | 0 | 0 | 0 | 0 | 0 | 0 | 0 | 0 | 0 | 0 | 0 | 0 | 0 | 0 | 0 | 0 | 0 | 0 | 0 | 0 | 0 | 0 | 0 | 0 | 0 | 0 | 0 | 0 | 0 | 0 | 0 | 0 | 0 | 0 | 0 | 0 | 0 | 0 | 0 | 0
|  |  |  | Salaries - indexed - foreign | 0 | USD 000s | 14574.6557 | 0 | 0 | 0 | 0 | 0 | 0 | 0 | 0 | 0 | 0 | 0 | 0 | 0 | 183.9621 | 183.9621 | 187.6413 | 187.6413 | 191.3942 | 191.3942 | 195.2221 | 195.2221 | 199.1265 | 199.1265 | 203.109 | 203.109 | 207.1712 | 207.1712 | 211.3146 | 211.3146 | 215.5409 | 215.5409 | 219.8517 | 219.8517 | 224.2488 | 224.2488 | 228.7338 | 228.7338 | 233.3084 | 233.3084 | 237.9746 | 237.9746 | 242.7341 | 242.7341 | 247.5888 | 247.5888 | 252.5406 | 252.5406 | 257.5914 | 257.5914 | 262.7432 | 262.7432 | 267.9981 | 267.9981 | 273.358 | 273.358 | 278.8252 | 278.8252 | 284.4017 | 284.4017 | 380.6557 | 380.6557 | 388.2688 | 388.2688 | 396.0342 | 396.0342 | 403.9549 | 403.9549 | 412.034 | 412.034 | 0 | 0 | 0 | 0 | 0 | 0 | 0 | 0 | 0 | 0 | 0 | 0 | 0 | 0 | 0 | 0 | 0 | 0
|  |  |  | Salaries - indexed |  | USD 000s | 14574.6557 |  | 0 | 0 | 0 | 0 | 0 | 0 | 0 | 0 | 0 | 0 | 0 | 0 | 183.9621 | 183.9621 | 187.6413 | 187.6413 | 191.3942 | 191.3942 | 195.2221 | 195.2221 | 199.1265 | 199.1265 | 203.109 | 203.109 | 207.1712 | 207.1712 | 211.3146 | 211.3146 | 215.5409 | 215.5409 | 219.8517 | 219.8517 | 224.2488 | 224.2488 | 228.7338 | 228.7338 | 233.3084 | 233.3084 | 237.9746 | 237.9746 | 242.7341 | 242.7341 | 247.5888 | 247.5888 | 252.5406 | 252.5406 | 257.5914 | 257.5914 | 262.7432 | 262.7432 | 267.9981 | 267.9981 | 273.358 | 273.358 | 278.8252 | 278.8252 | 284.4017 | 284.4017 | 380.6557 | 380.6557 | 388.2688 | 388.2688 | 396.0342 | 396.0342 | 403.9549 | 403.9549 | 412.034 | 412.034 | 0 | 0 | 0 | 0 | 0 | 0 | 0 | 0 | 0 | 0 | 0 | 0 | 0 | 0 | 0 | 0 | 0 | 0
O&M mobilisation costs
|  |  |  | Opex cost - sensitivity | 0% | %
|  |  |  | O&M mobilisation costs - Y01 | 6.84 | USD 000s
|  |  |  | O&M mobilisation costs - Y02 | 6.84 | USD 000s
|  |  |  | O&M mobilisation costs - Y03 | 0 | USD 000s
|  |  |  | O&M mobilisation costs - Y04 | 0 | USD 000s
|  |  |  | O&M mobilisation costs - Y05 | 0 | USD 000s
|  |  |  | O&M mobilisation costs - Y06 | 0 | USD 000s
|  |  |  | O&M mobilisation costs - Y07 | 0 | USD 000s
|  |  |  | O&M mobilisation costs - Y08 | 0 | USD 000s
|  |  |  | O&M mobilisation costs - Y09 | 0 | USD 000s
|  |  |  | O&M mobilisation costs - Y10 | 0 | USD 000s
|  |  |  | O&M mobilisation costs - Y11 | 0 | USD 000s
|  |  |  | O&M mobilisation costs - Y12 | 0 | USD 000s
|  |  |  | O&M mobilisation costs - Y13 | 0 | USD 000s
|  |  |  | O&M mobilisation costs - Y14 | 0 | USD 000s
|  |  |  | O&M mobilisation costs - Y15 | 0 | USD 000s
|  |  |  | O&M mobilisation costs - Y16 | 0 | USD 000s
|  |  |  | O&M mobilisation costs - Y17 | 0 | USD 000s
|  |  |  | O&M mobilisation costs - Y18 | 0 | USD 000s
|  |  |  | O&M mobilisation costs - Y19 | 0 | USD 000s
|  |  |  | O&M mobilisation costs - Y20 | 0 | USD 000s
|  |  |  | O&M mobilisation costs - Y21 | 0 | USD 000s
|  |  |  | O&M mobilisation costs - Y22 | 0 | USD 000s
|  |  |  | O&M mobilisation costs - Y23 | 0 | USD 000s
|  |  |  | O&M mobilisation costs - Y24 | 0 | USD 000s
|  |  |  | O&M mobilisation costs - Y25 | 0 | USD 000s
|  |  |  | O&M mobilisation costs - Y26 | 0 | USD 000s
|  |  |  | O&M mobilisation costs - Y27 | 0 | USD 000s
|  |  |  | O&M mobilisation costs - Y28 | 0 | USD 000s
|  |  |  | O&M mobilisation costs - Y29 | 0 | USD 000s
|  |  |  | O&M mobilisation costs - Y30 | 0 | USD 000s
|  |  |  | O&M mobilisation costs - Y31 | 0 | USD 000s
|  |  |  | O&M mobilisation costs - Y32 | 0 | USD 000s
|  |  |  | O&M mobilisation costs - Y33 | 0 | USD 000s
|  |  |  | O&M mobilisation costs - Y34 | 0 | USD 000s
|  |  |  | O&M mobilisation costs - Y35 | 0 | USD 000s
|  |  |  | O&M mobilisation costs - Y36 | 0 | USD 000s
|  |  |  | O&M mobilisation costs - Y37 | 0 | USD 000s
|  |  |  | O&M mobilisation costs - Y38 | 0 | USD 000s
|  |  |  | O&M mobilisation costs - Y39 | 0 | USD 000s
|  |  |  | O&M mobilisation costs - Y40 | 0 | USD 000s
|  |  |  | Number of semi annual periods in year | 2 | periods
|  |  |  | Operations period ppf - actual / actual | 0 | factor | 60 | 0 | 0 | 0 | 0 | 0 | 0 | 0 | 0 | 0 | 1 | 1 | 1 | 1 | 1 | 1 | 1 | 1 | 1 | 1 | 1 | 1 | 1 | 1 | 1 | 1 | 1 | 1 | 1 | 1 | 1 | 1 | 1 | 1 | 1 | 1 | 1 | 1 | 1 | 1 | 1 | 1 | 1 | 1 | 1 | 1 | 1 | 1 | 1 | 1 | 1 | 1 | 1 | 1 | 1 | 1 | 1 | 1 | 1 | 1 | 1 | 1 | 1 | 1 | 1 | 1 | 1 | 1 | 1 | 1 | 0 | 0 | 0 | 0 | 0 | 0 | 0 | 0 | 0 | 0 | 0 | 0 | 0 | 0 | 0 | 0 | 0 | 0
|  |  |  | Operations year number | 0 | counter | 0 | 0 | 0 | 0 | 0 | 0 | 0 | 0 | 0 | 0 | 1 | 1 | 2 | 2 | 3 | 3 | 4 | 4 | 5 | 5 | 6 | 6 | 7 | 7 | 8 | 8 | 9 | 9 | 10 | 10 | 11 | 11 | 12 | 12 | 13 | 13 | 14 | 14 | 15 | 15 | 16 | 16 | 17 | 17 | 18 | 18 | 19 | 19 | 20 | 20 | 21 | 21 | 22 | 22 | 23 | 23 | 24 | 24 | 25 | 25 | 26 | 26 | 27 | 27 | 28 | 28 | 29 | 29 | 30 | 30 | 0 | 0 | 0 | 0 | 0 | 0 | 0 | 0 | 0 | 0 | 0 | 0 | 0 | 0 | 0 | 0 | 0 | 0
|  |  |  | O&M mobilisation costs - unindexed |  | USD 000s | 13.68 |  | 0 | 0 | 0 | 0 | 0 | 0 | 0 | 0 | 3.42 | 3.42 | 3.42 | 3.42 | 0 | 0 | 0 | 0 | 0 | 0 | 0 | 0 | 0 | 0 | 0 | 0 | 0 | 0 | 0 | 0 | 0 | 0 | 0 | 0 | 0 | 0 | 0 | 0 | 0 | 0 | 0 | 0 | 0 | 0 | 0 | 0 | 0 | 0 | 0 | 0 | 0 | 0 | 0 | 0 | 0 | 0 | 0 | 0 | 0 | 0 | 0 | 0 | 0 | 0 | 0 | 0 | 0 | 0 | 0 | 0 | 0 | 0 | 0 | 0 | 0 | 0 | 0 | 0 | 0 | 0 | 0 | 0 | 0 | 0 | 0 | 0 | 0 | 0
|  |  |  | O&M mobilisation costs - currency | USD | currency
|  |  |  | O&M mobilisation costs - portion of costs to escalate | 0% | %
|  |  |  | Uzbekistann cpi cost escalation factor (cpim / cpir) | 0 | factor | 0 | 0 | 1 | 1 | 1 | 1 | 1 | 1 | 1 | 1 | 1.0773 | 1.0773 | 1.1311 | 1.1311 | 1.1877 | 1.1877 | 1.2471 | 1.2471 | 1.3094 | 1.3094 | 1.3749 | 1.3749 | 1.4437 | 1.4437 | 1.5158 | 1.5158 | 1.5916 | 1.5916 | 1.6712 | 1.6712 | 1.7548 | 1.7548 | 1.8425 | 1.8425 | 1.9346 | 1.9346 | 2.0314 | 2.0314 | 2.1329 | 2.1329 | 2.2396 | 2.2396 | 2.3516 | 2.3516 | 2.4692 | 2.4692 | 2.5926 | 2.5926 | 2.7222 | 2.7222 | 2.8584 | 2.8584 | 3.0013 | 3.0013 | 3.1513 | 3.1513 | 3.3089 | 3.3089 | 3.4743 | 3.4743 | 3.6481 | 3.6481 | 3.8305 | 3.8305 | 4.022 | 4.022 | 4.2231 | 4.2231 | 4.4342 | 4.4342 | 4.4342 | 4.4342 | 4.4342 | 4.4342 | 4.4342 | 4.4342 | 4.4342 | 4.4342 | 4.4342 | 4.4342 | 4.4342 | 4.4342 | 4.4342 | 4.4342 | 4.4342 | 4.4342 | 4.4342 | 4.4342
|  |  |  | USD to Som exchange rate curve | 0% | Som / USD | 0% | 0% | 11000 | 11000 | 11000 | 11000 | 11000 | 11110.1644 | 11333.8142 | 11536.1195 | 11713.159 | 11892.9154 | 12069.5429 | 12248.7935 | 12430.7063 | 12615.3207 | 12802.677 | 12992.8157 | 13185.7783 | 13381.6067 | 13580.3435 | 13782.0317 | 13986.7154 | 14194.4389 | 14405.2474 | 14619.1867 | 14836.3033 | 15056.6445 | 15280.258 | 15507.1925 | 15737.4973 | 15971.2226 | 16208.4189 | 16449.138 | 16693.4322 | 16941.3544 | 17192.9587 | 17448.2997 | 17707.4328 | 17970.4145 | 18237.3018 | 18508.1529 | 18783.0264 | 19061.9823 | 19345.081 | 19632.3842 | 19923.9542 | 20219.8546 | 20520.1494 | 20824.9041 | 21134.1849 | 21448.0589 | 21766.5944 | 22089.8607 | 22417.9279 | 22750.8675 | 23088.7516 | 23431.6539 | 23779.6487 | 24132.8118 | 24491.2199 | 24854.9509 | 25224.0839 | 25598.699 | 25978.8777 | 26364.7026 | 26756.2576 | 27153.6277 | 27556.8994 | 27966.1603 | 27966.1603 | 27966.1603 | 27966.1603 | 27966.1603 | 27966.1603 | 27966.1603 | 27966.1603 | 27966.1603 | 27966.1603 | 27966.1603 | 27966.1603 | 27966.1603 | 27966.1603 | 27966.1603 | 27966.1603 | 27966.1603 | 27966.1603 | 27966.1603
|  |  |  | O&M mobilisation costs - unindexed | 0 | USD 000s | 13.68 | 0 | 0 | 0 | 0 | 0 | 0 | 0 | 0 | 0 | 3.42 | 3.42 | 3.42 | 3.42 | 0 | 0 | 0 | 0 | 0 | 0 | 0 | 0 | 0 | 0 | 0 | 0 | 0 | 0 | 0 | 0 | 0 | 0 | 0 | 0 | 0 | 0 | 0 | 0 | 0 | 0 | 0 | 0 | 0 | 0 | 0 | 0 | 0 | 0 | 0 | 0 | 0 | 0 | 0 | 0 | 0 | 0 | 0 | 0 | 0 | 0 | 0 | 0 | 0 | 0 | 0 | 0 | 0 | 0 | 0 | 0 | 0 | 0 | 0 | 0 | 0 | 0 | 0 | 0 | 0 | 0 | 0 | 0 | 0 | 0 | 0 | 0 | 0 | 0
|  |  |  | O&M mobilisation costs - indexed - local |  | USD 000s | 0 |  | 0 | 0 | 0 | 0 | 0 | 0 | 0 | 0 | 0 | 0 | 0 | 0 | 0 | 0 | 0 | 0 | 0 | 0 | 0 | 0 | 0 | 0 | 0 | 0 | 0 | 0 | 0 | 0 | 0 | 0 | 0 | 0 | 0 | 0 | 0 | 0 | 0 | 0 | 0 | 0 | 0 | 0 | 0 | 0 | 0 | 0 | 0 | 0 | 0 | 0 | 0 | 0 | 0 | 0 | 0 | 0 | 0 | 0 | 0 | 0 | 0 | 0 | 0 | 0 | 0 | 0 | 0 | 0 | 0 | 0 | 0 | 0 | 0 | 0 | 0 | 0 | 0 | 0 | 0 | 0 | 0 | 0 | 0 | 0 | 0 | 0
|  |  |  | O&M mobilisation costs - currency | USD | currency
|  |  |  | O&M mobilisation costs - portion of costs to escalate | 0% | %
|  |  |  | US PPI escalation factor (usppim / usppir) | 0 | factor | 0 | 0 | 1 | 1 | 1 | 1 | 1 | 1 | 1 | 1 | 1.0301 | 1.0301 | 1.0507 | 1.0507 | 1.0717 | 1.0717 | 1.0931 | 1.0931 | 1.115 | 1.115 | 1.1373 | 1.1373 | 1.16 | 1.16 | 1.1832 | 1.1832 | 1.2069 | 1.2069 | 1.231 | 1.231 | 1.2557 | 1.2557 | 1.2808 | 1.2808 | 1.3064 | 1.3064 | 1.3325 | 1.3325 | 1.3592 | 1.3592 | 1.3864 | 1.3864 | 1.4141 | 1.4141 | 1.4424 | 1.4424 | 1.4712 | 1.4712 | 1.5006 | 1.5006 | 1.5306 | 1.5306 | 1.5613 | 1.5613 | 1.5925 | 1.5925 | 1.6243 | 1.6243 | 1.6568 | 1.6568 | 1.69 | 1.69 | 1.7238 | 1.7238 | 1.7582 | 1.7582 | 1.7934 | 1.7934 | 1.8293 | 1.8293 | 1.8293 | 1.8293 | 1.8293 | 1.8293 | 1.8293 | 1.8293 | 1.8293 | 1.8293 | 1.8293 | 1.8293 | 1.8293 | 1.8293 | 1.8293 | 1.8293 | 1.8293 | 1.8293 | 1.8293 | 1.8293
|  |  |  | O&M mobilisation costs - unindexed | 0 | USD 000s | 13.68 | 0 | 0 | 0 | 0 | 0 | 0 | 0 | 0 | 0 | 3.42 | 3.42 | 3.42 | 3.42 | 0 | 0 | 0 | 0 | 0 | 0 | 0 | 0 | 0 | 0 | 0 | 0 | 0 | 0 | 0 | 0 | 0 | 0 | 0 | 0 | 0 | 0 | 0 | 0 | 0 | 0 | 0 | 0 | 0 | 0 | 0 | 0 | 0 | 0 | 0 | 0 | 0 | 0 | 0 | 0 | 0 | 0 | 0 | 0 | 0 | 0 | 0 | 0 | 0 | 0 | 0 | 0 | 0 | 0 | 0 | 0 | 0 | 0 | 0 | 0 | 0 | 0 | 0 | 0 | 0 | 0 | 0 | 0 | 0 | 0 | 0 | 0 | 0 | 0
|  |  |  | O&M mobilisation costs - indexed - foreign |  | USD 000s | 13.68 |  | 0 | 0 | 0 | 0 | 0 | 0 | 0 | 0 | 3.42 | 3.42 | 3.42 | 3.42 | 0 | 0 | 0 | 0 | 0 | 0 | 0 | 0 | 0 | 0 | 0 | 0 | 0 | 0 | 0 | 0 | 0 | 0 | 0 | 0 | 0 | 0 | 0 | 0 | 0 | 0 | 0 | 0 | 0 | 0 | 0 | 0 | 0 | 0 | 0 | 0 | 0 | 0 | 0 | 0 | 0 | 0 | 0 | 0 | 0 | 0 | 0 | 0 | 0 | 0 | 0 | 0 | 0 | 0 | 0 | 0 | 0 | 0 | 0 | 0 | 0 | 0 | 0 | 0 | 0 | 0 | 0 | 0 | 0 | 0 | 0 | 0 | 0 | 0
|  |  |  | O&M mobilisation costs - indexed - local | 0 | USD 000s | 0 | 0 | 0 | 0 | 0 | 0 | 0 | 0 | 0 | 0 | 0 | 0 | 0 | 0 | 0 | 0 | 0 | 0 | 0 | 0 | 0 | 0 | 0 | 0 | 0 | 0 | 0 | 0 | 0 | 0 | 0 | 0 | 0 | 0 | 0 | 0 | 0 | 0 | 0 | 0 | 0 | 0 | 0 | 0 | 0 | 0 | 0 | 0 | 0 | 0 | 0 | 0 | 0 | 0 | 0 | 0 | 0 | 0 | 0 | 0 | 0 | 0 | 0 | 0 | 0 | 0 | 0 | 0 | 0 | 0 | 0 | 0 | 0 | 0 | 0 | 0 | 0 | 0 | 0 | 0 | 0 | 0 | 0 | 0 | 0 | 0 | 0 | 0
|  |  |  | O&M mobilisation costs - indexed - foreign | 0 | USD 000s | 13.68 | 0 | 0 | 0 | 0 | 0 | 0 | 0 | 0 | 0 | 3.42 | 3.42 | 3.42 | 3.42 | 0 | 0 | 0 | 0 | 0 | 0 | 0 | 0 | 0 | 0 | 0 | 0 | 0 | 0 | 0 | 0 | 0 | 0 | 0 | 0 | 0 | 0 | 0 | 0 | 0 | 0 | 0 | 0 | 0 | 0 | 0 | 0 | 0 | 0 | 0 | 0 | 0 | 0 | 0 | 0 | 0 | 0 | 0 | 0 | 0 | 0 | 0 | 0 | 0 | 0 | 0 | 0 | 0 | 0 | 0 | 0 | 0 | 0 | 0 | 0 | 0 | 0 | 0 | 0 | 0 | 0 | 0 | 0 | 0 | 0 | 0 | 0 | 0 | 0
|  |  |  | O&M mobilisation costs - indexed |  | USD 000s | 13.68 |  | 0 | 0 | 0 | 0 | 0 | 0 | 0 | 0 | 3.42 | 3.42 | 3.42 | 3.42 | 0 | 0 | 0 | 0 | 0 | 0 | 0 | 0 | 0 | 0 | 0 | 0 | 0 | 0 | 0 | 0 | 0 | 0 | 0 | 0 | 0 | 0 | 0 | 0 | 0 | 0 | 0 | 0 | 0 | 0 | 0 | 0 | 0 | 0 | 0 | 0 | 0 | 0 | 0 | 0 | 0 | 0 | 0 | 0 | 0 | 0 | 0 | 0 | 0 | 0 | 0 | 0 | 0 | 0 | 0 | 0 | 0 | 0 | 0 | 0 | 0 | 0 | 0 | 0 | 0 | 0 | 0 | 0 | 0 | 0 | 0 | 0 | 0 | 0
Summary unindexed
|  |  |  | O&M cost - unindexed | 0 | USD 000s | 19125.4482 | 0 | 0 | 0 | 0 | 0 | 0 | 0 | 0 | 0 | 115.1385 | 115.1385 | 124.2323 | 124.2323 | 195.2924 | 195.2924 | 193.9181 | 193.9181 | 193.5289 | 193.5289 | 280.7722 | 280.7722 | 306.4432 | 306.4432 | 285.9547 | 285.9547 | 291.5309 | 291.5309 | 356.5192 | 356.5192 | 301.7313 | 301.7313 | 315.2278 | 315.2278 | 866.1597 | 866.1597 | 294.7613 | 294.7613 | 303.7005 | 303.7005 | 308.6987 | 308.6987 | 310.3342 | 310.3342 | 313.9342 | 313.9342 | 319.5378 | 319.5378 | 384.5043 | 384.5043 | 346.6999 | 346.6999 | 344.6087 | 344.6087 | 340.5532 | 340.5532 | 371.3484 | 371.3484 | 349.599 | 349.599 | 349.599 | 349.599 | 349.599 | 349.599 | 349.599 | 349.599 | 349.599 | 349.599 | 349.599 | 349.599 | 0 | 0 | 0 | 0 | 0 | 0 | 0 | 0 | 0 | 0 | 0 | 0 | 0 | 0 | 0 | 0 | 0 | 0
|  |  |  | Other O&M costs - fixed - unindexed | 0 | SOM 000s | 0 | 0 | 0 | 0 | 0 | 0 | 0 | 0 | 0 | 0 | 0 | 0 | 0 | 0 | 0 | 0 | 0 | 0 | 0 | 0 | 0 | 0 | 0 | 0 | 0 | 0 | 0 | 0 | 0 | 0 | 0 | 0 | 0 | 0 | 0 | 0 | 0 | 0 | 0 | 0 | 0 | 0 | 0 | 0 | 0 | 0 | 0 | 0 | 0 | 0 | 0 | 0 | 0 | 0 | 0 | 0 | 0 | 0 | 0 | 0 | 0 | 0 | 0 | 0 | 0 | 0 | 0 | 0 | 0 | 0 | 0 | 0 | 0 | 0 | 0 | 0 | 0 | 0 | 0 | 0 | 0 | 0 | 0 | 0 | 0 | 0 | 0 | 0
|  |  |  | O&M cost - EPC contractor - unindexed | 0 | USD 000s | 0 | 0 | 0 | 0 | 0 | 0 | 0 | 0 | 0 | 0 | 0 | 0 | 0 | 0 | 0 | 0 | 0 | 0 | 0 | 0 | 0 | 0 | 0 | 0 | 0 | 0 | 0 | 0 | 0 | 0 | 0 | 0 | 0 | 0 | 0 | 0 | 0 | 0 | 0 | 0 | 0 | 0 | 0 | 0 | 0 | 0 | 0 | 0 | 0 | 0 | 0 | 0 | 0 | 0 | 0 | 0 | 0 | 0 | 0 | 0 | 0 | 0 | 0 | 0 | 0 | 0 | 0 | 0 | 0 | 0 | 0 | 0 | 0 | 0 | 0 | 0 | 0 | 0 | 0 | 0 | 0 | 0 | 0 | 0 | 0 | 0 | 0 | 0
|  |  |  | SPV costs - unindexed | 0 | USD 000s | 3000 | 0 | 0 | 0 | 0 | 0 | 0 | 0 | 0 | 0 | 50 | 50 | 50 | 50 | 50 | 50 | 50 | 50 | 50 | 50 | 50 | 50 | 50 | 50 | 50 | 50 | 50 | 50 | 50 | 50 | 50 | 50 | 50 | 50 | 50 | 50 | 50 | 50 | 50 | 50 | 50 | 50 | 50 | 50 | 50 | 50 | 50 | 50 | 50 | 50 | 50 | 50 | 50 | 50 | 50 | 50 | 50 | 50 | 50 | 50 | 50 | 50 | 50 | 50 | 50 | 50 | 50 | 50 | 50 | 50 | 0 | 0 | 0 | 0 | 0 | 0 | 0 | 0 | 0 | 0 | 0 | 0 | 0 | 0 | 0 | 0 | 0 | 0
|  |  |  | Insurance - unindexed | 0 | USD 000s | 5969.4229 | 0 | 0 | 0 | 0 | 0 | 0 | 0 | 0 | 0 | 169.9725 | 169.9725 | 106.1802 | 106.1802 | 105.4901 | 105.4901 | 104.8044 | 104.8044 | 104.1232 | 104.1232 | 103.4464 | 103.4464 | 102.774 | 102.774 | 102.1059 | 102.1059 | 101.4422 | 101.4422 | 100.7829 | 100.7829 | 100.1278 | 100.1278 | 99.4769 | 99.4769 | 98.8303 | 98.8303 | 98.1879 | 98.1879 | 97.5497 | 97.5497 | 96.9156 | 96.9156 | 96.2857 | 96.2857 | 95.6598 | 95.6598 | 95.0381 | 95.0381 | 94.4203 | 94.4203 | 93.8066 | 93.8066 | 93.1968 | 93.1968 | 92.591 | 92.591 | 91.9892 | 91.9892 | 91.3913 | 91.3913 | 90.7972 | 90.7972 | 90.2071 | 90.2071 | 89.6207 | 89.6207 | 89.0382 | 89.0382 | 88.4594 | 88.4594 | 0 | 0 | 0 | 0 | 0 | 0 | 0 | 0 | 0 | 0 | 0 | 0 | 0 | 0 | 0 | 0 | 0 | 0
|  |  |  | Salaries - unindexed | 0 | USD 000s | 10148.6039 | 0 | 0 | 0 | 0 | 0 | 0 | 0 | 0 | 0 | 0 | 0 | 0 | 0 | 171.6553 | 171.6553 | 171.6553 | 171.6553 | 171.6553 | 171.6553 | 171.6553 | 171.6553 | 171.6553 | 171.6553 | 171.6553 | 171.6553 | 171.6553 | 171.6553 | 171.6553 | 171.6553 | 171.6553 | 171.6553 | 171.6553 | 171.6553 | 171.6553 | 171.6553 | 171.6553 | 171.6553 | 171.6553 | 171.6553 | 171.6553 | 171.6553 | 171.6553 | 171.6553 | 171.6553 | 171.6553 | 171.6553 | 171.6553 | 171.6553 | 171.6553 | 171.6553 | 171.6553 | 171.6553 | 171.6553 | 171.6553 | 171.6553 | 171.6553 | 171.6553 | 171.6553 | 171.6553 | 225.2461 | 225.2461 | 225.2461 | 225.2461 | 225.2461 | 225.2461 | 225.2461 | 225.2461 | 225.2461 | 225.2461 | 0 | 0 | 0 | 0 | 0 | 0 | 0 | 0 | 0 | 0 | 0 | 0 | 0 | 0 | 0 | 0 | 0 | 0
|  |  |  | O&M mobilisation costs - unindexed | 0 | USD 000s | 13.68 | 0 | 0 | 0 | 0 | 0 | 0 | 0 | 0 | 0 | 3.42 | 3.42 | 3.42 | 3.42 | 0 | 0 | 0 | 0 | 0 | 0 | 0 | 0 | 0 | 0 | 0 | 0 | 0 | 0 | 0 | 0 | 0 | 0 | 0 | 0 | 0 | 0 | 0 | 0 | 0 | 0 | 0 | 0 | 0 | 0 | 0 | 0 | 0 | 0 | 0 | 0 | 0 | 0 | 0 | 0 | 0 | 0 | 0 | 0 | 0 | 0 | 0 | 0 | 0 | 0 | 0 | 0 | 0 | 0 | 0 | 0 | 0 | 0 | 0 | 0 | 0 | 0 | 0 | 0 | 0 | 0 | 0 | 0 | 0 | 0 | 0 | 0 | 0 | 0
|  |  |  | Operating costs incurred - LC - unindexed (sum of Som only) |  | Som 000s | 0 |  | 0 | 0 | 0 | 0 | 0 | 0 | 0 | 0 | 0 | 0 | 0 | 0 | 0 | 0 | 0 | 0 | 0 | 0 | 0 | 0 | 0 | 0 | 0 | 0 | 0 | 0 | 0 | 0 | 0 | 0 | 0 | 0 | 0 | 0 | 0 | 0 | 0 | 0 | 0 | 0 | 0 | 0 | 0 | 0 | 0 | 0 | 0 | 0 | 0 | 0 | 0 | 0 | 0 | 0 | 0 | 0 | 0 | 0 | 0 | 0 | 0 | 0 | 0 | 0 | 0 | 0 | 0 | 0 | 0 | 0 | 0 | 0 | 0 | 0 | 0 | 0 | 0 | 0 | 0 | 0 | 0 | 0 | 0 | 0 | 0 | 0
|  |  |  | O&M cost - unindexed | 0 | USD 000s | 19125.4482 | 0 | 0 | 0 | 0 | 0 | 0 | 0 | 0 | 0 | 115.1385 | 115.1385 | 124.2323 | 124.2323 | 195.2924 | 195.2924 | 193.9181 | 193.9181 | 193.5289 | 193.5289 | 280.7722 | 280.7722 | 306.4432 | 306.4432 | 285.9547 | 285.9547 | 291.5309 | 291.5309 | 356.5192 | 356.5192 | 301.7313 | 301.7313 | 315.2278 | 315.2278 | 866.1597 | 866.1597 | 294.7613 | 294.7613 | 303.7005 | 303.7005 | 308.6987 | 308.6987 | 310.3342 | 310.3342 | 313.9342 | 313.9342 | 319.5378 | 319.5378 | 384.5043 | 384.5043 | 346.6999 | 346.6999 | 344.6087 | 344.6087 | 340.5532 | 340.5532 | 371.3484 | 371.3484 | 349.599 | 349.599 | 349.599 | 349.599 | 349.599 | 349.599 | 349.599 | 349.599 | 349.599 | 349.599 | 349.599 | 349.599 | 0 | 0 | 0 | 0 | 0 | 0 | 0 | 0 | 0 | 0 | 0 | 0 | 0 | 0 | 0 | 0 | 0 | 0
|  |  |  | Other O&M costs - fixed - unindexed | 0 | SOM 000s | 0 | 0 | 0 | 0 | 0 | 0 | 0 | 0 | 0 | 0 | 0 | 0 | 0 | 0 | 0 | 0 | 0 | 0 | 0 | 0 | 0 | 0 | 0 | 0 | 0 | 0 | 0 | 0 | 0 | 0 | 0 | 0 | 0 | 0 | 0 | 0 | 0 | 0 | 0 | 0 | 0 | 0 | 0 | 0 | 0 | 0 | 0 | 0 | 0 | 0 | 0 | 0 | 0 | 0 | 0 | 0 | 0 | 0 | 0 | 0 | 0 | 0 | 0 | 0 | 0 | 0 | 0 | 0 | 0 | 0 | 0 | 0 | 0 | 0 | 0 | 0 | 0 | 0 | 0 | 0 | 0 | 0 | 0 | 0 | 0 | 0 | 0 | 0
|  |  |  | O&M cost - EPC contractor - unindexed | 0 | USD 000s | 0 | 0 | 0 | 0 | 0 | 0 | 0 | 0 | 0 | 0 | 0 | 0 | 0 | 0 | 0 | 0 | 0 | 0 | 0 | 0 | 0 | 0 | 0 | 0 | 0 | 0 | 0 | 0 | 0 | 0 | 0 | 0 | 0 | 0 | 0 | 0 | 0 | 0 | 0 | 0 | 0 | 0 | 0 | 0 | 0 | 0 | 0 | 0 | 0 | 0 | 0 | 0 | 0 | 0 | 0 | 0 | 0 | 0 | 0 | 0 | 0 | 0 | 0 | 0 | 0 | 0 | 0 | 0 | 0 | 0 | 0 | 0 | 0 | 0 | 0 | 0 | 0 | 0 | 0 | 0 | 0 | 0 | 0 | 0 | 0 | 0 | 0 | 0
|  |  |  | SPV costs - unindexed | 0 | USD 000s | 3000 | 0 | 0 | 0 | 0 | 0 | 0 | 0 | 0 | 0 | 50 | 50 | 50 | 50 | 50 | 50 | 50 | 50 | 50 | 50 | 50 | 50 | 50 | 50 | 50 | 50 | 50 | 50 | 50 | 50 | 50 | 50 | 50 | 50 | 50 | 50 | 50 | 50 | 50 | 50 | 50 | 50 | 50 | 50 | 50 | 50 | 50 | 50 | 50 | 50 | 50 | 50 | 50 | 50 | 50 | 50 | 50 | 50 | 50 | 50 | 50 | 50 | 50 | 50 | 50 | 50 | 50 | 50 | 50 | 50 | 0 | 0 | 0 | 0 | 0 | 0 | 0 | 0 | 0 | 0 | 0 | 0 | 0 | 0 | 0 | 0 | 0 | 0
|  |  |  | Insurance - unindexed | 0 | USD 000s | 5969.4229 | 0 | 0 | 0 | 0 | 0 | 0 | 0 | 0 | 0 | 169.9725 | 169.9725 | 106.1802 | 106.1802 | 105.4901 | 105.4901 | 104.8044 | 104.8044 | 104.1232 | 104.1232 | 103.4464 | 103.4464 | 102.774 | 102.774 | 102.1059 | 102.1059 | 101.4422 | 101.4422 | 100.7829 | 100.7829 | 100.1278 | 100.1278 | 99.4769 | 99.4769 | 98.8303 | 98.8303 | 98.1879 | 98.1879 | 97.5497 | 97.5497 | 96.9156 | 96.9156 | 96.2857 | 96.2857 | 95.6598 | 95.6598 | 95.0381 | 95.0381 | 94.4203 | 94.4203 | 93.8066 | 93.8066 | 93.1968 | 93.1968 | 92.591 | 92.591 | 91.9892 | 91.9892 | 91.3913 | 91.3913 | 90.7972 | 90.7972 | 90.2071 | 90.2071 | 89.6207 | 89.6207 | 89.0382 | 89.0382 | 88.4594 | 88.4594 | 0 | 0 | 0 | 0 | 0 | 0 | 0 | 0 | 0 | 0 | 0 | 0 | 0 | 0 | 0 | 0 | 0 | 0
|  |  |  | Salaries - unindexed | 0 | USD 000s | 10148.6039 | 0 | 0 | 0 | 0 | 0 | 0 | 0 | 0 | 0 | 0 | 0 | 0 | 0 | 171.6553 | 171.6553 | 171.6553 | 171.6553 | 171.6553 | 171.6553 | 171.6553 | 171.6553 | 171.6553 | 171.6553 | 171.6553 | 171.6553 | 171.6553 | 171.6553 | 171.6553 | 171.6553 | 171.6553 | 171.6553 | 171.6553 | 171.6553 | 171.6553 | 171.6553 | 171.6553 | 171.6553 | 171.6553 | 171.6553 | 171.6553 | 171.6553 | 171.6553 | 171.6553 | 171.6553 | 171.6553 | 171.6553 | 171.6553 | 171.6553 | 171.6553 | 171.6553 | 171.6553 | 171.6553 | 171.6553 | 171.6553 | 171.6553 | 171.6553 | 171.6553 | 171.6553 | 171.6553 | 225.2461 | 225.2461 | 225.2461 | 225.2461 | 225.2461 | 225.2461 | 225.2461 | 225.2461 | 225.2461 | 225.2461 | 0 | 0 | 0 | 0 | 0 | 0 | 0 | 0 | 0 | 0 | 0 | 0 | 0 | 0 | 0 | 0 | 0 | 0
|  |  |  | O&M mobilisation costs - unindexed | 0 | USD 000s | 13.68 | 0 | 0 | 0 | 0 | 0 | 0 | 0 | 0 | 0 | 3.42 | 3.42 | 3.42 | 3.42 | 0 | 0 | 0 | 0 | 0 | 0 | 0 | 0 | 0 | 0 | 0 | 0 | 0 | 0 | 0 | 0 | 0 | 0 | 0 | 0 | 0 | 0 | 0 | 0 | 0 | 0 | 0 | 0 | 0 | 0 | 0 | 0 | 0 | 0 | 0 | 0 | 0 | 0 | 0 | 0 | 0 | 0 | 0 | 0 | 0 | 0 | 0 | 0 | 0 | 0 | 0 | 0 | 0 | 0 | 0 | 0 | 0 | 0 | 0 | 0 | 0 | 0 | 0 | 0 | 0 | 0 | 0 | 0 | 0 | 0 | 0 | 0 | 0 | 0
|  |  |  | Operating costs incurred - FC - unindexed (sum of USD 000s only) |  | USD 000s | 38257.155 |  | 0 | 0 | 0 | 0 | 0 | 0 | 0 | 0 | 338.531 | 338.531 | 283.8325 | 283.8325 | 522.4377 | 522.4377 | 520.3778 | 520.3778 | 519.3073 | 519.3073 | 605.8738 | 605.8738 | 630.8725 | 630.8725 | 609.7159 | 609.7159 | 614.6284 | 614.6284 | 678.9573 | 678.9573 | 623.5143 | 623.5143 | 636.36 | 636.36 | 1186.6454 | 1186.6454 | 614.6046 | 614.6046 | 622.9055 | 622.9055 | 627.2697 | 627.2697 | 628.2752 | 628.2752 | 631.2493 | 631.2493 | 636.2311 | 636.2311 | 700.5799 | 700.5799 | 662.1618 | 662.1618 | 659.4609 | 659.4609 | 654.7996 | 654.7996 | 684.9929 | 684.9929 | 662.6455 | 662.6455 | 715.6423 | 715.6423 | 715.0521 | 715.0521 | 714.4657 | 714.4657 | 713.8832 | 713.8832 | 713.3045 | 713.3045 | 0 | 0 | 0 | 0 | 0 | 0 | 0 | 0 | 0 | 0 | 0 | 0 | 0 | 0 | 0 | 0 | 0 | 0
|  |  |  | Operating costs incurred - LC - unindexed (sum of Som only) | 0 | Som 000s | 0 | 0 | 0 | 0 | 0 | 0 | 0 | 0 | 0 | 0 | 0 | 0 | 0 | 0 | 0 | 0 | 0 | 0 | 0 | 0 | 0 | 0 | 0 | 0 | 0 | 0 | 0 | 0 | 0 | 0 | 0 | 0 | 0 | 0 | 0 | 0 | 0 | 0 | 0 | 0 | 0 | 0 | 0 | 0 | 0 | 0 | 0 | 0 | 0 | 0 | 0 | 0 | 0 | 0 | 0 | 0 | 0 | 0 | 0 | 0 | 0 | 0 | 0 | 0 | 0 | 0 | 0 | 0 | 0 | 0 | 0 | 0 | 0 | 0 | 0 | 0 | 0 | 0 | 0 | 0 | 0 | 0 | 0 | 0 | 0 | 0 | 0 | 0
|  |  |  | USD to Som exchange rate curve | 0% | Som / USD | 0% | 0% | 11000 | 11000 | 11000 | 11000 | 11000 | 11110.1644 | 11333.8142 | 11536.1195 | 11713.159 | 11892.9154 | 12069.5429 | 12248.7935 | 12430.7063 | 12615.3207 | 12802.677 | 12992.8157 | 13185.7783 | 13381.6067 | 13580.3435 | 13782.0317 | 13986.7154 | 14194.4389 | 14405.2474 | 14619.1867 | 14836.3033 | 15056.6445 | 15280.258 | 15507.1925 | 15737.4973 | 15971.2226 | 16208.4189 | 16449.138 | 16693.4322 | 16941.3544 | 17192.9587 | 17448.2997 | 17707.4328 | 17970.4145 | 18237.3018 | 18508.1529 | 18783.0264 | 19061.9823 | 19345.081 | 19632.3842 | 19923.9542 | 20219.8546 | 20520.1494 | 20824.9041 | 21134.1849 | 21448.0589 | 21766.5944 | 22089.8607 | 22417.9279 | 22750.8675 | 23088.7516 | 23431.6539 | 23779.6487 | 24132.8118 | 24491.2199 | 24854.9509 | 25224.0839 | 25598.699 | 25978.8777 | 26364.7026 | 26756.2576 | 27153.6277 | 27556.8994 | 27966.1603 | 27966.1603 | 27966.1603 | 27966.1603 | 27966.1603 | 27966.1603 | 27966.1603 | 27966.1603 | 27966.1603 | 27966.1603 | 27966.1603 | 27966.1603 | 27966.1603 | 27966.1603 | 27966.1603 | 27966.1603 | 27966.1603 | 27966.1603 | 27966.1603
|  |  |  | Operating costs incurred - LC - unindexed portion (USD) |  | USD 000s | 0 |  | 0 | 0 | 0 | 0 | 0 | 0 | 0 | 0 | 0 | 0 | 0 | 0 | 0 | 0 | 0 | 0 | 0 | 0 | 0 | 0 | 0 | 0 | 0 | 0 | 0 | 0 | 0 | 0 | 0 | 0 | 0 | 0 | 0 | 0 | 0 | 0 | 0 | 0 | 0 | 0 | 0 | 0 | 0 | 0 | 0 | 0 | 0 | 0 | 0 | 0 | 0 | 0 | 0 | 0 | 0 | 0 | 0 | 0 | 0 | 0 | 0 | 0 | 0 | 0 | 0 | 0 | 0 | 0 | 0 | 0 | 0 | 0 | 0 | 0 | 0 | 0 | 0 | 0 | 0 | 0 | 0 | 0 | 0 | 0 | 0 | 0
|  |  |  | Operating costs incurred - LC - unindexed portion (USD) | 0 | USD 000s | 0 | 0 | 0 | 0 | 0 | 0 | 0 | 0 | 0 | 0 | 0 | 0 | 0 | 0 | 0 | 0 | 0 | 0 | 0 | 0 | 0 | 0 | 0 | 0 | 0 | 0 | 0 | 0 | 0 | 0 | 0 | 0 | 0 | 0 | 0 | 0 | 0 | 0 | 0 | 0 | 0 | 0 | 0 | 0 | 0 | 0 | 0 | 0 | 0 | 0 | 0 | 0 | 0 | 0 | 0 | 0 | 0 | 0 | 0 | 0 | 0 | 0 | 0 | 0 | 0 | 0 | 0 | 0 | 0 | 0 | 0 | 0 | 0 | 0 | 0 | 0 | 0 | 0 | 0 | 0 | 0 | 0 | 0 | 0 | 0 | 0 | 0 | 0
|  |  |  | Operating costs incurred - FC - unindexed (sum of USD 000s only) | 0 | USD 000s | 38257.155 | 0 | 0 | 0 | 0 | 0 | 0 | 0 | 0 | 0 | 338.531 | 338.531 | 283.8325 | 283.8325 | 522.4377 | 522.4377 | 520.3778 | 520.3778 | 519.3073 | 519.3073 | 605.8738 | 605.8738 | 630.8725 | 630.8725 | 609.7159 | 609.7159 | 614.6284 | 614.6284 | 678.9573 | 678.9573 | 623.5143 | 623.5143 | 636.36 | 636.36 | 1186.6454 | 1186.6454 | 614.6046 | 614.6046 | 622.9055 | 622.9055 | 627.2697 | 627.2697 | 628.2752 | 628.2752 | 631.2493 | 631.2493 | 636.2311 | 636.2311 | 700.5799 | 700.5799 | 662.1618 | 662.1618 | 659.4609 | 659.4609 | 654.7996 | 654.7996 | 684.9929 | 684.9929 | 662.6455 | 662.6455 | 715.6423 | 715.6423 | 715.0521 | 715.0521 | 714.4657 | 714.4657 | 713.8832 | 713.8832 | 713.3045 | 713.3045 | 0 | 0 | 0 | 0 | 0 | 0 | 0 | 0 | 0 | 0 | 0 | 0 | 0 | 0 | 0 | 0 | 0 | 0
|  |  |  | Operating costs incurred - real |  | USD 000s | 38257.155 |  | 0 | 0 | 0 | 0 | 0 | 0 | 0 | 0 | 338.531 | 338.531 | 283.8325 | 283.8325 | 522.4377 | 522.4377 | 520.3778 | 520.3778 | 519.3073 | 519.3073 | 605.8738 | 605.8738 | 630.8725 | 630.8725 | 609.7159 | 609.7159 | 614.6284 | 614.6284 | 678.9573 | 678.9573 | 623.5143 | 623.5143 | 636.36 | 636.36 | 1186.6454 | 1186.6454 | 614.6046 | 614.6046 | 622.9055 | 622.9055 | 627.2697 | 627.2697 | 628.2752 | 628.2752 | 631.2493 | 631.2493 | 636.2311 | 636.2311 | 700.5799 | 700.5799 | 662.1618 | 662.1618 | 659.4609 | 659.4609 | 654.7996 | 654.7996 | 684.9929 | 684.9929 | 662.6455 | 662.6455 | 715.6423 | 715.6423 | 715.0521 | 715.0521 | 714.4657 | 714.4657 | 713.8832 | 713.8832 | 713.3045 | 713.3045 | 0 | 0 | 0 | 0 | 0 | 0 | 0 | 0 | 0 | 0 | 0 | 0 | 0 | 0 | 0 | 0 | 0 | 0
|  |  |  | Total operating costs incurred - real | 38257.155 | USD 000s
Summary-indexed
|  |  |  | O&M cost - indexed | 0 | USD 000s | 27269.5186 | 0 | 0 | 0 | 0 | 0 | 0 | 0 | 0 | 0 | 115.1385 | 115.1385 | 124.2323 | 124.2323 | 209.2939 | 209.2939 | 211.9775 | 211.9775 | 215.7831 | 215.7831 | 319.3197 | 319.3197 | 355.4855 | 355.4855 | 338.3524 | 338.3524 | 351.8493 | 351.8493 | 438.8896 | 438.8896 | 378.8723 | 378.8723 | 403.7358 | 403.7358 | 1131.5426 | 1131.5426 | 392.7748 | 392.7748 | 412.7801 | 412.7801 | 427.965 | 427.965 | 438.837 | 438.837 | 452.8062 | 452.8062 | 470.1064 | 470.1064 | 576.9994 | 576.9994 | 530.6743 | 530.6743 | 538.0229 | 538.0229 | 542.325 | 542.325 | 603.1931 | 603.1931 | 579.2221 | 579.2221 | 590.8065 | 590.8065 | 602.6226 | 602.6226 | 614.6751 | 614.6751 | 626.9686 | 626.9686 | 639.508 | 639.508 | 0 | 0 | 0 | 0 | 0 | 0 | 0 | 0 | 0 | 0 | 0 | 0 | 0 | 0 | 0 | 0 | 0 | 0
|  |  |  | Other O&M costs - fixed - indexed | 0 | USD 000s | 0 | 0 | 0 | 0 | 0 | 0 | 0 | 0 | 0 | 0 | 0 | 0 | 0 | 0 | 0 | 0 | 0 | 0 | 0 | 0 | 0 | 0 | 0 | 0 | 0 | 0 | 0 | 0 | 0 | 0 | 0 | 0 | 0 | 0 | 0 | 0 | 0 | 0 | 0 | 0 | 0 | 0 | 0 | 0 | 0 | 0 | 0 | 0 | 0 | 0 | 0 | 0 | 0 | 0 | 0 | 0 | 0 | 0 | 0 | 0 | 0 | 0 | 0 | 0 | 0 | 0 | 0 | 0 | 0 | 0 | 0 | 0 | 0 | 0 | 0 | 0 | 0 | 0 | 0 | 0 | 0 | 0 | 0 | 0 | 0 | 0 | 0 | 0
|  |  |  | O&M cost - EPC contractor - indexed | 0 | USD 000s | 0 | 0 | 0 | 0 | 0 | 0 | 0 | 0 | 0 | 0 | 0 | 0 | 0 | 0 | 0 | 0 | 0 | 0 | 0 | 0 | 0 | 0 | 0 | 0 | 0 | 0 | 0 | 0 | 0 | 0 | 0 | 0 | 0 | 0 | 0 | 0 | 0 | 0 | 0 | 0 | 0 | 0 | 0 | 0 | 0 | 0 | 0 | 0 | 0 | 0 | 0 | 0 | 0 | 0 | 0 | 0 | 0 | 0 | 0 | 0 | 0 | 0 | 0 | 0 | 0 | 0 | 0 | 0 | 0 | 0 | 0 | 0 | 0 | 0 | 0 | 0 | 0 | 0 | 0 | 0 | 0 | 0 | 0 | 0 | 0 | 0 | 0 | 0
|  |  |  | SPV costs - indexed | 0 | USD 000s | 4178.8356 | 0 | 0 | 0 | 0 | 0 | 0 | 0 | 0 | 0 | 51.504 | 51.504 | 52.5341 | 52.5341 | 53.5847 | 53.5847 | 54.6564 | 54.6564 | 55.7496 | 55.7496 | 56.8646 | 56.8646 | 58.0019 | 58.0019 | 59.1619 | 59.1619 | 60.3451 | 60.3451 | 61.552 | 61.552 | 62.7831 | 62.7831 | 64.0387 | 64.0387 | 65.3195 | 65.3195 | 66.6259 | 66.6259 | 67.9584 | 67.9584 | 69.3176 | 69.3176 | 70.7039 | 70.7039 | 72.118 | 72.118 | 73.5604 | 73.5604 | 75.0316 | 75.0316 | 76.5322 | 76.5322 | 78.0629 | 78.0629 | 79.6241 | 79.6241 | 81.2166 | 81.2166 | 82.8409 | 82.8409 | 84.4977 | 84.4977 | 86.1877 | 86.1877 | 87.9115 | 87.9115 | 89.6697 | 89.6697 | 91.4631 | 91.4631 | 0 | 0 | 0 | 0 | 0 | 0 | 0 | 0 | 0 | 0 | 0 | 0 | 0 | 0 | 0 | 0 | 0 | 0
|  |  |  | Insurance - indexed | 0 | USD 000s | 8191.2034 | 0 | 0 | 0 | 0 | 0 | 0 | 0 | 0 | 0 | 175.0852 | 175.0852 | 111.5616 | 111.5616 | 113.0532 | 113.0532 | 114.5647 | 114.5647 | 116.0964 | 116.0964 | 117.6486 | 117.6486 | 119.2216 | 119.2216 | 120.8156 | 120.8156 | 122.4309 | 122.4309 | 124.0678 | 124.0678 | 125.7266 | 125.7266 | 127.4075 | 127.4075 | 129.111 | 129.111 | 130.8372 | 130.8372 | 132.5865 | 132.5865 | 134.3592 | 134.3592 | 136.1556 | 136.1556 | 137.976 | 137.976 | 139.8207 | 139.8207 | 141.6901 | 141.6901 | 143.5845 | 143.5845 | 145.5042 | 145.5042 | 147.4496 | 147.4496 | 149.421 | 149.421 | 151.4188 | 151.4188 | 153.4432 | 153.4432 | 155.4948 | 155.4948 | 157.5737 | 157.5737 | 159.6805 | 159.6805 | 161.8154 | 161.8154 | 0 | 0 | 0 | 0 | 0 | 0 | 0 | 0 | 0 | 0 | 0 | 0 | 0 | 0 | 0 | 0 | 0 | 0
|  |  |  | Salaries - indexed | 0 | USD 000s | 14574.6557 | 0 | 0 | 0 | 0 | 0 | 0 | 0 | 0 | 0 | 0 | 0 | 0 | 0 | 183.9621 | 183.9621 | 187.6413 | 187.6413 | 191.3942 | 191.3942 | 195.2221 | 195.2221 | 199.1265 | 199.1265 | 203.109 | 203.109 | 207.1712 | 207.1712 | 211.3146 | 211.3146 | 215.5409 | 215.5409 | 219.8517 | 219.8517 | 224.2488 | 224.2488 | 228.7338 | 228.7338 | 233.3084 | 233.3084 | 237.9746 | 237.9746 | 242.7341 | 242.7341 | 247.5888 | 247.5888 | 252.5406 | 252.5406 | 257.5914 | 257.5914 | 262.7432 | 262.7432 | 267.9981 | 267.9981 | 273.358 | 273.358 | 278.8252 | 278.8252 | 284.4017 | 284.4017 | 380.6557 | 380.6557 | 388.2688 | 388.2688 | 396.0342 | 396.0342 | 403.9549 | 403.9549 | 412.034 | 412.034 | 0 | 0 | 0 | 0 | 0 | 0 | 0 | 0 | 0 | 0 | 0 | 0 | 0 | 0 | 0 | 0 | 0 | 0
|  |  |  | O&M mobilisation costs - indexed | 0 | USD 000s | 13.68 | 0 | 0 | 0 | 0 | 0 | 0 | 0 | 0 | 0 | 3.42 | 3.42 | 3.42 | 3.42 | 0 | 0 | 0 | 0 | 0 | 0 | 0 | 0 | 0 | 0 | 0 | 0 | 0 | 0 | 0 | 0 | 0 | 0 | 0 | 0 | 0 | 0 | 0 | 0 | 0 | 0 | 0 | 0 | 0 | 0 | 0 | 0 | 0 | 0 | 0 | 0 | 0 | 0 | 0 | 0 | 0 | 0 | 0 | 0 | 0 | 0 | 0 | 0 | 0 | 0 | 0 | 0 | 0 | 0 | 0 | 0 | 0 | 0 | 0 | 0 | 0 | 0 | 0 | 0 | 0 | 0 | 0 | 0 | 0 | 0 | 0 | 0 | 0 | 0
|  |  |  | Total operating costs incurred |  | USD 000s | 54227.8934 |  | 0 | 0 | 0 | 0 | 0 | 0 | 0 | 0 | 345.1477 | 345.1477 | 291.748 | 291.748 | 559.8939 | 559.8939 | 568.84 | 568.84 | 579.0232 | 579.0232 | 689.055 | 689.055 | 731.8355 | 731.8355 | 721.4389 | 721.4389 | 741.7966 | 741.7966 | 835.824 | 835.824 | 782.9229 | 782.9229 | 815.0338 | 815.0338 | 1550.2218 | 1550.2218 | 818.9716 | 818.9716 | 846.6334 | 846.6334 | 869.6164 | 869.6164 | 888.4306 | 888.4306 | 910.489 | 910.489 | 936.028 | 936.028 | 1051.3124 | 1051.3124 | 1013.5342 | 1013.5342 | 1029.588 | 1029.588 | 1042.7567 | 1042.7567 | 1112.6558 | 1112.6558 | 1097.8835 | 1097.8835 | 1209.4032 | 1209.4032 | 1232.574 | 1232.574 | 1256.1945 | 1256.1945 | 1280.2737 | 1280.2737 | 1304.8205 | 1304.8205 | 0 | 0 | 0 | 0 | 0 | 0 | 0 | 0 | 0 | 0 | 0 | 0 | 0 | 0 | 0 | 0 | 0 | 0
|  |  |  | O&M cost - indexed | 0 | USD 000s | 27269.5186 | 0 | 0 | 0 | 0 | 0 | 0 | 0 | 0 | 0 | 115.1385 | 115.1385 | 124.2323 | 124.2323 | 209.2939 | 209.2939 | 211.9775 | 211.9775 | 215.7831 | 215.7831 | 319.3197 | 319.3197 | 355.4855 | 355.4855 | 338.3524 | 338.3524 | 351.8493 | 351.8493 | 438.8896 | 438.8896 | 378.8723 | 378.8723 | 403.7358 | 403.7358 | 1131.5426 | 1131.5426 | 392.7748 | 392.7748 | 412.7801 | 412.7801 | 427.965 | 427.965 | 438.837 | 438.837 | 452.8062 | 452.8062 | 470.1064 | 470.1064 | 576.9994 | 576.9994 | 530.6743 | 530.6743 | 538.0229 | 538.0229 | 542.325 | 542.325 | 603.1931 | 603.1931 | 579.2221 | 579.2221 | 590.8065 | 590.8065 | 602.6226 | 602.6226 | 614.6751 | 614.6751 | 626.9686 | 626.9686 | 639.508 | 639.508 | 0 | 0 | 0 | 0 | 0 | 0 | 0 | 0 | 0 | 0 | 0 | 0 | 0 | 0 | 0 | 0 | 0 | 0
|  |  |  | Other O&M costs - fixed - indexed | 0 | USD 000s | 0 | 0 | 0 | 0 | 0 | 0 | 0 | 0 | 0 | 0 | 0 | 0 | 0 | 0 | 0 | 0 | 0 | 0 | 0 | 0 | 0 | 0 | 0 | 0 | 0 | 0 | 0 | 0 | 0 | 0 | 0 | 0 | 0 | 0 | 0 | 0 | 0 | 0 | 0 | 0 | 0 | 0 | 0 | 0 | 0 | 0 | 0 | 0 | 0 | 0 | 0 | 0 | 0 | 0 | 0 | 0 | 0 | 0 | 0 | 0 | 0 | 0 | 0 | 0 | 0 | 0 | 0 | 0 | 0 | 0 | 0 | 0 | 0 | 0 | 0 | 0 | 0 | 0 | 0 | 0 | 0 | 0 | 0 | 0 | 0 | 0 | 0 | 0
|  |  |  | O&M cost - EPC contractor - indexed | 0 | USD 000s | 0 | 0 | 0 | 0 | 0 | 0 | 0 | 0 | 0 | 0 | 0 | 0 | 0 | 0 | 0 | 0 | 0 | 0 | 0 | 0 | 0 | 0 | 0 | 0 | 0 | 0 | 0 | 0 | 0 | 0 | 0 | 0 | 0 | 0 | 0 | 0 | 0 | 0 | 0 | 0 | 0 | 0 | 0 | 0 | 0 | 0 | 0 | 0 | 0 | 0 | 0 | 0 | 0 | 0 | 0 | 0 | 0 | 0 | 0 | 0 | 0 | 0 | 0 | 0 | 0 | 0 | 0 | 0 | 0 | 0 | 0 | 0 | 0 | 0 | 0 | 0 | 0 | 0 | 0 | 0 | 0 | 0 | 0 | 0 | 0 | 0 | 0 | 0
|  |  |  | SPV costs - indexed | 0 | USD 000s | 4178.8356 | 0 | 0 | 0 | 0 | 0 | 0 | 0 | 0 | 0 | 51.504 | 51.504 | 52.5341 | 52.5341 | 53.5847 | 53.5847 | 54.6564 | 54.6564 | 55.7496 | 55.7496 | 56.8646 | 56.8646 | 58.0019 | 58.0019 | 59.1619 | 59.1619 | 60.3451 | 60.3451 | 61.552 | 61.552 | 62.7831 | 62.7831 | 64.0387 | 64.0387 | 65.3195 | 65.3195 | 66.6259 | 66.6259 | 67.9584 | 67.9584 | 69.3176 | 69.3176 | 70.7039 | 70.7039 | 72.118 | 72.118 | 73.5604 | 73.5604 | 75.0316 | 75.0316 | 76.5322 | 76.5322 | 78.0629 | 78.0629 | 79.6241 | 79.6241 | 81.2166 | 81.2166 | 82.8409 | 82.8409 | 84.4977 | 84.4977 | 86.1877 | 86.1877 | 87.9115 | 87.9115 | 89.6697 | 89.6697 | 91.4631 | 91.4631 | 0 | 0 | 0 | 0 | 0 | 0 | 0 | 0 | 0 | 0 | 0 | 0 | 0 | 0 | 0 | 0 | 0 | 0
|  |  |  | Insurance - indexed | 0 | USD 000s | 8191.2034 | 0 | 0 | 0 | 0 | 0 | 0 | 0 | 0 | 0 | 175.0852 | 175.0852 | 111.5616 | 111.5616 | 113.0532 | 113.0532 | 114.5647 | 114.5647 | 116.0964 | 116.0964 | 117.6486 | 117.6486 | 119.2216 | 119.2216 | 120.8156 | 120.8156 | 122.4309 | 122.4309 | 124.0678 | 124.0678 | 125.7266 | 125.7266 | 127.4075 | 127.4075 | 129.111 | 129.111 | 130.8372 | 130.8372 | 132.5865 | 132.5865 | 134.3592 | 134.3592 | 136.1556 | 136.1556 | 137.976 | 137.976 | 139.8207 | 139.8207 | 141.6901 | 141.6901 | 143.5845 | 143.5845 | 145.5042 | 145.5042 | 147.4496 | 147.4496 | 149.421 | 149.421 | 151.4188 | 151.4188 | 153.4432 | 153.4432 | 155.4948 | 155.4948 | 157.5737 | 157.5737 | 159.6805 | 159.6805 | 161.8154 | 161.8154 | 0 | 0 | 0 | 0 | 0 | 0 | 0 | 0 | 0 | 0 | 0 | 0 | 0 | 0 | 0 | 0 | 0 | 0
|  |  |  | Salaries - indexed | 0 | USD 000s | 14574.6557 | 0 | 0 | 0 | 0 | 0 | 0 | 0 | 0 | 0 | 0 | 0 | 0 | 0 | 183.9621 | 183.9621 | 187.6413 | 187.6413 | 191.3942 | 191.3942 | 195.2221 | 195.2221 | 199.1265 | 199.1265 | 203.109 | 203.109 | 207.1712 | 207.1712 | 211.3146 | 211.3146 | 215.5409 | 215.5409 | 219.8517 | 219.8517 | 224.2488 | 224.2488 | 228.7338 | 228.7338 | 233.3084 | 233.3084 | 237.9746 | 237.9746 | 242.7341 | 242.7341 | 247.5888 | 247.5888 | 252.5406 | 252.5406 | 257.5914 | 257.5914 | 262.7432 | 262.7432 | 267.9981 | 267.9981 | 273.358 | 273.358 | 278.8252 | 278.8252 | 284.4017 | 284.4017 | 380.6557 | 380.6557 | 388.2688 | 388.2688 | 396.0342 | 396.0342 | 403.9549 | 403.9549 | 412.034 | 412.034 | 0 | 0 | 0 | 0 | 0 | 0 | 0 | 0 | 0 | 0 | 0 | 0 | 0 | 0 | 0 | 0 | 0 | 0
|  |  |  | O&M mobilisation costs - indexed | 0 | USD 000s | 13.68 | 0 | 0 | 0 | 0 | 0 | 0 | 0 | 0 | 0 | 3.42 | 3.42 | 3.42 | 3.42 | 0 | 0 | 0 | 0 | 0 | 0 | 0 | 0 | 0 | 0 | 0 | 0 | 0 | 0 | 0 | 0 | 0 | 0 | 0 | 0 | 0 | 0 | 0 | 0 | 0 | 0 | 0 | 0 | 0 | 0 | 0 | 0 | 0 | 0 | 0 | 0 | 0 | 0 | 0 | 0 | 0 | 0 | 0 | 0 | 0 | 0 | 0 | 0 | 0 | 0 | 0 | 0 | 0 | 0 | 0 | 0 | 0 | 0 | 0 | 0 | 0 | 0 | 0 | 0 | 0 | 0 | 0 | 0 | 0 | 0 | 0 | 0 | 0 | 0
|  |  |  | Operating costs incurred - LC - indexed (sum of Som only) |  | Som 000s | 0 |  | 0 | 0 | 0 | 0 | 0 | 0 | 0 | 0 | 0 | 0 | 0 | 0 | 0 | 0 | 0 | 0 | 0 | 0 | 0 | 0 | 0 | 0 | 0 | 0 | 0 | 0 | 0 | 0 | 0 | 0 | 0 | 0 | 0 | 0 | 0 | 0 | 0 | 0 | 0 | 0 | 0 | 0 | 0 | 0 | 0 | 0 | 0 | 0 | 0 | 0 | 0 | 0 | 0 | 0 | 0 | 0 | 0 | 0 | 0 | 0 | 0 | 0 | 0 | 0 | 0 | 0 | 0 | 0 | 0 | 0 | 0 | 0 | 0 | 0 | 0 | 0 | 0 | 0 | 0 | 0 | 0 | 0 | 0 | 0 | 0 | 0
|  |  |  | O&M cost - indexed | 0 | USD 000s | 27269.5186 | 0 | 0 | 0 | 0 | 0 | 0 | 0 | 0 | 0 | 115.1385 | 115.1385 | 124.2323 | 124.2323 | 209.2939 | 209.2939 | 211.9775 | 211.9775 | 215.7831 | 215.7831 | 319.3197 | 319.3197 | 355.4855 | 355.4855 | 338.3524 | 338.3524 | 351.8493 | 351.8493 | 438.8896 | 438.8896 | 378.8723 | 378.8723 | 403.7358 | 403.7358 | 1131.5426 | 1131.5426 | 392.7748 | 392.7748 | 412.7801 | 412.7801 | 427.965 | 427.965 | 438.837 | 438.837 | 452.8062 | 452.8062 | 470.1064 | 470.1064 | 576.9994 | 576.9994 | 530.6743 | 530.6743 | 538.0229 | 538.0229 | 542.325 | 542.325 | 603.1931 | 603.1931 | 579.2221 | 579.2221 | 590.8065 | 590.8065 | 602.6226 | 602.6226 | 614.6751 | 614.6751 | 626.9686 | 626.9686 | 639.508 | 639.508 | 0 | 0 | 0 | 0 | 0 | 0 | 0 | 0 | 0 | 0 | 0 | 0 | 0 | 0 | 0 | 0 | 0 | 0
|  |  |  | Other O&M costs - fixed - indexed | 0 | USD 000s | 0 | 0 | 0 | 0 | 0 | 0 | 0 | 0 | 0 | 0 | 0 | 0 | 0 | 0 | 0 | 0 | 0 | 0 | 0 | 0 | 0 | 0 | 0 | 0 | 0 | 0 | 0 | 0 | 0 | 0 | 0 | 0 | 0 | 0 | 0 | 0 | 0 | 0 | 0 | 0 | 0 | 0 | 0 | 0 | 0 | 0 | 0 | 0 | 0 | 0 | 0 | 0 | 0 | 0 | 0 | 0 | 0 | 0 | 0 | 0 | 0 | 0 | 0 | 0 | 0 | 0 | 0 | 0 | 0 | 0 | 0 | 0 | 0 | 0 | 0 | 0 | 0 | 0 | 0 | 0 | 0 | 0 | 0 | 0 | 0 | 0 | 0 | 0
|  |  |  | O&M cost - EPC contractor - indexed | 0 | USD 000s | 0 | 0 | 0 | 0 | 0 | 0 | 0 | 0 | 0 | 0 | 0 | 0 | 0 | 0 | 0 | 0 | 0 | 0 | 0 | 0 | 0 | 0 | 0 | 0 | 0 | 0 | 0 | 0 | 0 | 0 | 0 | 0 | 0 | 0 | 0 | 0 | 0 | 0 | 0 | 0 | 0 | 0 | 0 | 0 | 0 | 0 | 0 | 0 | 0 | 0 | 0 | 0 | 0 | 0 | 0 | 0 | 0 | 0 | 0 | 0 | 0 | 0 | 0 | 0 | 0 | 0 | 0 | 0 | 0 | 0 | 0 | 0 | 0 | 0 | 0 | 0 | 0 | 0 | 0 | 0 | 0 | 0 | 0 | 0 | 0 | 0 | 0 | 0
|  |  |  | SPV costs - indexed | 0 | USD 000s | 4178.8356 | 0 | 0 | 0 | 0 | 0 | 0 | 0 | 0 | 0 | 51.504 | 51.504 | 52.5341 | 52.5341 | 53.5847 | 53.5847 | 54.6564 | 54.6564 | 55.7496 | 55.7496 | 56.8646 | 56.8646 | 58.0019 | 58.0019 | 59.1619 | 59.1619 | 60.3451 | 60.3451 | 61.552 | 61.552 | 62.7831 | 62.7831 | 64.0387 | 64.0387 | 65.3195 | 65.3195 | 66.6259 | 66.6259 | 67.9584 | 67.9584 | 69.3176 | 69.3176 | 70.7039 | 70.7039 | 72.118 | 72.118 | 73.5604 | 73.5604 | 75.0316 | 75.0316 | 76.5322 | 76.5322 | 78.0629 | 78.0629 | 79.6241 | 79.6241 | 81.2166 | 81.2166 | 82.8409 | 82.8409 | 84.4977 | 84.4977 | 86.1877 | 86.1877 | 87.9115 | 87.9115 | 89.6697 | 89.6697 | 91.4631 | 91.4631 | 0 | 0 | 0 | 0 | 0 | 0 | 0 | 0 | 0 | 0 | 0 | 0 | 0 | 0 | 0 | 0 | 0 | 0
|  |  |  | Insurance - indexed | 0 | USD 000s | 8191.2034 | 0 | 0 | 0 | 0 | 0 | 0 | 0 | 0 | 0 | 175.0852 | 175.0852 | 111.5616 | 111.5616 | 113.0532 | 113.0532 | 114.5647 | 114.5647 | 116.0964 | 116.0964 | 117.6486 | 117.6486 | 119.2216 | 119.2216 | 120.8156 | 120.8156 | 122.4309 | 122.4309 | 124.0678 | 124.0678 | 125.7266 | 125.7266 | 127.4075 | 127.4075 | 129.111 | 129.111 | 130.8372 | 130.8372 | 132.5865 | 132.5865 | 134.3592 | 134.3592 | 136.1556 | 136.1556 | 137.976 | 137.976 | 139.8207 | 139.8207 | 141.6901 | 141.6901 | 143.5845 | 143.5845 | 145.5042 | 145.5042 | 147.4496 | 147.4496 | 149.421 | 149.421 | 151.4188 | 151.4188 | 153.4432 | 153.4432 | 155.4948 | 155.4948 | 157.5737 | 157.5737 | 159.6805 | 159.6805 | 161.8154 | 161.8154 | 0 | 0 | 0 | 0 | 0 | 0 | 0 | 0 | 0 | 0 | 0 | 0 | 0 | 0 | 0 | 0 | 0 | 0
|  |  |  | Salaries - indexed | 0 | USD 000s | 14574.6557 | 0 | 0 | 0 | 0 | 0 | 0 | 0 | 0 | 0 | 0 | 0 | 0 | 0 | 183.9621 | 183.9621 | 187.6413 | 187.6413 | 191.3942 | 191.3942 | 195.2221 | 195.2221 | 199.1265 | 199.1265 | 203.109 | 203.109 | 207.1712 | 207.1712 | 211.3146 | 211.3146 | 215.5409 | 215.5409 | 219.8517 | 219.8517 | 224.2488 | 224.2488 | 228.7338 | 228.7338 | 233.3084 | 233.3084 | 237.9746 | 237.9746 | 242.7341 | 242.7341 | 247.5888 | 247.5888 | 252.5406 | 252.5406 | 257.5914 | 257.5914 | 262.7432 | 262.7432 | 267.9981 | 267.9981 | 273.358 | 273.358 | 278.8252 | 278.8252 | 284.4017 | 284.4017 | 380.6557 | 380.6557 | 388.2688 | 388.2688 | 396.0342 | 396.0342 | 403.9549 | 403.9549 | 412.034 | 412.034 | 0 | 0 | 0 | 0 | 0 | 0 | 0 | 0 | 0 | 0 | 0 | 0 | 0 | 0 | 0 | 0 | 0 | 0
|  |  |  | O&M mobilisation costs - indexed | 0 | USD 000s | 13.68 | 0 | 0 | 0 | 0 | 0 | 0 | 0 | 0 | 0 | 3.42 | 3.42 | 3.42 | 3.42 | 0 | 0 | 0 | 0 | 0 | 0 | 0 | 0 | 0 | 0 | 0 | 0 | 0 | 0 | 0 | 0 | 0 | 0 | 0 | 0 | 0 | 0 | 0 | 0 | 0 | 0 | 0 | 0 | 0 | 0 | 0 | 0 | 0 | 0 | 0 | 0 | 0 | 0 | 0 | 0 | 0 | 0 | 0 | 0 | 0 | 0 | 0 | 0 | 0 | 0 | 0 | 0 | 0 | 0 | 0 | 0 | 0 | 0 | 0 | 0 | 0 | 0 | 0 | 0 | 0 | 0 | 0 | 0 | 0 | 0 | 0 | 0 | 0 | 0
|  |  |  | Operating costs incurred - FC - indexed (sum of USD 000s only) |  | USD 000s | 54227.8934 |  | 0 | 0 | 0 | 0 | 0 | 0 | 0 | 0 | 345.1477 | 345.1477 | 291.748 | 291.748 | 559.8939 | 559.8939 | 568.84 | 568.84 | 579.0232 | 579.0232 | 689.055 | 689.055 | 731.8355 | 731.8355 | 721.4389 | 721.4389 | 741.7966 | 741.7966 | 835.824 | 835.824 | 782.9229 | 782.9229 | 815.0338 | 815.0338 | 1550.2218 | 1550.2218 | 818.9716 | 818.9716 | 846.6334 | 846.6334 | 869.6164 | 869.6164 | 888.4306 | 888.4306 | 910.489 | 910.489 | 936.028 | 936.028 | 1051.3124 | 1051.3124 | 1013.5342 | 1013.5342 | 1029.588 | 1029.588 | 1042.7567 | 1042.7567 | 1112.6558 | 1112.6558 | 1097.8835 | 1097.8835 | 1209.4032 | 1209.4032 | 1232.574 | 1232.574 | 1256.1945 | 1256.1945 | 1280.2737 | 1280.2737 | 1304.8205 | 1304.8205 | 0 | 0 | 0 | 0 | 0 | 0 | 0 | 0 | 0 | 0 | 0 | 0 | 0 | 0 | 0 | 0 | 0 | 0
|  |  |  | Operating costs incurred - LC - indexed (sum of Som only) | 0 | Som 000s | 0 | 0 | 0 | 0 | 0 | 0 | 0 | 0 | 0 | 0 | 0 | 0 | 0 | 0 | 0 | 0 | 0 | 0 | 0 | 0 | 0 | 0 | 0 | 0 | 0 | 0 | 0 | 0 | 0 | 0 | 0 | 0 | 0 | 0 | 0 | 0 | 0 | 0 | 0 | 0 | 0 | 0 | 0 | 0 | 0 | 0 | 0 | 0 | 0 | 0 | 0 | 0 | 0 | 0 | 0 | 0 | 0 | 0 | 0 | 0 | 0 | 0 | 0 | 0 | 0 | 0 | 0 | 0 | 0 | 0 | 0 | 0 | 0 | 0 | 0 | 0 | 0 | 0 | 0 | 0 | 0 | 0 | 0 | 0 | 0 | 0 | 0 | 0
|  |  |  | USD to Som exchange rate curve | 0% | Som / USD | 0% | 0% | 11000 | 11000 | 11000 | 11000 | 11000 | 11110.1644 | 11333.8142 | 11536.1195 | 11713.159 | 11892.9154 | 12069.5429 | 12248.7935 | 12430.7063 | 12615.3207 | 12802.677 | 12992.8157 | 13185.7783 | 13381.6067 | 13580.3435 | 13782.0317 | 13986.7154 | 14194.4389 | 14405.2474 | 14619.1867 | 14836.3033 | 15056.6445 | 15280.258 | 15507.1925 | 15737.4973 | 15971.2226 | 16208.4189 | 16449.138 | 16693.4322 | 16941.3544 | 17192.9587 | 17448.2997 | 17707.4328 | 17970.4145 | 18237.3018 | 18508.1529 | 18783.0264 | 19061.9823 | 19345.081 | 19632.3842 | 19923.9542 | 20219.8546 | 20520.1494 | 20824.9041 | 21134.1849 | 21448.0589 | 21766.5944 | 22089.8607 | 22417.9279 | 22750.8675 | 23088.7516 | 23431.6539 | 23779.6487 | 24132.8118 | 24491.2199 | 24854.9509 | 25224.0839 | 25598.699 | 25978.8777 | 26364.7026 | 26756.2576 | 27153.6277 | 27556.8994 | 27966.1603 | 27966.1603 | 27966.1603 | 27966.1603 | 27966.1603 | 27966.1603 | 27966.1603 | 27966.1603 | 27966.1603 | 27966.1603 | 27966.1603 | 27966.1603 | 27966.1603 | 27966.1603 | 27966.1603 | 27966.1603 | 27966.1603 | 27966.1603 | 27966.1603
|  |  |  | Operating costs incurred - LC - indexed portion (USD) |  | USD 000s |  |  | 0 | 0 | 0 | 0 | 0 | 0 | 0 | 0 | 0 | 0 | 0 | 0 | 0 | 0 | 0 | 0 | 0 | 0 | 0 | 0 | 0 | 0 | 0 | 0 | 0 | 0 | 0 | 0 | 0 | 0 | 0 | 0 | 0 | 0 | 0 | 0 | 0 | 0 | 0 | 0 | 0 | 0 | 0 | 0 | 0 | 0 | 0 | 0 | 0 | 0 | 0 | 0 | 0 | 0 | 0 | 0 | 0 | 0 | 0 | 0 | 0 | 0 | 0 | 0 | 0 | 0 | 0 | 0 | 0 | 0 | 0 | 0 | 0 | 0 | 0 | 0 | 0 | 0 | 0 | 0 | 0 | 0 | 0 | 0 | 0 | 0
|  |  |  | Operating costs incurred - LC - indexed portion (USD) | 0 | USD 000s | 0 | 0 | 0 | 0 | 0 | 0 | 0 | 0 | 0 | 0 | 0 | 0 | 0 | 0 | 0 | 0 | 0 | 0 | 0 | 0 | 0 | 0 | 0 | 0 | 0 | 0 | 0 | 0 | 0 | 0 | 0 | 0 | 0 | 0 | 0 | 0 | 0 | 0 | 0 | 0 | 0 | 0 | 0 | 0 | 0 | 0 | 0 | 0 | 0 | 0 | 0 | 0 | 0 | 0 | 0 | 0 | 0 | 0 | 0 | 0 | 0 | 0 | 0 | 0 | 0 | 0 | 0 | 0 | 0 | 0 | 0 | 0 | 0 | 0 | 0 | 0 | 0 | 0 | 0 | 0 | 0 | 0 | 0 | 0 | 0 | 0 | 0 | 0
|  |  |  | Total operating costs incurred | 0 | USD 000s | 54227.8934 | 0 | 0 | 0 | 0 | 0 | 0 | 0 | 0 | 0 | 345.1477 | 345.1477 | 291.748 | 291.748 | 559.8939 | 559.8939 | 568.84 | 568.84 | 579.0232 | 579.0232 | 689.055 | 689.055 | 731.8355 | 731.8355 | 721.4389 | 721.4389 | 741.7966 | 741.7966 | 835.824 | 835.824 | 782.9229 | 782.9229 | 815.0338 | 815.0338 | 1550.2218 | 1550.2218 | 818.9716 | 818.9716 | 846.6334 | 846.6334 | 869.6164 | 869.6164 | 888.4306 | 888.4306 | 910.489 | 910.489 | 936.028 | 936.028 | 1051.3124 | 1051.3124 | 1013.5342 | 1013.5342 | 1029.588 | 1029.588 | 1042.7567 | 1042.7567 | 1112.6558 | 1112.6558 | 1097.8835 | 1097.8835 | 1209.4032 | 1209.4032 | 1232.574 | 1232.574 | 1256.1945 | 1256.1945 | 1280.2737 | 1280.2737 | 1304.8205 | 1304.8205 | 0 | 0 | 0 | 0 | 0 | 0 | 0 | 0 | 0 | 0 | 0 | 0 | 0 | 0 | 0 | 0 | 0 | 0
|  |  |  | Local portion of O&M costs |  | % | bar: 1 to 86
|  |  |  | Total local portion of O&M costs | 0% | %
O&M costs for AP calculation - no payment delay
|  |  |  | O&M cost - included in AP | 1 | 0=no, 1=yes
|  |  |  | Other O&M costs - fixed - included in AP | 1 | 0=no, 1=yes
|  |  |  | O&M cost - EPC contractor - included in AP | 1 | 0=no, 1=yes
|  |  |  | SPV costs - included in AP | 1 | 0=no, 1=yes
|  |  |  | Insurance - included in AP | 0 | 0=no, 1=yes
|  |  |  | Salaries - included in AP | 0 | 0=no, 1=yes
|  |  |  | O&M mobilisation costs - included in AP | 1 | 0=no, 1=yes
|  |  |  | O&M cost - indexed | 0 | USD 000s | 27269.5186 | 0 | 0 | 0 | 0 | 0 | 0 | 0 | 0 | 0 | 115.1385 | 115.1385 | 124.2323 | 124.2323 | 209.2939 | 209.2939 | 211.9775 | 211.9775 | 215.7831 | 215.7831 | 319.3197 | 319.3197 | 355.4855 | 355.4855 | 338.3524 | 338.3524 | 351.8493 | 351.8493 | 438.8896 | 438.8896 | 378.8723 | 378.8723 | 403.7358 | 403.7358 | 1131.5426 | 1131.5426 | 392.7748 | 392.7748 | 412.7801 | 412.7801 | 427.965 | 427.965 | 438.837 | 438.837 | 452.8062 | 452.8062 | 470.1064 | 470.1064 | 576.9994 | 576.9994 | 530.6743 | 530.6743 | 538.0229 | 538.0229 | 542.325 | 542.325 | 603.1931 | 603.1931 | 579.2221 | 579.2221 | 590.8065 | 590.8065 | 602.6226 | 602.6226 | 614.6751 | 614.6751 | 626.9686 | 626.9686 | 639.508 | 639.508 | 0 | 0 | 0 | 0 | 0 | 0 | 0 | 0 | 0 | 0 | 0 | 0 | 0 | 0 | 0 | 0 | 0 | 0
|  |  |  | Other O&M costs - fixed - indexed | 0 | USD 000s | 0 | 0 | 0 | 0 | 0 | 0 | 0 | 0 | 0 | 0 | 0 | 0 | 0 | 0 | 0 | 0 | 0 | 0 | 0 | 0 | 0 | 0 | 0 | 0 | 0 | 0 | 0 | 0 | 0 | 0 | 0 | 0 | 0 | 0 | 0 | 0 | 0 | 0 | 0 | 0 | 0 | 0 | 0 | 0 | 0 | 0 | 0 | 0 | 0 | 0 | 0 | 0 | 0 | 0 | 0 | 0 | 0 | 0 | 0 | 0 | 0 | 0 | 0 | 0 | 0 | 0 | 0 | 0 | 0 | 0 | 0 | 0 | 0 | 0 | 0 | 0 | 0 | 0 | 0 | 0 | 0 | 0 | 0 | 0 | 0 | 0 | 0 | 0
|  |  |  | O&M cost - EPC contractor - indexed | 0 | USD 000s | 0 | 0 | 0 | 0 | 0 | 0 | 0 | 0 | 0 | 0 | 0 | 0 | 0 | 0 | 0 | 0 | 0 | 0 | 0 | 0 | 0 | 0 | 0 | 0 | 0 | 0 | 0 | 0 | 0 | 0 | 0 | 0 | 0 | 0 | 0 | 0 | 0 | 0 | 0 | 0 | 0 | 0 | 0 | 0 | 0 | 0 | 0 | 0 | 0 | 0 | 0 | 0 | 0 | 0 | 0 | 0 | 0 | 0 | 0 | 0 | 0 | 0 | 0 | 0 | 0 | 0 | 0 | 0 | 0 | 0 | 0 | 0 | 0 | 0 | 0 | 0 | 0 | 0 | 0 | 0 | 0 | 0 | 0 | 0 | 0 | 0 | 0 | 0
|  |  |  | SPV costs - indexed | 0 | USD 000s | 4178.8356 | 0 | 0 | 0 | 0 | 0 | 0 | 0 | 0 | 0 | 51.504 | 51.504 | 52.5341 | 52.5341 | 53.5847 | 53.5847 | 54.6564 | 54.6564 | 55.7496 | 55.7496 | 56.8646 | 56.8646 | 58.0019 | 58.0019 | 59.1619 | 59.1619 | 60.3451 | 60.3451 | 61.552 | 61.552 | 62.7831 | 62.7831 | 64.0387 | 64.0387 | 65.3195 | 65.3195 | 66.6259 | 66.6259 | 67.9584 | 67.9584 | 69.3176 | 69.3176 | 70.7039 | 70.7039 | 72.118 | 72.118 | 73.5604 | 73.5604 | 75.0316 | 75.0316 | 76.5322 | 76.5322 | 78.0629 | 78.0629 | 79.6241 | 79.6241 | 81.2166 | 81.2166 | 82.8409 | 82.8409 | 84.4977 | 84.4977 | 86.1877 | 86.1877 | 87.9115 | 87.9115 | 89.6697 | 89.6697 | 91.4631 | 91.4631 | 0 | 0 | 0 | 0 | 0 | 0 | 0 | 0 | 0 | 0 | 0 | 0 | 0 | 0 | 0 | 0 | 0 | 0
|  |  |  | Insurance - indexed | 0 | USD 000s | 8191.2034 | 0 | 0 | 0 | 0 | 0 | 0 | 0 | 0 | 0 | 175.0852 | 175.0852 | 111.5616 | 111.5616 | 113.0532 | 113.0532 | 114.5647 | 114.5647 | 116.0964 | 116.0964 | 117.6486 | 117.6486 | 119.2216 | 119.2216 | 120.8156 | 120.8156 | 122.4309 | 122.4309 | 124.0678 | 124.0678 | 125.7266 | 125.7266 | 127.4075 | 127.4075 | 129.111 | 129.111 | 130.8372 | 130.8372 | 132.5865 | 132.5865 | 134.3592 | 134.3592 | 136.1556 | 136.1556 | 137.976 | 137.976 | 139.8207 | 139.8207 | 141.6901 | 141.6901 | 143.5845 | 143.5845 | 145.5042 | 145.5042 | 147.4496 | 147.4496 | 149.421 | 149.421 | 151.4188 | 151.4188 | 153.4432 | 153.4432 | 155.4948 | 155.4948 | 157.5737 | 157.5737 | 159.6805 | 159.6805 | 161.8154 | 161.8154 | 0 | 0 | 0 | 0 | 0 | 0 | 0 | 0 | 0 | 0 | 0 | 0 | 0 | 0 | 0 | 0 | 0 | 0
|  |  |  | Salaries - indexed | 0 | USD 000s | 14574.6557 | 0 | 0 | 0 | 0 | 0 | 0 | 0 | 0 | 0 | 0 | 0 | 0 | 0 | 183.9621 | 183.9621 | 187.6413 | 187.6413 | 191.3942 | 191.3942 | 195.2221 | 195.2221 | 199.1265 | 199.1265 | 203.109 | 203.109 | 207.1712 | 207.1712 | 211.3146 | 211.3146 | 215.5409 | 215.5409 | 219.8517 | 219.8517 | 224.2488 | 224.2488 | 228.7338 | 228.7338 | 233.3084 | 233.3084 | 237.9746 | 237.9746 | 242.7341 | 242.7341 | 247.5888 | 247.5888 | 252.5406 | 252.5406 | 257.5914 | 257.5914 | 262.7432 | 262.7432 | 267.9981 | 267.9981 | 273.358 | 273.358 | 278.8252 | 278.8252 | 284.4017 | 284.4017 | 380.6557 | 380.6557 | 388.2688 | 388.2688 | 396.0342 | 396.0342 | 403.9549 | 403.9549 | 412.034 | 412.034 | 0 | 0 | 0 | 0 | 0 | 0 | 0 | 0 | 0 | 0 | 0 | 0 | 0 | 0 | 0 | 0 | 0 | 0
|  |  |  | O&M mobilisation costs - indexed | 0 | USD 000s | 13.68 | 0 | 0 | 0 | 0 | 0 | 0 | 0 | 0 | 0 | 3.42 | 3.42 | 3.42 | 3.42 | 0 | 0 | 0 | 0 | 0 | 0 | 0 | 0 | 0 | 0 | 0 | 0 | 0 | 0 | 0 | 0 | 0 | 0 | 0 | 0 | 0 | 0 | 0 | 0 | 0 | 0 | 0 | 0 | 0 | 0 | 0 | 0 | 0 | 0 | 0 | 0 | 0 | 0 | 0 | 0 | 0 | 0 | 0 | 0 | 0 | 0 | 0 | 0 | 0 | 0 | 0 | 0 | 0 | 0 | 0 | 0 | 0 | 0 | 0 | 0 | 0 | 0 | 0 | 0 | 0 | 0 | 0 | 0 | 0 | 0 | 0 | 0 | 0 | 0
|  |  |  | Operating costs included in AP |  | USD 000s | 31462.0342 |  | 0 | 0 | 0 | 0 | 0 | 0 | 0 | 0 | 170.0625 | 170.0625 | 180.1864 | 180.1864 | 262.8786 | 262.8786 | 266.6339 | 266.6339 | 271.5326 | 271.5326 | 376.1843 | 376.1843 | 413.4874 | 413.4874 | 397.5143 | 397.5143 | 412.1945 | 412.1945 | 500.4416 | 500.4416 | 441.6554 | 441.6554 | 467.7745 | 467.7745 | 1196.8621 | 1196.8621 | 459.4007 | 459.4007 | 480.7385 | 480.7385 | 497.2826 | 497.2826 | 509.5409 | 509.5409 | 524.9242 | 524.9242 | 543.6667 | 543.6667 | 652.031 | 652.031 | 607.2065 | 607.2065 | 616.0857 | 616.0857 | 621.9491 | 621.9491 | 684.4097 | 684.4097 | 662.063 | 662.063 | 675.3043 | 675.3043 | 688.8104 | 688.8104 | 702.5866 | 702.5866 | 716.6383 | 716.6383 | 730.9711 | 730.9711 | 0 | 0 | 0 | 0 | 0 | 0 | 0 | 0 | 0 | 0 | 0 | 0 | 0 | 0 | 0 | 0 | 0 | 0
|  |  |  | Operating costs included in AP | 0 | USD 000s | 31462.0342 | 0 | 0 | 0 | 0 | 0 | 0 | 0 | 0 | 0 | 170.0625 | 170.0625 | 180.1864 | 180.1864 | 262.8786 | 262.8786 | 266.6339 | 266.6339 | 271.5326 | 271.5326 | 376.1843 | 376.1843 | 413.4874 | 413.4874 | 397.5143 | 397.5143 | 412.1945 | 412.1945 | 500.4416 | 500.4416 | 441.6554 | 441.6554 | 467.7745 | 467.7745 | 1196.8621 | 1196.8621 | 459.4007 | 459.4007 | 480.7385 | 480.7385 | 497.2826 | 497.2826 | 509.5409 | 509.5409 | 524.9242 | 524.9242 | 543.6667 | 543.6667 | 652.031 | 652.031 | 607.2065 | 607.2065 | 616.0857 | 616.0857 | 621.9491 | 621.9491 | 684.4097 | 684.4097 | 662.063 | 662.063 | 675.3043 | 675.3043 | 688.8104 | 688.8104 | 702.5866 | 702.5866 | 716.6383 | 716.6383 | 730.9711 | 730.9711 | 0 | 0 | 0 | 0 | 0 | 0 | 0 | 0 | 0 | 0 | 0 | 0 | 0 | 0 | 0 | 0 | 0 | 0
|  |  |  | Total operating costs incurred | 0 | USD 000s | 54227.8934 | 0 | 0 | 0 | 0 | 0 | 0 | 0 | 0 | 0 | 345.1477 | 345.1477 | 291.748 | 291.748 | 559.8939 | 559.8939 | 568.84 | 568.84 | 579.0232 | 579.0232 | 689.055 | 689.055 | 731.8355 | 731.8355 | 721.4389 | 721.4389 | 741.7966 | 741.7966 | 835.824 | 835.824 | 782.9229 | 782.9229 | 815.0338 | 815.0338 | 1550.2218 | 1550.2218 | 818.9716 | 818.9716 | 846.6334 | 846.6334 | 869.6164 | 869.6164 | 888.4306 | 888.4306 | 910.489 | 910.489 | 936.028 | 936.028 | 1051.3124 | 1051.3124 | 1013.5342 | 1013.5342 | 1029.588 | 1029.588 | 1042.7567 | 1042.7567 | 1112.6558 | 1112.6558 | 1097.8835 | 1097.8835 | 1209.4032 | 1209.4032 | 1232.574 | 1232.574 | 1256.1945 | 1256.1945 | 1280.2737 | 1280.2737 | 1304.8205 | 1304.8205 | 0 | 0 | 0 | 0 | 0 | 0 | 0 | 0 | 0 | 0 | 0 | 0 | 0 | 0 | 0 | 0 | 0 | 0
|  |  |  | % of operating costs excluded from AP |  | USD 000s |  |  | 0% | 0% | 0% | 0% | 0% | 0% | 0% | 0% | 50.73% | 50.73% | 38.24% | 38.24% | 53.05% | 53.05% | 53.13% | 53.13% | 53.11% | 53.11% | 45.41% | 45.41% | 43.5% | 43.5% | 44.9% | 44.9% | 44.43% | 44.43% | 40.13% | 40.13% | 43.59% | 43.59% | 42.61% | 42.61% | 22.79% | 22.79% | 43.91% | 43.91% | 43.22% | 43.22% | 42.82% | 42.82% | 42.65% | 42.65% | 42.35% | 42.35% | 41.92% | 41.92% | 37.98% | 37.98% | 40.09% | 40.09% | 40.16% | 40.16% | 40.36% | 40.36% | 38.49% | 38.49% | 39.7% | 39.7% | 44.16% | 44.16% | 44.12% | 44.12% | 44.07% | 44.07% | 44.02% | 44.02% | 43.98% | 43.98% | 0% | 0% | 0% | 0% | 0% | 0% | 0% | 0% | 0% | 0% | 0% | 0% | 0% | 0% | 0% | 0% | 0% | 0%
|  |  |  | % of operating costs excluded from AP | 0% | USD 000s | 0% | 0% | 0% | 0% | 0% | 0% | 0% | 0% | 0% | 0% | 50.73% | 50.73% | 38.24% | 38.24% | 53.05% | 53.05% | 53.13% | 53.13% | 53.11% | 53.11% | 45.41% | 45.41% | 43.5% | 43.5% | 44.9% | 44.9% | 44.43% | 44.43% | 40.13% | 40.13% | 43.59% | 43.59% | 42.61% | 42.61% | 22.79% | 22.79% | 43.91% | 43.91% | 43.22% | 43.22% | 42.82% | 42.82% | 42.65% | 42.65% | 42.35% | 42.35% | 41.92% | 41.92% | 37.98% | 37.98% | 40.09% | 40.09% | 40.16% | 40.16% | 40.36% | 40.36% | 38.49% | 38.49% | 39.7% | 39.7% | 44.16% | 44.16% | 44.12% | 44.12% | 44.07% | 44.07% | 44.02% | 44.02% | 43.98% | 43.98% | 0% | 0% | 0% | 0% | 0% | 0% | 0% | 0% | 0% | 0% | 0% | 0% | 0% | 0% | 0% | 0% | 0% | 0%
|  |  |  | Total operating costs incurred | 0 | USD 000s | 54227.8934 | 0 | 0 | 0 | 0 | 0 | 0 | 0 | 0 | 0 | 345.1477 | 345.1477 | 291.748 | 291.748 | 559.8939 | 559.8939 | 568.84 | 568.84 | 579.0232 | 579.0232 | 689.055 | 689.055 | 731.8355 | 731.8355 | 721.4389 | 721.4389 | 741.7966 | 741.7966 | 835.824 | 835.824 | 782.9229 | 782.9229 | 815.0338 | 815.0338 | 1550.2218 | 1550.2218 | 818.9716 | 818.9716 | 846.6334 | 846.6334 | 869.6164 | 869.6164 | 888.4306 | 888.4306 | 910.489 | 910.489 | 936.028 | 936.028 | 1051.3124 | 1051.3124 | 1013.5342 | 1013.5342 | 1029.588 | 1029.588 | 1042.7567 | 1042.7567 | 1112.6558 | 1112.6558 | 1097.8835 | 1097.8835 | 1209.4032 | 1209.4032 | 1232.574 | 1232.574 | 1256.1945 | 1256.1945 | 1280.2737 | 1280.2737 | 1304.8205 | 1304.8205 | 0 | 0 | 0 | 0 | 0 | 0 | 0 | 0 | 0 | 0 | 0 | 0 | 0 | 0 | 0 | 0 | 0 | 0
|  |  |  | O&M costs with no payment delay |  | USD 000s | 22765.8592 |  | 0 | 0 | 0 | 0 | 0 | 0 | 0 | 0 | 175.0852 | 175.0852 | 111.5616 | 111.5616 | 297.0153 | 297.0153 | 302.206 | 302.206 | 307.4906 | 307.4906 | 312.8707 | 312.8707 | 318.3481 | 318.3481 | 323.9246 | 323.9246 | 329.6021 | 329.6021 | 335.3824 | 335.3824 | 341.2675 | 341.2675 | 347.2593 | 347.2593 | 353.3598 | 353.3598 | 359.571 | 359.571 | 365.8949 | 365.8949 | 372.3338 | 372.3338 | 378.8897 | 378.8897 | 385.5647 | 385.5647 | 392.3612 | 392.3612 | 399.2815 | 399.2815 | 406.3277 | 406.3277 | 413.5023 | 413.5023 | 420.8076 | 420.8076 | 428.2462 | 428.2462 | 435.8204 | 435.8204 | 534.099 | 534.099 | 543.7636 | 543.7636 | 553.608 | 553.608 | 563.6354 | 563.6354 | 573.8494 | 573.8494 | 0 | 0 | 0 | 0 | 0 | 0 | 0 | 0 | 0 | 0 | 0 | 0 | 0 | 0 | 0 | 0 | 0 | 0
Performance bond / development security LC fee
|  |  |  | Performance bond / development security LC fee % | 0.3% | % p.a.
|  |  |  | Performance bond / development security guarantee amount | 20000 | USD 000s
|  |  |  | Number of semi annual periods in year | 2 | periods
|  |  |  | Periodic Performance bond / development security LC fee | 30 | USD 000s
|  |  |  | Periodic Performance bond / development security LC fee | 30 | USD 000s
|  |  |  | Performance bond / development security payment period ppf | 0 | flag | 0 | 0 | 0 | 0 | 0 | 0 | 0 | 0 | 0 | 0 | 0 | 0 | 0 | 0 | 0 | 0 | 0 | 0 | 0 | 0 | 0 | 0 | 0 | 0 | 0 | 0 | 0 | 0 | 0 | 0 | 0 | 0 | 0 | 0 | 0 | 0 | 0 | 0 | 0 | 0 | 0 | 0 | 0 | 0 | 0 | 0 | 0 | 0 | 0 | 0 | 0 | 0 | 0 | 0 | 0 | 0 | 0 | 0 | 0 | 0 | 0 | 0 | 0 | 0 | 0 | 0 | 0 | 0 | 0 | 0 | 0 | 0 | 0 | 0 | 0 | 0 | 0 | 0 | 0 | 0 | 0 | 0 | 0 | 0 | 0 | 0 | 0 | 0
|  |  |  | Performance bond / development security LC fee |  | USD 000s | 0 |  | 0 | 0 | 0 | 0 | 0 | 0 | 0 | 0 | 0 | 0 | 0 | 0 | 0 | 0 | 0 | 0 | 0 | 0 | 0 | 0 | 0 | 0 | 0 | 0 | 0 | 0 | 0 | 0 | 0 | 0 | 0 | 0 | 0 | 0 | 0 | 0 | 0 | 0 | 0 | 0 | 0 | 0 | 0 | 0 | 0 | 0 | 0 | 0 | 0 | 0 | 0 | 0 | 0 | 0 | 0 | 0 | 0 | 0 | 0 | 0 | 0 | 0 | 0 | 0 | 0 | 0 | 0 | 0 | 0 | 0 | 0 | 0 | 0 | 0 | 0 | 0 | 0 | 0 | 0 | 0 | 0 | 0 | 0 | 0 | 0 | 0
Decommissioning / End of Term LC cost
|  |  |  | Decommissioning / End of Term Bond active | 1 | 1=on, 0=off
|  |  |  | Decommisioning / End of Term bond LC guarantee | 22000 | USD 000s
|  |  |  | Decommisioning / End of term bond LC fee | 0.3% | % p.a.
|  |  |  | Number of semi annual periods in year | 2 | periods
|  |  |  | Decommissioning LC payment period flag | 0 | flag | 2 | 0 | 0 | 0 | 0 | 0 | 0 | 0 | 0 | 0 | 0 | 0 | 0 | 0 | 0 | 0 | 0 | 0 | 0 | 0 | 0 | 0 | 0 | 0 | 0 | 0 | 0 | 0 | 0 | 0 | 0 | 0 | 0 | 0 | 0 | 0 | 0 | 0 | 0 | 0 | 0 | 0 | 0 | 0 | 0 | 0 | 0 | 0 | 0 | 0 | 0 | 0 | 0 | 0 | 0 | 0 | 0 | 0 | 0 | 0 | 0 | 0 | 0 | 0 | 0 | 0 | 0 | 0 | 1 | 1 | 0 | 0 | 0 | 0 | 0 | 0 | 0 | 0 | 0 | 0 | 0 | 0 | 0 | 0 | 0 | 0 | 0 | 0
|  |  |  | Operations period ppf - actual / actual | 0 | factor | 60 | 0 | 0 | 0 | 0 | 0 | 0 | 0 | 0 | 0 | 1 | 1 | 1 | 1 | 1 | 1 | 1 | 1 | 1 | 1 | 1 | 1 | 1 | 1 | 1 | 1 | 1 | 1 | 1 | 1 | 1 | 1 | 1 | 1 | 1 | 1 | 1 | 1 | 1 | 1 | 1 | 1 | 1 | 1 | 1 | 1 | 1 | 1 | 1 | 1 | 1 | 1 | 1 | 1 | 1 | 1 | 1 | 1 | 1 | 1 | 1 | 1 | 1 | 1 | 1 | 1 | 1 | 1 | 1 | 1 | 0 | 0 | 0 | 0 | 0 | 0 | 0 | 0 | 0 | 0 | 0 | 0 | 0 | 0 | 0 | 0 | 0 | 0
|  |  |  | Decommissioning / End of Term LC cost |  | USD 000s | 66 |  | 0 | 0 | 0 | 0 | 0 | 0 | 0 | 0 | 0 | 0 | 0 | 0 | 0 | 0 | 0 | 0 | 0 | 0 | 0 | 0 | 0 | 0 | 0 | 0 | 0 | 0 | 0 | 0 | 0 | 0 | 0 | 0 | 0 | 0 | 0 | 0 | 0 | 0 | 0 | 0 | 0 | 0 | 0 | 0 | 0 | 0 | 0 | 0 | 0 | 0 | 0 | 0 | 0 | 0 | 0 | 0 | 0 | 0 | 0 | 0 | 0 | 0 | 0 | 0 | 0 | 0 | 33 | 33 | 0 | 0 | 0 | 0 | 0 | 0 | 0 | 0 | 0 | 0 | 0 | 0 | 0 | 0 | 0 | 0 | 0 | 0
PCG
|  |  |  | PCG amount based on P50 or P90 revenues | 1 | 1=P50, 2=P90
|  |  |  | Energy charge | 0 | USD 000s | 382751.5575 | 0 | 0 | 0 | 0 | 0 | 0 | 0 | 0 | 0 | 6813.6665 | 6319.2143 | 6801.5469 | 6307.9742 | 6789.2897 | 6296.6065 | 6776.8605 | 6285.0793 | 6764.3282 | 6273.4563 | 6751.6811 | 6261.7271 | 6738.8277 | 6249.8064 | 6725.8023 | 6237.7262 | 6712.6737 | 6225.5503 | 6699.4419 | 6213.2787 | 6686.0725 | 6200.8795 | 6672.6229 | 6188.4058 | 6659.0127 | 6175.7833 | 6645.2764 | 6163.0438 | 6631.3795 | 6150.1555 | 6617.3795 | 6137.1714 | 6603.2419 | 6124.0597 | 6588.9552 | 6110.8098 | 6574.4966 | 6097.4003 | 6559.9232 | 6083.8846 | 6545.2008 | 6070.2306 | 6530.3409 | 6056.4489 | 6515.3662 | 6042.561 | 6500.2311 | 6028.5241 | 6484.9927 | 6014.3916 | 6469.697 | 6000.2059 | 6454.2408 | 5985.8713 | 6438.6355 | 5971.3985 | 6422.8812 | 5956.7874 | 6407.0008 | 5942.0593 | 0 | 0 | 0 | 0 | 0 | 0 | 0 | 0 | 0 | 0 | 0 | 0 | 0 | 0 | 0 | 0 | 0 | 0
|  |  |  | Energy charge - P90 | 0 | USD 000s | 367484.8112 | 0 | 0 | 0 | 0 | 0 | 0 | 0 | 0 | 0 | 6573.2468 | 6096.2412 | 6559.327 | 6083.3316 | 6545.2582 | 6070.2837 | 6531.0747 | 6057.1295 | 6516.7765 | 6043.869 | 6502.3408 | 6030.4808 | 6487.8134 | 6017.0075 | 6473.2171 | 6003.4705 | 6458.5062 | 5989.8271 | 6443.6462 | 5976.0455 | 6428.6486 | 5962.1363 | 6413.5364 | 5948.1207 | 6398.298 | 5933.9882 | 6382.8877 | 5919.6961 | 6367.3627 | 5905.2977 | 6351.746 | 5890.8142 | 6335.9916 | 5876.2032 | 6320.157 | 5861.5177 | 6304.2307 | 5846.7471 | 6288.1783 | 5831.8595 | 6271.9309 | 5816.7912 | 6255.5689 | 5801.6165 | 6239.1381 | 5786.378 | 6222.627 | 5771.0651 | 6206.1044 | 5755.7416 | 6189.5819 | 5740.418 | 6173.0593 | 5725.0945 | 6156.5368 | 5709.7709 | 6140.0142 | 5694.4474 | 6123.4917 | 5679.1238 | 0 | 0 | 0 | 0 | 0 | 0 | 0 | 0 | 0 | 0 | 0 | 0 | 0 | 0 | 0 | 0 | 0 | 0
|  |  |  | Energy charge for PCG |  | USD 000s | 382751.5575 |  | 0 | 0 | 0 | 0 | 0 | 0 | 0 | 0 | 6813.6665 | 6319.2143 | 6801.5469 | 6307.9742 | 6789.2897 | 6296.6065 | 6776.8605 | 6285.0793 | 6764.3282 | 6273.4563 | 6751.6811 | 6261.7271 | 6738.8277 | 6249.8064 | 6725.8023 | 6237.7262 | 6712.6737 | 6225.5503 | 6699.4419 | 6213.2787 | 6686.0725 | 6200.8795 | 6672.6229 | 6188.4058 | 6659.0127 | 6175.7833 | 6645.2764 | 6163.0438 | 6631.3795 | 6150.1555 | 6617.3795 | 6137.1714 | 6603.2419 | 6124.0597 | 6588.9552 | 6110.8098 | 6574.4966 | 6097.4003 | 6559.9232 | 6083.8846 | 6545.2008 | 6070.2306 | 6530.3409 | 6056.4489 | 6515.3662 | 6042.561 | 6500.2311 | 6028.5241 | 6484.9927 | 6014.3916 | 6469.697 | 6000.2059 | 6454.2408 | 5985.8713 | 6438.6355 | 5971.3985 | 6422.8812 | 5956.7874 | 6407.0008 | 5942.0593 | 0 | 0 | 0 | 0 | 0 | 0 | 0 | 0 | 0 | 0 | 0 | 0 | 0 | 0 | 0 | 0 | 0 | 0
|  |  |  | PCG amount based on P50 or P90 revenues | 1 | 1=P50, 2=P90
|  |  |  | VAT on solar payments | 0 | USD 000s | 45930.1869 | 0 | 0 | 0 | 0 | 0 | 0 | 0 | 0 | 0 | 817.64 | 758.3057 | 816.1856 | 756.9569 | 814.7148 | 755.5928 | 813.2233 | 754.2095 | 811.7194 | 752.8148 | 810.2017 | 751.4072 | 808.6593 | 749.9768 | 807.0963 | 748.5271 | 805.5208 | 747.066 | 803.933 | 745.5934 | 802.3287 | 744.1055 | 800.7147 | 742.6087 | 799.0815 | 741.094 | 797.4332 | 739.5653 | 795.7655 | 738.0187 | 794.0855 | 736.4606 | 792.389 | 734.8872 | 790.6746 | 733.2972 | 788.9396 | 731.688 | 787.1908 | 730.0661 | 785.4241 | 728.4277 | 783.6409 | 726.7739 | 781.8439 | 725.1073 | 780.0277 | 723.4229 | 778.1991 | 721.727 | 776.3636 | 720.0247 | 774.5089 | 718.3046 | 772.6363 | 716.5678 | 770.7457 | 714.8145 | 768.8401 | 713.0471 | 0 | 0 | 0 | 0 | 0 | 0 | 0 | 0 | 0 | 0 | 0 | 0 | 0 | 0 | 0 | 0 | 0 | 0
|  |  |  | VAT on solar payments - P90 | 0 | USD 000s | 44098.1773 | 0 | 0 | 0 | 0 | 0 | 0 | 0 | 0 | 0 | 788.7896 | 731.5489 | 787.1192 | 729.9998 | 785.431 | 728.434 | 783.729 | 726.8555 | 782.0132 | 725.2643 | 780.2809 | 723.6577 | 778.5376 | 722.0409 | 776.7861 | 720.4165 | 775.0207 | 718.7793 | 773.2375 | 717.1255 | 771.4378 | 715.4564 | 769.6244 | 713.7745 | 767.7958 | 712.0786 | 765.9465 | 710.3635 | 764.0835 | 708.6357 | 762.2095 | 706.8977 | 760.319 | 705.1444 | 758.4188 | 703.3821 | 756.5077 | 701.6097 | 754.5814 | 699.8231 | 752.6317 | 698.0149 | 750.6683 | 696.194 | 748.6966 | 694.3654 | 746.7152 | 692.5278 | 744.7325 | 690.689 | 742.7498 | 688.8502 | 740.7671 | 687.0113 | 738.7844 | 685.1725 | 736.8017 | 683.3337 | 734.819 | 681.4949 | 0 | 0 | 0 | 0 | 0 | 0 | 0 | 0 | 0 | 0 | 0 | 0 | 0 | 0 | 0 | 0 | 0 | 0
|  |  |  | VAT payments for PCG |  | USD 000s | 45930.1869 |  | 0 | 0 | 0 | 0 | 0 | 0 | 0 | 0 | 817.64 | 758.3057 | 816.1856 | 756.9569 | 814.7148 | 755.5928 | 813.2233 | 754.2095 | 811.7194 | 752.8148 | 810.2017 | 751.4072 | 808.6593 | 749.9768 | 807.0963 | 748.5271 | 805.5208 | 747.066 | 803.933 | 745.5934 | 802.3287 | 744.1055 | 800.7147 | 742.6087 | 799.0815 | 741.094 | 797.4332 | 739.5653 | 795.7655 | 738.0187 | 794.0855 | 736.4606 | 792.389 | 734.8872 | 790.6746 | 733.2972 | 788.9396 | 731.688 | 787.1908 | 730.0661 | 785.4241 | 728.4277 | 783.6409 | 726.7739 | 781.8439 | 725.1073 | 780.0277 | 723.4229 | 778.1991 | 721.727 | 776.3636 | 720.0247 | 774.5089 | 718.3046 | 772.6363 | 716.5678 | 770.7457 | 714.8145 | 768.8401 | 713.0471 | 0 | 0 | 0 | 0 | 0 | 0 | 0 | 0 | 0 | 0 | 0 | 0 | 0 | 0 | 0 | 0 | 0 | 0
|  |  |  | Include VAT in PCG | 0 | 0=no, 1=yes
|  |  |  | Model year counter | 0 | counter | 0 | 0 | 1 | 1 | 2 | 2 | 3 | 3 | 4 | 4 | 5 | 5 | 6 | 6 | 7 | 7 | 8 | 8 | 9 | 9 | 10 | 10 | 11 | 11 | 12 | 12 | 13 | 13 | 14 | 14 | 15 | 15 | 16 | 16 | 17 | 17 | 18 | 18 | 19 | 19 | 20 | 20 | 21 | 21 | 22 | 22 | 23 | 23 | 24 | 24 | 25 | 25 | 26 | 26 | 27 | 27 | 28 | 28 | 29 | 29 | 30 | 30 | 31 | 31 | 32 | 32 | 33 | 33 | 34 | 34 | 35 | 35 | 36 | 36 | 37 | 37 | 38 | 38 | 39 | 39 | 40 | 40 | 41 | 41 | 42 | 42 | 43 | 43
|  |  |  | Energy charge for PCG | 0 | USD 000s | 382751.5575 | 0 | 0 | 0 | 0 | 0 | 0 | 0 | 0 | 0 | 6813.6665 | 6319.2143 | 6801.5469 | 6307.9742 | 6789.2897 | 6296.6065 | 6776.8605 | 6285.0793 | 6764.3282 | 6273.4563 | 6751.6811 | 6261.7271 | 6738.8277 | 6249.8064 | 6725.8023 | 6237.7262 | 6712.6737 | 6225.5503 | 6699.4419 | 6213.2787 | 6686.0725 | 6200.8795 | 6672.6229 | 6188.4058 | 6659.0127 | 6175.7833 | 6645.2764 | 6163.0438 | 6631.3795 | 6150.1555 | 6617.3795 | 6137.1714 | 6603.2419 | 6124.0597 | 6588.9552 | 6110.8098 | 6574.4966 | 6097.4003 | 6559.9232 | 6083.8846 | 6545.2008 | 6070.2306 | 6530.3409 | 6056.4489 | 6515.3662 | 6042.561 | 6500.2311 | 6028.5241 | 6484.9927 | 6014.3916 | 6469.697 | 6000.2059 | 6454.2408 | 5985.8713 | 6438.6355 | 5971.3985 | 6422.8812 | 5956.7874 | 6407.0008 | 5942.0593 | 0 | 0 | 0 | 0 | 0 | 0 | 0 | 0 | 0 | 0 | 0 | 0 | 0 | 0 | 0 | 0 | 0 | 0
|  |  |  | VAT payments for PCG | 0 | USD 000s | 45930.1869 | 0 | 0 | 0 | 0 | 0 | 0 | 0 | 0 | 0 | 817.64 | 758.3057 | 816.1856 | 756.9569 | 814.7148 | 755.5928 | 813.2233 | 754.2095 | 811.7194 | 752.8148 | 810.2017 | 751.4072 | 808.6593 | 749.9768 | 807.0963 | 748.5271 | 805.5208 | 747.066 | 803.933 | 745.5934 | 802.3287 | 744.1055 | 800.7147 | 742.6087 | 799.0815 | 741.094 | 797.4332 | 739.5653 | 795.7655 | 738.0187 | 794.0855 | 736.4606 | 792.389 | 734.8872 | 790.6746 | 733.2972 | 788.9396 | 731.688 | 787.1908 | 730.0661 | 785.4241 | 728.4277 | 783.6409 | 726.7739 | 781.8439 | 725.1073 | 780.0277 | 723.4229 | 778.1991 | 721.727 | 776.3636 | 720.0247 | 774.5089 | 718.3046 | 772.6363 | 716.5678 | 770.7457 | 714.8145 | 768.8401 | 713.0471 | 0 | 0 | 0 | 0 | 0 | 0 | 0 | 0 | 0 | 0 | 0 | 0 | 0 | 0 | 0 | 0 | 0 | 0
|  |  |  | Model column counter | 0 | counter | 0 | 0 | 1 | 2 | 3 | 4 | 5 | 6 | 7 | 8 | 9 | 10 | 11 | 12 | 13 | 14 | 15 | 16 | 17 | 18 | 19 | 20 | 21 | 22 | 23 | 24 | 25 | 26 | 27 | 28 | 29 | 30 | 31 | 32 | 33 | 34 | 35 | 36 | 37 | 38 | 39 | 40 | 41 | 42 | 43 | 44 | 45 | 46 | 47 | 48 | 49 | 50 | 51 | 52 | 53 | 54 | 55 | 56 | 57 | 58 | 59 | 60 | 61 | 62 | 63 | 64 | 65 | 66 | 67 | 68 | 69 | 70 | 71 | 72 | 73 | 74 | 75 | 76 | 77 | 78 | 79 | 80 | 81 | 82 | 83 | 84 | 85 | 86
|  |  |  | Energy charge - annual |  | USD 000s | 382751.5575 |  | 0 | 0 | 0 | 0 | 13132.8808 | 13109.5211 | 13085.8962 | 13061.9398 | 13037.7845 | 13013.4082 | 12988.6341 | 12963.5285 | 12938.224 | 12912.7206 | 12886.952 | 12861.0287 | 12834.796 | 12808.3202 | 12781.535 | 12754.5509 | 12727.3016 | 12699.765 | 12671.8969 | 12643.8078 | 12615.4314 | 12586.7898 | 12557.9272 | 12528.7552 | 12499.3843 | 12469.9029 | 12440.1121 | 12410.034 | 12379.6686 | 12349.0601 | 0 | 0 | 0 | 0 | 0 | 0 | 0 | 0 | 0 | 0 | 0 | 0 | 0 | 0 | 0 | 0 | 0 | 0 | 0 | 0 | 0 | 0 | 0 | 0 | 0 | 0 | 0 | 0 | 0 | 0 | 0 | 0 | 0 | 0 | 0 | 0 | 0 | 0 | 0 | 0 | 0 | 0 | 0 | 0 | 0 | 0 | 0 | 0 | 0 | 0 | 0 | 0
|  |  |  | Maximum annual revenue for PCG | 13132.8808 | USD 000s
|  |  |  | Include VAT in PCG | 0 | 0=no, 1=yes
|  |  |  | Model year counter | 0 | counter | 0 | 0 | 1 | 1 | 2 | 2 | 3 | 3 | 4 | 4 | 5 | 5 | 6 | 6 | 7 | 7 | 8 | 8 | 9 | 9 | 10 | 10 | 11 | 11 | 12 | 12 | 13 | 13 | 14 | 14 | 15 | 15 | 16 | 16 | 17 | 17 | 18 | 18 | 19 | 19 | 20 | 20 | 21 | 21 | 22 | 22 | 23 | 23 | 24 | 24 | 25 | 25 | 26 | 26 | 27 | 27 | 28 | 28 | 29 | 29 | 30 | 30 | 31 | 31 | 32 | 32 | 33 | 33 | 34 | 34 | 35 | 35 | 36 | 36 | 37 | 37 | 38 | 38 | 39 | 39 | 40 | 40 | 41 | 41 | 42 | 42 | 43 | 43
|  |  |  | Energy charge - P90 | 0 | USD 000s | 367484.8112 | 0 | 0 | 0 | 0 | 0 | 0 | 0 | 0 | 0 | 6573.2468 | 6096.2412 | 6559.327 | 6083.3316 | 6545.2582 | 6070.2837 | 6531.0747 | 6057.1295 | 6516.7765 | 6043.869 | 6502.3408 | 6030.4808 | 6487.8134 | 6017.0075 | 6473.2171 | 6003.4705 | 6458.5062 | 5989.8271 | 6443.6462 | 5976.0455 | 6428.6486 | 5962.1363 | 6413.5364 | 5948.1207 | 6398.298 | 5933.9882 | 6382.8877 | 5919.6961 | 6367.3627 | 5905.2977 | 6351.746 | 5890.8142 | 6335.9916 | 5876.2032 | 6320.157 | 5861.5177 | 6304.2307 | 5846.7471 | 6288.1783 | 5831.8595 | 6271.9309 | 5816.7912 | 6255.5689 | 5801.6165 | 6239.1381 | 5786.378 | 6222.627 | 5771.0651 | 6206.1044 | 5755.7416 | 6189.5819 | 5740.418 | 6173.0593 | 5725.0945 | 6156.5368 | 5709.7709 | 6140.0142 | 5694.4474 | 6123.4917 | 5679.1238 | 0 | 0 | 0 | 0 | 0 | 0 | 0 | 0 | 0 | 0 | 0 | 0 | 0 | 0 | 0 | 0 | 0 | 0
|  |  |  | VAT on solar payments - P90 | 0 | USD 000s | 44098.1773 | 0 | 0 | 0 | 0 | 0 | 0 | 0 | 0 | 0 | 788.7896 | 731.5489 | 787.1192 | 729.9998 | 785.431 | 728.434 | 783.729 | 726.8555 | 782.0132 | 725.2643 | 780.2809 | 723.6577 | 778.5376 | 722.0409 | 776.7861 | 720.4165 | 775.0207 | 718.7793 | 773.2375 | 717.1255 | 771.4378 | 715.4564 | 769.6244 | 713.7745 | 767.7958 | 712.0786 | 765.9465 | 710.3635 | 764.0835 | 708.6357 | 762.2095 | 706.8977 | 760.319 | 705.1444 | 758.4188 | 703.3821 | 756.5077 | 701.6097 | 754.5814 | 699.8231 | 752.6317 | 698.0149 | 750.6683 | 696.194 | 748.6966 | 694.3654 | 746.7152 | 692.5278 | 744.7325 | 690.689 | 742.7498 | 688.8502 | 740.7671 | 687.0113 | 738.7844 | 685.1725 | 736.8017 | 683.3337 | 734.819 | 681.4949 | 0 | 0 | 0 | 0 | 0 | 0 | 0 | 0 | 0 | 0 | 0 | 0 | 0 | 0 | 0 | 0 | 0 | 0
|  |  |  | Model column counter | 0 | counter | 0 | 0 | 1 | 2 | 3 | 4 | 5 | 6 | 7 | 8 | 9 | 10 | 11 | 12 | 13 | 14 | 15 | 16 | 17 | 18 | 19 | 20 | 21 | 22 | 23 | 24 | 25 | 26 | 27 | 28 | 29 | 30 | 31 | 32 | 33 | 34 | 35 | 36 | 37 | 38 | 39 | 40 | 41 | 42 | 43 | 44 | 45 | 46 | 47 | 48 | 49 | 50 | 51 | 52 | 53 | 54 | 55 | 56 | 57 | 58 | 59 | 60 | 61 | 62 | 63 | 64 | 65 | 66 | 67 | 68 | 69 | 70 | 71 | 72 | 73 | 74 | 75 | 76 | 77 | 78 | 79 | 80 | 81 | 82 | 83 | 84 | 85 | 86
|  |  |  | Energy charge - annual |  | USD 000s | 367484.8112 |  | 0 | 0 | 0 | 0 | 12669.488 | 12642.6586 | 12615.5419 | 12588.2042 | 12560.6455 | 12532.8216 | 12504.8209 | 12476.6876 | 12448.3333 | 12419.6917 | 12390.7849 | 12361.6571 | 12332.2862 | 12302.5838 | 12272.6604 | 12242.5602 | 12212.1948 | 12181.6747 | 12150.9778 | 12120.0378 | 12088.7221 | 12057.1854 | 12025.5161 | 11993.6921 | 11961.846 | 11929.9999 | 11898.1538 | 11866.3077 | 11834.4616 | 11802.6155 | 0 | 0 | 0 | 0 | 0 | 0 | 0 | 0 | 0 | 0 | 0 | 0 | 0 | 0 | 0 | 0 | 0 | 0 | 0 | 0 | 0 | 0 | 0 | 0 | 0 | 0 | 0 | 0 | 0 | 0 | 0 | 0 | 0 | 0 | 0 | 0 | 0 | 0 | 0 | 0 | 0 | 0 | 0 | 0 | 0 | 0 | 0 | 0 | 0 | 0 | 0 | 0
|  |  |  | Maximum annual revenue for PCG - P90 check purpose | 12669.488 | USD 000s
|  |  |  | PCG amount - active | 5061 | USD 000s
|  |  |  | PCG premium - operations | 1% | % p.a.
|  |  |  | Number of semi annual periods in year | 2 | periods
|  |  |  | Senior debt service period flag | 0 | flag | 38 | 0 | 0 | 0 | 0 | 0 | 0 | 0 | 0 | 0 | 1 | 1 | 1 | 1 | 1 | 1 | 1 | 1 | 1 | 1 | 1 | 1 | 1 | 1 | 1 | 1 | 1 | 1 | 1 | 1 | 1 | 1 | 1 | 1 | 1 | 1 | 1 | 1 | 1 | 1 | 1 | 1 | 1 | 1 | 1 | 1 | 1 | 1 | 0 | 0 | 0 | 0 | 0 | 0 | 0 | 0 | 0 | 0 | 0 | 0 | 0 | 0 | 0 | 0 | 0 | 0 | 0 | 0 | 0 | 0 | 0 | 0 | 0 | 0 | 0 | 0 | 0 | 0 | 0 | 0 | 0 | 0 | 0 | 0 | 0 | 0 | 0 | 0
|  |  |  | Half year factor | 0 | factor | 43 | 0 | 0.50411 | 0.49589 | 0.50411 | 0.49589 | 0.50273 | 0.49727 | 0.50411 | 0.49589 | 0.50411 | 0.49589 | 0.50411 | 0.49589 | 0.50273 | 0.49727 | 0.50411 | 0.49589 | 0.50411 | 0.49589 | 0.50411 | 0.49589 | 0.50273 | 0.49727 | 0.50411 | 0.49589 | 0.50411 | 0.49589 | 0.50411 | 0.49589 | 0.50273 | 0.49727 | 0.50411 | 0.49589 | 0.50411 | 0.49589 | 0.50411 | 0.49589 | 0.50273 | 0.49727 | 0.50411 | 0.49589 | 0.50411 | 0.49589 | 0.50411 | 0.49589 | 0.50273 | 0.49727 | 0.50411 | 0.49589 | 0.50411 | 0.49589 | 0.50411 | 0.49589 | 0.50273 | 0.49727 | 0.50411 | 0.49589 | 0.50411 | 0.49589 | 0.50411 | 0.49589 | 0.50273 | 0.49727 | 0.50411 | 0.49589 | 0.50411 | 0.49589 | 0.50411 | 0.49589 | 0.50273 | 0.49727 | 0.50411 | 0.49589 | 0.50411 | 0.49589 | 0.50411 | 0.49589 | 0.50273 | 0.49727 | 0.50411 | 0.49589 | 0.50411 | 0.49589 | 0.50411 | 0.49589 | 0.50273 | 0.49727
|  |  |  | PCG premium cost |  | USD 000s | 961.59 |  | 0 | 0 | 0 | 0 | 0 | 0 | 0 | 0 | 25.305 | 25.305 | 25.305 | 25.305 | 25.305 | 25.305 | 25.305 | 25.305 | 25.305 | 25.305 | 25.305 | 25.305 | 25.305 | 25.305 | 25.305 | 25.305 | 25.305 | 25.305 | 25.305 | 25.305 | 25.305 | 25.305 | 25.305 | 25.305 | 25.305 | 25.305 | 25.305 | 25.305 | 25.305 | 25.305 | 25.305 | 25.305 | 25.305 | 25.305 | 25.305 | 25.305 | 25.305 | 25.305 | 0 | 0 | 0 | 0 | 0 | 0 | 0 | 0 | 0 | 0 | 0 | 0 | 0 | 0 | 0 | 0 | 0 | 0 | 0 | 0 | 0 | 0 | 0 | 0 | 0 | 0 | 0 | 0 | 0 | 0 | 0 | 0 | 0 | 0 | 0 | 0 | 0 | 0 | 0 | 0
|  |  |  | PCG amount - active | 5061 | USD 000s
|  |  |  | PCG LC fee | 0.35% | % p.a.
|  |  |  | Number of semi annual periods in year | 2 | periods
|  |  |  | Senior debt service period flag | 0 | flag | 38 | 0 | 0 | 0 | 0 | 0 | 0 | 0 | 0 | 0 | 1 | 1 | 1 | 1 | 1 | 1 | 1 | 1 | 1 | 1 | 1 | 1 | 1 | 1 | 1 | 1 | 1 | 1 | 1 | 1 | 1 | 1 | 1 | 1 | 1 | 1 | 1 | 1 | 1 | 1 | 1 | 1 | 1 | 1 | 1 | 1 | 1 | 1 | 0 | 0 | 0 | 0 | 0 | 0 | 0 | 0 | 0 | 0 | 0 | 0 | 0 | 0 | 0 | 0 | 0 | 0 | 0 | 0 | 0 | 0 | 0 | 0 | 0 | 0 | 0 | 0 | 0 | 0 | 0 | 0 | 0 | 0 | 0 | 0 | 0 | 0 | 0 | 0
|  |  |  | Half year factor | 0 | factor | 43 | 0 | 0.50411 | 0.49589 | 0.50411 | 0.49589 | 0.50273 | 0.49727 | 0.50411 | 0.49589 | 0.50411 | 0.49589 | 0.50411 | 0.49589 | 0.50273 | 0.49727 | 0.50411 | 0.49589 | 0.50411 | 0.49589 | 0.50411 | 0.49589 | 0.50273 | 0.49727 | 0.50411 | 0.49589 | 0.50411 | 0.49589 | 0.50411 | 0.49589 | 0.50273 | 0.49727 | 0.50411 | 0.49589 | 0.50411 | 0.49589 | 0.50411 | 0.49589 | 0.50273 | 0.49727 | 0.50411 | 0.49589 | 0.50411 | 0.49589 | 0.50411 | 0.49589 | 0.50273 | 0.49727 | 0.50411 | 0.49589 | 0.50411 | 0.49589 | 0.50411 | 0.49589 | 0.50273 | 0.49727 | 0.50411 | 0.49589 | 0.50411 | 0.49589 | 0.50411 | 0.49589 | 0.50273 | 0.49727 | 0.50411 | 0.49589 | 0.50411 | 0.49589 | 0.50411 | 0.49589 | 0.50273 | 0.49727 | 0.50411 | 0.49589 | 0.50411 | 0.49589 | 0.50411 | 0.49589 | 0.50273 | 0.49727 | 0.50411 | 0.49589 | 0.50411 | 0.49589 | 0.50411 | 0.49589 | 0.50273 | 0.49727
|  |  |  | PCG LC fee |  | USD 000s | 336.5565 |  | 0 | 0 | 0 | 0 | 0 | 0 | 0 | 0 | 8.8567 | 8.8567 | 8.8567 | 8.8567 | 8.8567 | 8.8567 | 8.8567 | 8.8567 | 8.8567 | 8.8567 | 8.8567 | 8.8567 | 8.8567 | 8.8567 | 8.8567 | 8.8567 | 8.8567 | 8.8567 | 8.8567 | 8.8567 | 8.8567 | 8.8567 | 8.8567 | 8.8567 | 8.8567 | 8.8567 | 8.8567 | 8.8567 | 8.8567 | 8.8567 | 8.8567 | 8.8567 | 8.8567 | 8.8567 | 8.8567 | 8.8567 | 8.8567 | 8.8567 | 0 | 0 | 0 | 0 | 0 | 0 | 0 | 0 | 0 | 0 | 0 | 0 | 0 | 0 | 0 | 0 | 0 | 0 | 0 | 0 | 0 | 0 | 0 | 0 | 0 | 0 | 0 | 0 | 0 | 0 | 0 | 0 | 0 | 0 | 0 | 0 | 0 | 0 | 0 | 0
|  |  |  | PCG LC fee | 0 | USD 000s | 336.5565 | 0 | 0 | 0 | 0 | 0 | 0 | 0 | 0 | 0 | 8.8567 | 8.8567 | 8.8567 | 8.8567 | 8.8567 | 8.8567 | 8.8567 | 8.8567 | 8.8567 | 8.8567 | 8.8567 | 8.8567 | 8.8567 | 8.8567 | 8.8567 | 8.8567 | 8.8567 | 8.8567 | 8.8567 | 8.8567 | 8.8567 | 8.8567 | 8.8567 | 8.8567 | 8.8567 | 8.8567 | 8.8567 | 8.8567 | 8.8567 | 8.8567 | 8.8567 | 8.8567 | 8.8567 | 8.8567 | 8.8567 | 8.8567 | 8.8567 | 8.8567 | 0 | 0 | 0 | 0 | 0 | 0 | 0 | 0 | 0 | 0 | 0 | 0 | 0 | 0 | 0 | 0 | 0 | 0 | 0 | 0 | 0 | 0 | 0 | 0 | 0 | 0 | 0 | 0 | 0 | 0 | 0 | 0 | 0 | 0 | 0 | 0 | 0 | 0 | 0 | 0
|  |  |  | PCG premium cost | 0 | USD 000s | 961.59 | 0 | 0 | 0 | 0 | 0 | 0 | 0 | 0 | 0 | 25.305 | 25.305 | 25.305 | 25.305 | 25.305 | 25.305 | 25.305 | 25.305 | 25.305 | 25.305 | 25.305 | 25.305 | 25.305 | 25.305 | 25.305 | 25.305 | 25.305 | 25.305 | 25.305 | 25.305 | 25.305 | 25.305 | 25.305 | 25.305 | 25.305 | 25.305 | 25.305 | 25.305 | 25.305 | 25.305 | 25.305 | 25.305 | 25.305 | 25.305 | 25.305 | 25.305 | 25.305 | 25.305 | 0 | 0 | 0 | 0 | 0 | 0 | 0 | 0 | 0 | 0 | 0 | 0 | 0 | 0 | 0 | 0 | 0 | 0 | 0 | 0 | 0 | 0 | 0 | 0 | 0 | 0 | 0 | 0 | 0 | 0 | 0 | 0 | 0 | 0 | 0 | 0 | 0 | 0 | 0 | 0
|  |  |  | PCG cost |  | USD 000s | 1298.1465 |  | 0 | 0 | 0 | 0 | 0 | 0 | 0 | 0 | 34.1617 | 34.1617 | 34.1617 | 34.1617 | 34.1617 | 34.1617 | 34.1617 | 34.1617 | 34.1617 | 34.1617 | 34.1617 | 34.1617 | 34.1617 | 34.1617 | 34.1617 | 34.1617 | 34.1617 | 34.1617 | 34.1617 | 34.1617 | 34.1617 | 34.1617 | 34.1617 | 34.1617 | 34.1617 | 34.1617 | 34.1617 | 34.1617 | 34.1617 | 34.1617 | 34.1617 | 34.1617 | 34.1617 | 34.1617 | 34.1617 | 34.1617 | 34.1617 | 34.1617 | 0 | 0 | 0 | 0 | 0 | 0 | 0 | 0 | 0 | 0 | 0 | 0 | 0 | 0 | 0 | 0 | 0 | 0 | 0 | 0 | 0 | 0 | 0 | 0 | 0 | 0 | 0 | 0 | 0 | 0 | 0 | 0 | 0 | 0 | 0 | 0 | 0 | 0 | 0 | 0
VAT on operating cost and exempt financing costs
|  |  |  | O&M cost - Vatable | 1 | 0=no, 1=yes
|  |  |  | Other O&M costs - fixed - Vatable | 1 | 0=no, 1=yes
|  |  |  | O&M cost - EPC contractor - Vatable | 1 | 0=no, 1=yes
|  |  |  | SPV costs - Vatable | 1 | 0=no, 1=yes
|  |  |  | Insurance - Vatable | 0 | 0=no, 1=yes
|  |  |  | Salaries - Vatable | 0 | 0=no, 1=yes
|  |  |  | O&M mobilisation costs - Vatable | 1 | 0=no, 1=yes
|  |  |  | O&M cost - indexed | 0 | USD 000s | 27269.5186 | 0 | 0 | 0 | 0 | 0 | 0 | 0 | 0 | 0 | 115.1385 | 115.1385 | 124.2323 | 124.2323 | 209.2939 | 209.2939 | 211.9775 | 211.9775 | 215.7831 | 215.7831 | 319.3197 | 319.3197 | 355.4855 | 355.4855 | 338.3524 | 338.3524 | 351.8493 | 351.8493 | 438.8896 | 438.8896 | 378.8723 | 378.8723 | 403.7358 | 403.7358 | 1131.5426 | 1131.5426 | 392.7748 | 392.7748 | 412.7801 | 412.7801 | 427.965 | 427.965 | 438.837 | 438.837 | 452.8062 | 452.8062 | 470.1064 | 470.1064 | 576.9994 | 576.9994 | 530.6743 | 530.6743 | 538.0229 | 538.0229 | 542.325 | 542.325 | 603.1931 | 603.1931 | 579.2221 | 579.2221 | 590.8065 | 590.8065 | 602.6226 | 602.6226 | 614.6751 | 614.6751 | 626.9686 | 626.9686 | 639.508 | 639.508 | 0 | 0 | 0 | 0 | 0 | 0 | 0 | 0 | 0 | 0 | 0 | 0 | 0 | 0 | 0 | 0 | 0 | 0
|  |  |  | Other O&M costs - fixed - indexed | 0 | USD 000s | 0 | 0 | 0 | 0 | 0 | 0 | 0 | 0 | 0 | 0 | 0 | 0 | 0 | 0 | 0 | 0 | 0 | 0 | 0 | 0 | 0 | 0 | 0 | 0 | 0 | 0 | 0 | 0 | 0 | 0 | 0 | 0 | 0 | 0 | 0 | 0 | 0 | 0 | 0 | 0 | 0 | 0 | 0 | 0 | 0 | 0 | 0 | 0 | 0 | 0 | 0 | 0 | 0 | 0 | 0 | 0 | 0 | 0 | 0 | 0 | 0 | 0 | 0 | 0 | 0 | 0 | 0 | 0 | 0 | 0 | 0 | 0 | 0 | 0 | 0 | 0 | 0 | 0 | 0 | 0 | 0 | 0 | 0 | 0 | 0 | 0 | 0 | 0
|  |  |  | O&M cost - EPC contractor - indexed | 0 | USD 000s | 0 | 0 | 0 | 0 | 0 | 0 | 0 | 0 | 0 | 0 | 0 | 0 | 0 | 0 | 0 | 0 | 0 | 0 | 0 | 0 | 0 | 0 | 0 | 0 | 0 | 0 | 0 | 0 | 0 | 0 | 0 | 0 | 0 | 0 | 0 | 0 | 0 | 0 | 0 | 0 | 0 | 0 | 0 | 0 | 0 | 0 | 0 | 0 | 0 | 0 | 0 | 0 | 0 | 0 | 0 | 0 | 0 | 0 | 0 | 0 | 0 | 0 | 0 | 0 | 0 | 0 | 0 | 0 | 0 | 0 | 0 | 0 | 0 | 0 | 0 | 0 | 0 | 0 | 0 | 0 | 0 | 0 | 0 | 0 | 0 | 0 | 0 | 0
|  |  |  | SPV costs - indexed | 0 | USD 000s | 4178.8356 | 0 | 0 | 0 | 0 | 0 | 0 | 0 | 0 | 0 | 51.504 | 51.504 | 52.5341 | 52.5341 | 53.5847 | 53.5847 | 54.6564 | 54.6564 | 55.7496 | 55.7496 | 56.8646 | 56.8646 | 58.0019 | 58.0019 | 59.1619 | 59.1619 | 60.3451 | 60.3451 | 61.552 | 61.552 | 62.7831 | 62.7831 | 64.0387 | 64.0387 | 65.3195 | 65.3195 | 66.6259 | 66.6259 | 67.9584 | 67.9584 | 69.3176 | 69.3176 | 70.7039 | 70.7039 | 72.118 | 72.118 | 73.5604 | 73.5604 | 75.0316 | 75.0316 | 76.5322 | 76.5322 | 78.0629 | 78.0629 | 79.6241 | 79.6241 | 81.2166 | 81.2166 | 82.8409 | 82.8409 | 84.4977 | 84.4977 | 86.1877 | 86.1877 | 87.9115 | 87.9115 | 89.6697 | 89.6697 | 91.4631 | 91.4631 | 0 | 0 | 0 | 0 | 0 | 0 | 0 | 0 | 0 | 0 | 0 | 0 | 0 | 0 | 0 | 0 | 0 | 0
|  |  |  | Insurance - indexed | 0 | USD 000s | 8191.2034 | 0 | 0 | 0 | 0 | 0 | 0 | 0 | 0 | 0 | 175.0852 | 175.0852 | 111.5616 | 111.5616 | 113.0532 | 113.0532 | 114.5647 | 114.5647 | 116.0964 | 116.0964 | 117.6486 | 117.6486 | 119.2216 | 119.2216 | 120.8156 | 120.8156 | 122.4309 | 122.4309 | 124.0678 | 124.0678 | 125.7266 | 125.7266 | 127.4075 | 127.4075 | 129.111 | 129.111 | 130.8372 | 130.8372 | 132.5865 | 132.5865 | 134.3592 | 134.3592 | 136.1556 | 136.1556 | 137.976 | 137.976 | 139.8207 | 139.8207 | 141.6901 | 141.6901 | 143.5845 | 143.5845 | 145.5042 | 145.5042 | 147.4496 | 147.4496 | 149.421 | 149.421 | 151.4188 | 151.4188 | 153.4432 | 153.4432 | 155.4948 | 155.4948 | 157.5737 | 157.5737 | 159.6805 | 159.6805 | 161.8154 | 161.8154 | 0 | 0 | 0 | 0 | 0 | 0 | 0 | 0 | 0 | 0 | 0 | 0 | 0 | 0 | 0 | 0 | 0 | 0
|  |  |  | Salaries - indexed | 0 | USD 000s | 14574.6557 | 0 | 0 | 0 | 0 | 0 | 0 | 0 | 0 | 0 | 0 | 0 | 0 | 0 | 183.9621 | 183.9621 | 187.6413 | 187.6413 | 191.3942 | 191.3942 | 195.2221 | 195.2221 | 199.1265 | 199.1265 | 203.109 | 203.109 | 207.1712 | 207.1712 | 211.3146 | 211.3146 | 215.5409 | 215.5409 | 219.8517 | 219.8517 | 224.2488 | 224.2488 | 228.7338 | 228.7338 | 233.3084 | 233.3084 | 237.9746 | 237.9746 | 242.7341 | 242.7341 | 247.5888 | 247.5888 | 252.5406 | 252.5406 | 257.5914 | 257.5914 | 262.7432 | 262.7432 | 267.9981 | 267.9981 | 273.358 | 273.358 | 278.8252 | 278.8252 | 284.4017 | 284.4017 | 380.6557 | 380.6557 | 388.2688 | 388.2688 | 396.0342 | 396.0342 | 403.9549 | 403.9549 | 412.034 | 412.034 | 0 | 0 | 0 | 0 | 0 | 0 | 0 | 0 | 0 | 0 | 0 | 0 | 0 | 0 | 0 | 0 | 0 | 0
|  |  |  | O&M mobilisation costs - indexed | 0 | USD 000s | 13.68 | 0 | 0 | 0 | 0 | 0 | 0 | 0 | 0 | 0 | 3.42 | 3.42 | 3.42 | 3.42 | 0 | 0 | 0 | 0 | 0 | 0 | 0 | 0 | 0 | 0 | 0 | 0 | 0 | 0 | 0 | 0 | 0 | 0 | 0 | 0 | 0 | 0 | 0 | 0 | 0 | 0 | 0 | 0 | 0 | 0 | 0 | 0 | 0 | 0 | 0 | 0 | 0 | 0 | 0 | 0 | 0 | 0 | 0 | 0 | 0 | 0 | 0 | 0 | 0 | 0 | 0 | 0 | 0 | 0 | 0 | 0 | 0 | 0 | 0 | 0 | 0 | 0 | 0 | 0 | 0 | 0 | 0 | 0 | 0 | 0 | 0 | 0 | 0 | 0
|  |  |  | Vatable operating costs |  | USD 000s | 31462.0342 |  | 0 | 0 | 0 | 0 | 0 | 0 | 0 | 0 | 170.0625 | 170.0625 | 180.1864 | 180.1864 | 262.8786 | 262.8786 | 266.6339 | 266.6339 | 271.5326 | 271.5326 | 376.1843 | 376.1843 | 413.4874 | 413.4874 | 397.5143 | 397.5143 | 412.1945 | 412.1945 | 500.4416 | 500.4416 | 441.6554 | 441.6554 | 467.7745 | 467.7745 | 1196.8621 | 1196.8621 | 459.4007 | 459.4007 | 480.7385 | 480.7385 | 497.2826 | 497.2826 | 509.5409 | 509.5409 | 524.9242 | 524.9242 | 543.6667 | 543.6667 | 652.031 | 652.031 | 607.2065 | 607.2065 | 616.0857 | 616.0857 | 621.9491 | 621.9491 | 684.4097 | 684.4097 | 662.063 | 662.063 | 675.3043 | 675.3043 | 688.8104 | 688.8104 | 702.5866 | 702.5866 | 716.6383 | 716.6383 | 730.9711 | 730.9711 | 0 | 0 | 0 | 0 | 0 | 0 | 0 | 0 | 0 | 0 | 0 | 0 | 0 | 0 | 0 | 0 | 0 | 0
|  |  |  | Vatable operating costs | 0 | USD 000s | 31462.0342 | 0 | 0 | 0 | 0 | 0 | 0 | 0 | 0 | 0 | 170.0625 | 170.0625 | 180.1864 | 180.1864 | 262.8786 | 262.8786 | 266.6339 | 266.6339 | 271.5326 | 271.5326 | 376.1843 | 376.1843 | 413.4874 | 413.4874 | 397.5143 | 397.5143 | 412.1945 | 412.1945 | 500.4416 | 500.4416 | 441.6554 | 441.6554 | 467.7745 | 467.7745 | 1196.8621 | 1196.8621 | 459.4007 | 459.4007 | 480.7385 | 480.7385 | 497.2826 | 497.2826 | 509.5409 | 509.5409 | 524.9242 | 524.9242 | 543.6667 | 543.6667 | 652.031 | 652.031 | 607.2065 | 607.2065 | 616.0857 | 616.0857 | 621.9491 | 621.9491 | 684.4097 | 684.4097 | 662.063 | 662.063 | 675.3043 | 675.3043 | 688.8104 | 688.8104 | 702.5866 | 702.5866 | 716.6383 | 716.6383 | 730.9711 | 730.9711 | 0 | 0 | 0 | 0 | 0 | 0 | 0 | 0 | 0 | 0 | 0 | 0 | 0 | 0 | 0 | 0 | 0 | 0
|  |  |  | Total operating costs incurred | 0 | USD 000s | 54227.8934 | 0 | 0 | 0 | 0 | 0 | 0 | 0 | 0 | 0 | 345.1477 | 345.1477 | 291.748 | 291.748 | 559.8939 | 559.8939 | 568.84 | 568.84 | 579.0232 | 579.0232 | 689.055 | 689.055 | 731.8355 | 731.8355 | 721.4389 | 721.4389 | 741.7966 | 741.7966 | 835.824 | 835.824 | 782.9229 | 782.9229 | 815.0338 | 815.0338 | 1550.2218 | 1550.2218 | 818.9716 | 818.9716 | 846.6334 | 846.6334 | 869.6164 | 869.6164 | 888.4306 | 888.4306 | 910.489 | 910.489 | 936.028 | 936.028 | 1051.3124 | 1051.3124 | 1013.5342 | 1013.5342 | 1029.588 | 1029.588 | 1042.7567 | 1042.7567 | 1112.6558 | 1112.6558 | 1097.8835 | 1097.8835 | 1209.4032 | 1209.4032 | 1232.574 | 1232.574 | 1256.1945 | 1256.1945 | 1280.2737 | 1280.2737 | 1304.8205 | 1304.8205 | 0 | 0 | 0 | 0 | 0 | 0 | 0 | 0 | 0 | 0 | 0 | 0 | 0 | 0 | 0 | 0 | 0 | 0
|  |  |  | % of operating costs non-vatable |  | % |  |  | 0% | 0% | 0% | 0% | 0% | 0% | 0% | 0% | 50.73% | 50.73% | 38.24% | 38.24% | 53.05% | 53.05% | 53.13% | 53.13% | 53.11% | 53.11% | 45.41% | 45.41% | 43.5% | 43.5% | 44.9% | 44.9% | 44.43% | 44.43% | 40.13% | 40.13% | 43.59% | 43.59% | 42.61% | 42.61% | 22.79% | 22.79% | 43.91% | 43.91% | 43.22% | 43.22% | 42.82% | 42.82% | 42.65% | 42.65% | 42.35% | 42.35% | 41.92% | 41.92% | 37.98% | 37.98% | 40.09% | 40.09% | 40.16% | 40.16% | 40.36% | 40.36% | 38.49% | 38.49% | 39.7% | 39.7% | 44.16% | 44.16% | 44.12% | 44.12% | 44.07% | 44.07% | 44.02% | 44.02% | 43.98% | 43.98% | 0% | 0% | 0% | 0% | 0% | 0% | 0% | 0% | 0% | 0% | 0% | 0% | 0% | 0% | 0% | 0% | 0% | 0%
VAT on operating costs
|  |  |  | VAT standard rate | 12% | %
|  |  |  | VAT exemption rate | 0% | %
|  |  |  | VAT exemption period | 0 | years
|  |  |  | Year number from construction | 0 | counter | 0 | 0 | 0 | 0 | 0 | 1 | 1 | 2 | 2 | 3 | 3 | 4 | 4 | 5 | 5 | 6 | 6 | 7 | 7 | 8 | 8 | 9 | 9 | 10 | 10 | 11 | 11 | 12 | 12 | 13 | 13 | 14 | 14 | 15 | 15 | 16 | 16 | 17 | 17 | 18 | 18 | 19 | 19 | 20 | 20 | 21 | 21 | 22 | 22 | 23 | 23 | 24 | 24 | 25 | 25 | 26 | 26 | 27 | 27 | 28 | 28 | 29 | 29 | 30 | 30 | 31 | 31 | 32 | 32 | 33 | 0 | 0 | 0 | 0 | 0 | 0 | 0 | 0 | 0 | 0 | 0 | 0 | 0 | 0 | 0 | 0 | 0 | 0
|  |  |  | % of operating costs non-vatable | 0% | % | 0% | 0% | 0% | 0% | 0% | 0% | 0% | 0% | 0% | 0% | 50.73% | 50.73% | 38.24% | 38.24% | 53.05% | 53.05% | 53.13% | 53.13% | 53.11% | 53.11% | 45.41% | 45.41% | 43.5% | 43.5% | 44.9% | 44.9% | 44.43% | 44.43% | 40.13% | 40.13% | 43.59% | 43.59% | 42.61% | 42.61% | 22.79% | 22.79% | 43.91% | 43.91% | 43.22% | 43.22% | 42.82% | 42.82% | 42.65% | 42.65% | 42.35% | 42.35% | 41.92% | 41.92% | 37.98% | 37.98% | 40.09% | 40.09% | 40.16% | 40.16% | 40.36% | 40.36% | 38.49% | 38.49% | 39.7% | 39.7% | 44.16% | 44.16% | 44.12% | 44.12% | 44.07% | 44.07% | 44.02% | 44.02% | 43.98% | 43.98% | 0% | 0% | 0% | 0% | 0% | 0% | 0% | 0% | 0% | 0% | 0% | 0% | 0% | 0% | 0% | 0% | 0% | 0%
|  |  |  | Total operating costs incurred | 0 | USD 000s | 54227.8934 | 0 | 0 | 0 | 0 | 0 | 0 | 0 | 0 | 0 | 345.1477 | 345.1477 | 291.748 | 291.748 | 559.8939 | 559.8939 | 568.84 | 568.84 | 579.0232 | 579.0232 | 689.055 | 689.055 | 731.8355 | 731.8355 | 721.4389 | 721.4389 | 741.7966 | 741.7966 | 835.824 | 835.824 | 782.9229 | 782.9229 | 815.0338 | 815.0338 | 1550.2218 | 1550.2218 | 818.9716 | 818.9716 | 846.6334 | 846.6334 | 869.6164 | 869.6164 | 888.4306 | 888.4306 | 910.489 | 910.489 | 936.028 | 936.028 | 1051.3124 | 1051.3124 | 1013.5342 | 1013.5342 | 1029.588 | 1029.588 | 1042.7567 | 1042.7567 | 1112.6558 | 1112.6558 | 1097.8835 | 1097.8835 | 1209.4032 | 1209.4032 | 1232.574 | 1232.574 | 1256.1945 | 1256.1945 | 1280.2737 | 1280.2737 | 1304.8205 | 1304.8205 | 0 | 0 | 0 | 0 | 0 | 0 | 0 | 0 | 0 | 0 | 0 | 0 | 0 | 0 | 0 | 0 | 0 | 0
|  |  |  | VAT on operating costs |  | USD 000s | 3775.4441 |  | 0 | 0 | 0 | 0 | 0 | 0 | 0 | 0 | 20.4075 | 20.4075 | 21.6224 | 21.6224 | 31.5454 | 31.5454 | 31.9961 | 31.9961 | 32.5839 | 32.5839 | 45.1421 | 45.1421 | 49.6185 | 49.6185 | 47.7017 | 47.7017 | 49.4633 | 49.4633 | 60.053 | 60.053 | 52.9986 | 52.9986 | 56.1329 | 56.1329 | 143.6234 | 143.6234 | 55.1281 | 55.1281 | 57.6886 | 57.6886 | 59.6739 | 59.6739 | 61.1449 | 61.1449 | 62.9909 | 62.9909 | 65.24 | 65.24 | 78.2437 | 78.2437 | 72.8648 | 72.8648 | 73.9303 | 73.9303 | 74.6339 | 74.6339 | 82.1292 | 82.1292 | 79.4476 | 79.4476 | 81.0365 | 81.0365 | 82.6572 | 82.6572 | 84.3104 | 84.3104 | 85.9966 | 85.9966 | 87.7165 | 87.7165 | 0 | 0 | 0 | 0 | 0 | 0 | 0 | 0 | 0 | 0 | 0 | 0 | 0 | 0 | 0 | 0 | 0 | 0
WHT on operating costs
|  |  |  | WHT on operating costs - local portion | 0% | %
|  |  |  | Local portion of O&M costs | 0% | % | bar: 0 to 86
|  |  |  | Total operating costs incurred | 0 | USD 000s | 54227.8934 | 0 | 0 | 0 | 0 | 0 | 0 | 0 | 0 | 0 | 345.1477 | 345.1477 | 291.748 | 291.748 | 559.8939 | 559.8939 | 568.84 | 568.84 | 579.0232 | 579.0232 | 689.055 | 689.055 | 731.8355 | 731.8355 | 721.4389 | 721.4389 | 741.7966 | 741.7966 | 835.824 | 835.824 | 782.9229 | 782.9229 | 815.0338 | 815.0338 | 1550.2218 | 1550.2218 | 818.9716 | 818.9716 | 846.6334 | 846.6334 | 869.6164 | 869.6164 | 888.4306 | 888.4306 | 910.489 | 910.489 | 936.028 | 936.028 | 1051.3124 | 1051.3124 | 1013.5342 | 1013.5342 | 1029.588 | 1029.588 | 1042.7567 | 1042.7567 | 1112.6558 | 1112.6558 | 1097.8835 | 1097.8835 | 1209.4032 | 1209.4032 | 1232.574 | 1232.574 | 1256.1945 | 1256.1945 | 1280.2737 | 1280.2737 | 1304.8205 | 1304.8205 | 0 | 0 | 0 | 0 | 0 | 0 | 0 | 0 | 0 | 0 | 0 | 0 | 0 | 0 | 0 | 0 | 0 | 0
|  |  |  | WHT on operating costs - local portion |  | USD 000s | 0 |  | 0 | 0 | 0 | 0 | 0 | 0 | 0 | 0 | 0 | 0 | 0 | 0 | 0 | 0 | 0 | 0 | 0 | 0 | 0 | 0 | 0 | 0 | 0 | 0 | 0 | 0 | 0 | 0 | 0 | 0 | 0 | 0 | 0 | 0 | 0 | 0 | 0 | 0 | 0 | 0 | 0 | 0 | 0 | 0 | 0 | 0 | 0 | 0 | 0 | 0 | 0 | 0 | 0 | 0 | 0 | 0 | 0 | 0 | 0 | 0 | 0 | 0 | 0 | 0 | 0 | 0 | 0 | 0 | 0 | 0 | 0 | 0 | 0 | 0 | 0 | 0 | 0 | 0 | 0 | 0 | 0 | 0 | 0 | 0 | 0 | 0
|  |  |  | WHT on operating costs - foreign portion | 0% | %
|  |  |  | Local portion of O&M costs | 0% | % | bar: 0 to 86
|  |  |  | Total operating costs incurred | 0 | USD 000s | 54227.8934 | 0 | 0 | 0 | 0 | 0 | 0 | 0 | 0 | 0 | 345.1477 | 345.1477 | 291.748 | 291.748 | 559.8939 | 559.8939 | 568.84 | 568.84 | 579.0232 | 579.0232 | 689.055 | 689.055 | 731.8355 | 731.8355 | 721.4389 | 721.4389 | 741.7966 | 741.7966 | 835.824 | 835.824 | 782.9229 | 782.9229 | 815.0338 | 815.0338 | 1550.2218 | 1550.2218 | 818.9716 | 818.9716 | 846.6334 | 846.6334 | 869.6164 | 869.6164 | 888.4306 | 888.4306 | 910.489 | 910.489 | 936.028 | 936.028 | 1051.3124 | 1051.3124 | 1013.5342 | 1013.5342 | 1029.588 | 1029.588 | 1042.7567 | 1042.7567 | 1112.6558 | 1112.6558 | 1097.8835 | 1097.8835 | 1209.4032 | 1209.4032 | 1232.574 | 1232.574 | 1256.1945 | 1256.1945 | 1280.2737 | 1280.2737 | 1304.8205 | 1304.8205 | 0 | 0 | 0 | 0 | 0 | 0 | 0 | 0 | 0 | 0 | 0 | 0 | 0 | 0 | 0 | 0 | 0 | 0
|  |  |  | WHT on operating costs - foreign portion |  | USD 000s | 0 |  | 0 | 0 | 0 | 0 | 0 | 0 | 0 | 0 | 0 | 0 | 0 | 0 | 0 | 0 | 0 | 0 | 0 | 0 | 0 | 0 | 0 | 0 | 0 | 0 | 0 | 0 | 0 | 0 | 0 | 0 | 0 | 0 | 0 | 0 | 0 | 0 | 0 | 0 | 0 | 0 | 0 | 0 | 0 | 0 | 0 | 0 | 0 | 0 | 0 | 0 | 0 | 0 | 0 | 0 | 0 | 0 | 0 | 0 | 0 | 0 | 0 | 0 | 0 | 0 | 0 | 0 | 0 | 0 | 0 | 0 | 0 | 0 | 0 | 0 | 0 | 0 | 0 | 0 | 0 | 0 | 0 | 0 | 0 | 0 | 0 | 0
|  |  |  | WHT on operating costs - local portion | 0 | USD 000s | 0 | 0 | 0 | 0 | 0 | 0 | 0 | 0 | 0 | 0 | 0 | 0 | 0 | 0 | 0 | 0 | 0 | 0 | 0 | 0 | 0 | 0 | 0 | 0 | 0 | 0 | 0 | 0 | 0 | 0 | 0 | 0 | 0 | 0 | 0 | 0 | 0 | 0 | 0 | 0 | 0 | 0 | 0 | 0 | 0 | 0 | 0 | 0 | 0 | 0 | 0 | 0 | 0 | 0 | 0 | 0 | 0 | 0 | 0 | 0 | 0 | 0 | 0 | 0 | 0 | 0 | 0 | 0 | 0 | 0 | 0 | 0 | 0 | 0 | 0 | 0 | 0 | 0 | 0 | 0 | 0 | 0 | 0 | 0 | 0 | 0 | 0 | 0
|  |  |  | WHT on operating costs - foreign portion | 0 | USD 000s | 0 | 0 | 0 | 0 | 0 | 0 | 0 | 0 | 0 | 0 | 0 | 0 | 0 | 0 | 0 | 0 | 0 | 0 | 0 | 0 | 0 | 0 | 0 | 0 | 0 | 0 | 0 | 0 | 0 | 0 | 0 | 0 | 0 | 0 | 0 | 0 | 0 | 0 | 0 | 0 | 0 | 0 | 0 | 0 | 0 | 0 | 0 | 0 | 0 | 0 | 0 | 0 | 0 | 0 | 0 | 0 | 0 | 0 | 0 | 0 | 0 | 0 | 0 | 0 | 0 | 0 | 0 | 0 | 0 | 0 | 0 | 0 | 0 | 0 | 0 | 0 | 0 | 0 | 0 | 0 | 0 | 0 | 0 | 0 | 0 | 0 | 0 | 0
|  |  |  | WHT on operating costs |  | USD 000s | 0 |  | 0 | 0 | 0 | 0 | 0 | 0 | 0 | 0 | 0 | 0 | 0 | 0 | 0 | 0 | 0 | 0 | 0 | 0 | 0 | 0 | 0 | 0 | 0 | 0 | 0 | 0 | 0 | 0 | 0 | 0 | 0 | 0 | 0 | 0 | 0 | 0 | 0 | 0 | 0 | 0 | 0 | 0 | 0 | 0 | 0 | 0 | 0 | 0 | 0 | 0 | 0 | 0 | 0 | 0 | 0 | 0 | 0 | 0 | 0 | 0 | 0 | 0 | 0 | 0 | 0 | 0 | 0 | 0 | 0 | 0 | 0 | 0 | 0 | 0 | 0 | 0 | 0 | 0 | 0 | 0 | 0 | 0 | 0 | 0 | 0 | 0
Operating costs accrued POS
|  |  |  | Total operating costs incurred | 0 | USD 000s | 54227.8934 | 0 | 0 | 0 | 0 | 0 | 0 | 0 | 0 | 0 | 345.1477 | 345.1477 | 291.748 | 291.748 | 559.8939 | 559.8939 | 568.84 | 568.84 | 579.0232 | 579.0232 | 689.055 | 689.055 | 731.8355 | 731.8355 | 721.4389 | 721.4389 | 741.7966 | 741.7966 | 835.824 | 835.824 | 782.9229 | 782.9229 | 815.0338 | 815.0338 | 1550.2218 | 1550.2218 | 818.9716 | 818.9716 | 846.6334 | 846.6334 | 869.6164 | 869.6164 | 888.4306 | 888.4306 | 910.489 | 910.489 | 936.028 | 936.028 | 1051.3124 | 1051.3124 | 1013.5342 | 1013.5342 | 1029.588 | 1029.588 | 1042.7567 | 1042.7567 | 1112.6558 | 1112.6558 | 1097.8835 | 1097.8835 | 1209.4032 | 1209.4032 | 1232.574 | 1232.574 | 1256.1945 | 1256.1945 | 1280.2737 | 1280.2737 | 1304.8205 | 1304.8205 | 0 | 0 | 0 | 0 | 0 | 0 | 0 | 0 | 0 | 0 | 0 | 0 | 0 | 0 | 0 | 0 | 0 | 0
|  |  |  | PCG cost | 0 | USD 000s | 1298.1465 | 0 | 0 | 0 | 0 | 0 | 0 | 0 | 0 | 0 | 34.1617 | 34.1617 | 34.1617 | 34.1617 | 34.1617 | 34.1617 | 34.1617 | 34.1617 | 34.1617 | 34.1617 | 34.1617 | 34.1617 | 34.1617 | 34.1617 | 34.1617 | 34.1617 | 34.1617 | 34.1617 | 34.1617 | 34.1617 | 34.1617 | 34.1617 | 34.1617 | 34.1617 | 34.1617 | 34.1617 | 34.1617 | 34.1617 | 34.1617 | 34.1617 | 34.1617 | 34.1617 | 34.1617 | 34.1617 | 34.1617 | 34.1617 | 34.1617 | 34.1617 | 0 | 0 | 0 | 0 | 0 | 0 | 0 | 0 | 0 | 0 | 0 | 0 | 0 | 0 | 0 | 0 | 0 | 0 | 0 | 0 | 0 | 0 | 0 | 0 | 0 | 0 | 0 | 0 | 0 | 0 | 0 | 0 | 0 | 0 | 0 | 0 | 0 | 0 | 0 | 0
|  |  |  | Performance bond / development security LC fee | 0 | USD 000s | 0 | 0 | 0 | 0 | 0 | 0 | 0 | 0 | 0 | 0 | 0 | 0 | 0 | 0 | 0 | 0 | 0 | 0 | 0 | 0 | 0 | 0 | 0 | 0 | 0 | 0 | 0 | 0 | 0 | 0 | 0 | 0 | 0 | 0 | 0 | 0 | 0 | 0 | 0 | 0 | 0 | 0 | 0 | 0 | 0 | 0 | 0 | 0 | 0 | 0 | 0 | 0 | 0 | 0 | 0 | 0 | 0 | 0 | 0 | 0 | 0 | 0 | 0 | 0 | 0 | 0 | 0 | 0 | 0 | 0 | 0 | 0 | 0 | 0 | 0 | 0 | 0 | 0 | 0 | 0 | 0 | 0 | 0 | 0 | 0 | 0 | 0 | 0
|  |  |  | Decommissioning / End of Term LC cost | 0 | USD 000s | 66 | 0 | 0 | 0 | 0 | 0 | 0 | 0 | 0 | 0 | 0 | 0 | 0 | 0 | 0 | 0 | 0 | 0 | 0 | 0 | 0 | 0 | 0 | 0 | 0 | 0 | 0 | 0 | 0 | 0 | 0 | 0 | 0 | 0 | 0 | 0 | 0 | 0 | 0 | 0 | 0 | 0 | 0 | 0 | 0 | 0 | 0 | 0 | 0 | 0 | 0 | 0 | 0 | 0 | 0 | 0 | 0 | 0 | 0 | 0 | 0 | 0 | 0 | 0 | 0 | 0 | 0 | 0 | 33 | 33 | 0 | 0 | 0 | 0 | 0 | 0 | 0 | 0 | 0 | 0 | 0 | 0 | 0 | 0 | 0 | 0 | 0 | 0
|  |  |  | WHT on operating costs | 0 | USD 000s | 0 | 0 | 0 | 0 | 0 | 0 | 0 | 0 | 0 | 0 | 0 | 0 | 0 | 0 | 0 | 0 | 0 | 0 | 0 | 0 | 0 | 0 | 0 | 0 | 0 | 0 | 0 | 0 | 0 | 0 | 0 | 0 | 0 | 0 | 0 | 0 | 0 | 0 | 0 | 0 | 0 | 0 | 0 | 0 | 0 | 0 | 0 | 0 | 0 | 0 | 0 | 0 | 0 | 0 | 0 | 0 | 0 | 0 | 0 | 0 | 0 | 0 | 0 | 0 | 0 | 0 | 0 | 0 | 0 | 0 | 0 | 0 | 0 | 0 | 0 | 0 | 0 | 0 | 0 | 0 | 0 | 0 | 0 | 0 | 0 | 0 | 0 | 0
|  |  |  | Annual property tax charge | 0 | USD 000s | 356.7267 | 0 | 0 | 0 | 0 | 0 | 0 | 0 | 0 | 0 | 42.8192 | 39.6913 | 36.666 | 33.7208 | 30.854 | 28.0638 | 25.3487 | 22.707 | 20.1372 | 17.6378 | 15.2073 | 12.844 | 10.5467 | 8.3139 | 6.1442 | 4.0362 | 1.9886 | 4.0434e-13 | 3.9842e-13 | 3.9259e-13 | 3.8684e-13 | 3.8118e-13 | 3.756e-13 | 3.7011e-13 | 3.6469e-13 | 3.5935e-13 | 3.5409e-13 | 3.4891e-13 | 3.4381e-13 | 3.3878e-13 | 3.3382e-13 | 3.2893e-13 | 3.2412e-13 | 3.1938e-13 | 3.147e-13 | 3.101e-13 | 3.0556e-13 | 3.0109e-13 | 2.9668e-13 | 2.9234e-13 | 2.8806e-13 | 2.8385e-13 | 2.7969e-13 | 2.756e-13 | 2.7157e-13 | 2.6759e-13 | 2.6368e-13 | 2.5982e-13 | 2.5601e-13 | 2.5227e-13 | 2.4858e-13 | 2.4494e-13 | 2.4135e-13 | 2.3782e-13 | 2.3434e-13 | 2.3091e-13 | 2.2753e-13 | 2.242e-13 | 2.2092e-13 | 2.1769e-13 | 0 | 0 | 0 | 0 | 0 | 0 | 0 | 0 | 0 | 0 | 0 | 0 | 0 | 0 | 0 | 0 | 0 | 0
|  |  |  | Annual land tax charge | 0 | USD 000s | 19536.8687 | 0 | 0 | 0 | 0 | 0 | 0 | 0 | 0 | 0 | 0 | 0 | 0 | 0 | 0 | 0 | 0 | 0 | 0 | 0 | 0 | 0 | 0 | 0 | 0 | 0 | 0 | 608.969 | 600.0573 | 591.276 | 582.6231 | 574.0969 | 565.6955 | 557.4171 | 549.2597 | 541.2218 | 533.3015 | 525.4971 | 517.8068 | 510.2292 | 502.7624 | 495.4049 | 488.1551 | 481.0114 | 473.9722 | 467.036 | 460.2013 | 453.4667 | 446.8306 | 440.2916 | 433.8483 | 427.4993 | 421.2432 | 415.0787 | 409.0043 | 403.0189 | 397.1211 | 391.3096 | 385.5831 | 379.9404 | 374.3803 | 368.9016 | 363.503 | 358.1834 | 352.9417 | 347.7767 | 342.6873 | 337.6724 | 332.7308 | 327.8616 | 0 | 0 | 0 | 0 | 0 | 0 | 0 | 0 | 0 | 0 | 0 | 0 | 0 | 0 | 0 | 0 | 0 | 0
|  |  |  | VAT facility interest accrued and paid operations | 0 | USD 000s | 0 | 0 | 0 | 0 | 0 | 0 | 0 | 0 | 0 | 0 | 0 | 0 | 0 | 0 | 0 | 0 | 0 | 0 | 0 | 0 | 0 | 0 | 0 | 0 | 0 | 0 | 0 | 0 | 0 | 0 | 0 | 0 | 0 | 0 | 0 | 0 | 0 | 0 | 0 | 0 | 0 | 0 | 0 | 0 | 0 | 0 | 0 | 0 | 0 | 0 | 0 | 0 | 0 | 0 | 0 | 0 | 0 | 0 | 0 | 0 | 0 | 0 | 0 | 0 | 0 | 0 | 0 | 0 | 0 | 0 | 0 | 0 | 0 | 0 | 0 | 0 | 0 | 0 | 0 | 0 | 0 | 0 | 0 | 0 | 0 | 0 | 0 | 0
|  |  |  | Operating costs during construction excluding VAT non WIP POS | 0 | USD 000s | 1356.075 | 0 | 0 | 0 | 0 | 0 | 0 | 452.025 | 452.025 | 452.025 | 0 | 0 | 0 | 0 | 0 | 0 | 0 | 0 | 0 | 0 | 0 | 0 | 0 | 0 | 0 | 0 | 0 | 0 | 0 | 0 | 0 | 0 | 0 | 0 | 0 | 0 | 0 | 0 | 0 | 0 | 0 | 0 | 0 | 0 | 0 | 0 | 0 | 0 | 0 | 0 | 0 | 0 | 0 | 0 | 0 | 0 | 0 | 0 | 0 | 0 | 0 | 0 | 0 | 0 | 0 | 0 | 0 | 0 | 0 | 0 | 0 | 0 | 0 | 0 | 0 | 0 | 0 | 0 | 0 | 0 | 0 | 0 | 0 | 0 | 0 | 0 | 0 | 0
|  |  |  | Operating costs accrued POS |  | USD 000s | 76841.7102 |  | 0 | 0 | 0 | 0 | 0 | 452.025 | 452.025 | 452.025 | 422.1286 | 419.0007 | 362.5757 | 359.6305 | 624.9096 | 622.1194 | 628.3504 | 625.7087 | 633.3222 | 630.8228 | 738.424 | 736.0608 | 776.544 | 774.3111 | 761.7448 | 759.6368 | 777.9469 | 1384.9273 | 1470.0431 | 1461.2617 | 1399.7078 | 1391.1816 | 1414.8911 | 1406.6126 | 2133.6433 | 2125.6054 | 1386.4348 | 1378.6304 | 1398.602 | 1391.0244 | 1406.5405 | 1399.183 | 1410.7474 | 1403.6037 | 1418.6229 | 1411.6867 | 1430.391 | 1423.6564 | 1498.143 | 1491.604 | 1447.3824 | 1441.0334 | 1450.8312 | 1444.6667 | 1451.7611 | 1445.7757 | 1509.7769 | 1503.9654 | 1483.4665 | 1477.8238 | 1583.7835 | 1578.3048 | 1596.077 | 1590.7574 | 1609.1362 | 1603.9712 | 1622.961 | 1617.9461 | 1670.5513 | 1665.6821 | 0 | 0 | 0 | 0 | 0 | 0 | 0 | 0 | 0 | 0 | 0 | 0 | 0 | 0 | 0 | 0 | 0 | 0
|  |  |  | Operating costs accrued |  | USD 000s | -76841.7102 |  | 0 | 0 | 0 | 0 | 0 | -452.025 | -452.025 | -452.025 | -422.1286 | -419.0007 | -362.5757 | -359.6305 | -624.9096 | -622.1194 | -628.3504 | -625.7087 | -633.3222 | -630.8228 | -738.424 | -736.0608 | -776.544 | -774.3111 | -761.7448 | -759.6368 | -777.9469 | -1384.9273 | -1470.0431 | -1461.2617 | -1399.7078 | -1391.1816 | -1414.8911 | -1406.6126 | -2133.6433 | -2125.6054 | -1386.4348 | -1378.6304 | -1398.602 | -1391.0244 | -1406.5405 | -1399.183 | -1410.7474 | -1403.6037 | -1418.6229 | -1411.6867 | -1430.391 | -1423.6564 | -1498.143 | -1491.604 | -1447.3824 | -1441.0334 | -1450.8312 | -1444.6667 | -1451.7611 | -1445.7757 | -1509.7769 | -1503.9654 | -1483.4665 | -1477.8238 | -1583.7835 | -1578.3048 | -1596.077 | -1590.7574 | -1609.1362 | -1603.9712 | -1622.961 | -1617.9461 | -1670.5513 | -1665.6821 | 0 | 0 | 0 | 0 | 0 | 0 | 0 | 0 | 0 | 0 | 0 | 0 | 0 | 0 | 0 | 0 | 0 | 0
Calibration of Interconnection facilty charge
|  |  |  | End of construction date | 2025-06-30 | date
|  |  |  | Model period end date | 0 | date | 0 | 0 | 2021-12-31 | 2022-06-30 | 2022-12-31 | 2023-06-30 | 2023-12-31 | 2024-06-30 | 2024-12-31 | 2025-06-30 | 2025-12-31 | 2026-06-30 | 2026-12-31 | 2027-06-30 | 2027-12-31 | 2028-06-30 | 2028-12-31 | 2029-06-30 | 2029-12-31 | 2030-06-30 | 2030-12-31 | 2031-06-30 | 2031-12-31 | 2032-06-30 | 2032-12-31 | 2033-06-30 | 2033-12-31 | 2034-06-30 | 2034-12-31 | 2035-06-30 | 2035-12-31 | 2036-06-30 | 2036-12-31 | 2037-06-30 | 2037-12-31 | 2038-06-30 | 2038-12-31 | 2039-06-30 | 2039-12-31 | 2040-06-30 | 2040-12-31 | 2041-06-30 | 2041-12-31 | 2042-06-30 | 2042-12-31 | 2043-06-30 | 2043-12-31 | 2044-06-30 | 2044-12-31 | 2045-06-30 | 2045-12-31 | 2046-06-30 | 2046-12-31 | 2047-06-30 | 2047-12-31 | 2048-06-30 | 2048-12-31 | 2049-06-30 | 2049-12-31 | 2050-06-30 | 2050-12-31 | 2051-06-30 | 2051-12-31 | 2052-06-30 | 2052-12-31 | 2053-06-30 | 2053-12-31 | 2054-06-30 | 2054-12-31 | 2055-06-30 | 2055-12-31 | 2056-06-30 | 2056-12-31 | 2057-06-30 | 2057-12-31 | 2058-06-30 | 2058-12-31 | 2059-06-30 | 2059-12-31 | 2060-06-30 | 2060-12-31 | 2061-06-30 | 2061-12-31 | 2062-06-30 | 2062-12-31 | 2063-06-30 | 2063-12-31 | 2064-06-30
|  |  |  | Operations period flag | 0 | flag | 60 | 0 | 0 | 0 | 0 | 0 | 0 | 0 | 0 | 0 | 1 | 1 | 1 | 1 | 1 | 1 | 1 | 1 | 1 | 1 | 1 | 1 | 1 | 1 | 1 | 1 | 1 | 1 | 1 | 1 | 1 | 1 | 1 | 1 | 1 | 1 | 1 | 1 | 1 | 1 | 1 | 1 | 1 | 1 | 1 | 1 | 1 | 1 | 1 | 1 | 1 | 1 | 1 | 1 | 1 | 1 | 1 | 1 | 1 | 1 | 1 | 1 | 1 | 1 | 1 | 1 | 1 | 1 | 1 | 1 | 0 | 0 | 0 | 0 | 0 | 0 | 0 | 0 | 0 | 0 | 0 | 0 | 0 | 0 | 0 | 0 | 0 | 0
|  |  |  | Years elapsed since COD for discount factor |  | factor |  |  | 0 | 0 | 0 | 0 | 0 | 0 | 0 | 0 | 0.5 | 1 | 1.5 | 2 | 2.5 | 3 | 3.5 | 4 | 4.5 | 5 | 5.5 | 6 | 6.5 | 7 | 7.5 | 8 | 8.5 | 9 | 9.5 | 10 | 10.5 | 11 | 11.5 | 12 | 12.5 | 13 | 13.5 | 14 | 14.5 | 15 | 15.5 | 16 | 16.5 | 17 | 17.5 | 18 | 18.5 | 19 | 19.5 | 20 | 20.5 | 21 | 21.5 | 22 | 22.5 | 23 | 23.5 | 24 | 24.5 | 25 | 25.5 | 26 | 26.5 | 27 | 27.5 | 28 | 28.5 | 29 | 29.5 | 30 | 0 | 0 | 0 | 0 | 0 | 0 | 0 | 0 | 0 | 0 | 0 | 0 | 0 | 0 | 0 | 0 | 0 | 0
|  |  |  | 0% | 0% | 0%
|  |  |  | Years elapsed since COD for discount factor | 0 | factor | 0 | 0 | 0 | 0 | 0 | 0 | 0 | 0 | 0 | 0 | 0.5 | 1 | 1.5 | 2 | 2.5 | 3 | 3.5 | 4 | 4.5 | 5 | 5.5 | 6 | 6.5 | 7 | 7.5 | 8 | 8.5 | 9 | 9.5 | 10 | 10.5 | 11 | 11.5 | 12 | 12.5 | 13 | 13.5 | 14 | 14.5 | 15 | 15.5 | 16 | 16.5 | 17 | 17.5 | 18 | 18.5 | 19 | 19.5 | 20 | 20.5 | 21 | 21.5 | 22 | 22.5 | 23 | 23.5 | 24 | 24.5 | 25 | 25.5 | 26 | 26.5 | 27 | 27.5 | 28 | 28.5 | 29 | 29.5 | 30 | 0 | 0 | 0 | 0 | 0 | 0 | 0 | 0 | 0 | 0 | 0 | 0 | 0 | 0 | 0 | 0 | 0 | 0
|  |  |  | End of construction / conversion date flag | 0 | flag | 1 | 0 | 0 | 0 | 0 | 0 | 0 | 0 | 0 | 1 | 0 | 0 | 0 | 0 | 0 | 0 | 0 | 0 | 0 | 0 | 0 | 0 | 0 | 0 | 0 | 0 | 0 | 0 | 0 | 0 | 0 | 0 | 0 | 0 | 0 | 0 | 0 | 0 | 0 | 0 | 0 | 0 | 0 | 0 | 0 | 0 | 0 | 0 | 0 | 0 | 0 | 0 | 0 | 0 | 0 | 0 | 0 | 0 | 0 | 0 | 0 | 0 | 0 | 0 | 0 | 0 | 0 | 0 | 0 | 0 | 0 | 0 | 0 | 0 | 0 | 0 | 0 | 0 | 0 | 0 | 0 | 0 | 0 | 0 | 0 | 0 | 0 | 0
|  |  |  | Operations period flag | 0 | flag | 60 | 0 | 0 | 0 | 0 | 0 | 0 | 0 | 0 | 0 | 1 | 1 | 1 | 1 | 1 | 1 | 1 | 1 | 1 | 1 | 1 | 1 | 1 | 1 | 1 | 1 | 1 | 1 | 1 | 1 | 1 | 1 | 1 | 1 | 1 | 1 | 1 | 1 | 1 | 1 | 1 | 1 | 1 | 1 | 1 | 1 | 1 | 1 | 1 | 1 | 1 | 1 | 1 | 1 | 1 | 1 | 1 | 1 | 1 | 1 | 1 | 1 | 1 | 1 | 1 | 1 | 1 | 1 | 1 | 1 | 0 | 0 | 0 | 0 | 0 | 0 | 0 | 0 | 0 | 0 | 0 | 0 | 0 | 0 | 0 | 0 | 0 | 0
|  |  |  | Discount factor for Interconnection facilty charge calbration |  | factor |  |  | 0 | 0 | 0 | 0 | 0 | 0 | 0 | 1 | 1 | 1 | 1 | 1 | 1 | 1 | 1 | 1 | 1 | 1 | 1 | 1 | 1 | 1 | 1 | 1 | 1 | 1 | 1 | 1 | 1 | 1 | 1 | 1 | 1 | 1 | 1 | 1 | 1 | 1 | 1 | 1 | 1 | 1 | 1 | 1 | 1 | 1 | 1 | 1 | 1 | 1 | 1 | 1 | 1 | 1 | 1 | 1 | 1 | 1 | 1 | 1 | 1 | 1 | 1 | 1 | 1 | 1 | 1 | 1 | 0 | 0 | 0 | 0 | 0 | 0 | 0 | 0 | 0 | 0 | 0 | 0 | 0 | 0 | 0 | 0 | 0 | 0
|  |  |  | Interconnection facilty energy charge | 0 | USD 000s | 42447.7929 | 0 | 0 | 0 | 0 | 0 | 0 | 0 | 0 | 0 | 755.6471 | 700.8115 | 754.303 | 699.565 | 752.9437 | 698.3043 | 751.5653 | 697.0259 | 750.1754 | 695.7369 | 748.7728 | 694.4361 | 747.3474 | 693.1141 | 745.9028 | 691.7743 | 744.4468 | 690.424 | 742.9794 | 689.0631 | 741.4967 | 687.688 | 740.0051 | 686.3046 | 738.4957 | 684.9048 | 736.9724 | 683.4919 | 735.4312 | 682.0626 | 733.8785 | 680.6227 | 732.3107 | 679.1685 | 730.7262 | 677.6991 | 729.1227 | 676.212 | 727.5065 | 674.7131 | 725.8738 | 673.1988 | 724.2258 | 671.6704 | 722.5651 | 670.1302 | 720.8866 | 668.5735 | 719.1966 | 667.0062 | 717.5003 | 665.4329 | 715.7862 | 663.8432 | 714.0555 | 662.2382 | 712.3084 | 660.6178 | 710.5472 | 658.9844 | 0 | 0 | 0 | 0 | 0 | 0 | 0 | 0 | 0 | 0 | 0 | 0 | 0 | 0 | 0 | 0 | 0 | 0
|  |  |  | Discount factor for Interconnection facilty charge calbration | 0 | factor | 0 | 0 | 0 | 0 | 0 | 0 | 0 | 0 | 0 | 1 | 1 | 1 | 1 | 1 | 1 | 1 | 1 | 1 | 1 | 1 | 1 | 1 | 1 | 1 | 1 | 1 | 1 | 1 | 1 | 1 | 1 | 1 | 1 | 1 | 1 | 1 | 1 | 1 | 1 | 1 | 1 | 1 | 1 | 1 | 1 | 1 | 1 | 1 | 1 | 1 | 1 | 1 | 1 | 1 | 1 | 1 | 1 | 1 | 1 | 1 | 1 | 1 | 1 | 1 | 1 | 1 | 1 | 1 | 1 | 1 | 0 | 0 | 0 | 0 | 0 | 0 | 0 | 0 | 0 | 0 | 0 | 0 | 0 | 0 | 0 | 0 | 0 | 0
|  |  |  | Operations period flag | 0 | flag | 60 | 0 | 0 | 0 | 0 | 0 | 0 | 0 | 0 | 0 | 1 | 1 | 1 | 1 | 1 | 1 | 1 | 1 | 1 | 1 | 1 | 1 | 1 | 1 | 1 | 1 | 1 | 1 | 1 | 1 | 1 | 1 | 1 | 1 | 1 | 1 | 1 | 1 | 1 | 1 | 1 | 1 | 1 | 1 | 1 | 1 | 1 | 1 | 1 | 1 | 1 | 1 | 1 | 1 | 1 | 1 | 1 | 1 | 1 | 1 | 1 | 1 | 1 | 1 | 1 | 1 | 1 | 1 | 1 | 1 | 0 | 0 | 0 | 0 | 0 | 0 | 0 | 0 | 0 | 0 | 0 | 0 | 0 | 0 | 0 | 0 | 0 | 0
|  |  |  | PV Interconnection facilty charge energy charge - operations | 42447.7929 | USD 000s
|  |  |  | Interconnection facility revenue at COD | 2157.2701 | USD 000s
|  |  |  | PV Interconnection facilty charge energy charge - operations | 42447.7929 | USD 000s
|  |  |  | PV Interconnection facilty charge energy charge | 44605.063 | USD 000s
|  |  |  | Interconnection facilty costs at COD | 11000 | USD 000s
|  |  |  | PV Interconnection facilty charge energy charge | 44605.063 | USD 000s
|  |  |  | Pv Interconnection facilty charge as % of pv of costs | 405.5% | %
|  |  |  | Interconnection facilty charge required % of pv of cost | 100% | %
LIFECYCLE COSTS
|  |  |  | Lifecycle costs - local currency | 0 | USD 000s | 0 | 0 | 0 | 0 | 0 | 0 | 0 | 0 | 0 | 0 | 0 | 0 | 0 | 0 | 0 | 0 | 0 | 0 | 0 | 0 | 0 | 0 | 0 | 0 | 0 | 0 | 0 | 0 | 0 | 0 | 0 | 0 | 0 | 0 | 0 | 0 | 0 | 0 | 0 | 0 | 0 | 0 | 0 | 0 | 0 | 0 | 0 | 0 | 0 | 0 | 0 | 0 | 0 | 0 | 0 | 0 | 0 | 0 | 0 | 0 | 0 | 0 | 0 | 0 | 0 | 0 | 0 | 0 | 0 | 0 | 0 | 0 | 0 | 0 | 0 | 0 | 0 | 0 | 0 | 0 | 0 | 0 | 0 | 0 | 0 | 0 | 0 | 0
|  |  |  | Lifecycle costs - USD | 0 | USD 000s | 0 | 0 | 0 | 0 | 0 | 0 | 0 | 0 | 0 | 0 | 0 | 0 | 0 | 0 | 0 | 0 | 0 | 0 | 0 | 0 | 0 | 0 | 0 | 0 | 0 | 0 | 0 | 0 | 0 | 0 | 0 | 0 | 0 | 0 | 0 | 0 | 0 | 0 | 0 | 0 | 0 | 0 | 0 | 0 | 0 | 0 | 0 | 0 | 0 | 0 | 0 | 0 | 0 | 0 | 0 | 0 | 0 | 0 | 0 | 0 | 0 | 0 | 0 | 0 | 0 | 0 | 0 | 0 | 0 | 0 | 0 | 0 | 0 | 0 | 0 | 0 | 0 | 0 | 0 | 0 | 0 | 0 | 0 | 0 | 0 | 0 | 0 | 0
|  |  |  | Uzbekistann cpi cost escalation factor (cpim / cpir) | 0 | factor | 0 | 0 | 1 | 1 | 1 | 1 | 1 | 1 | 1 | 1 | 1.0773 | 1.0773 | 1.1311 | 1.1311 | 1.1877 | 1.1877 | 1.2471 | 1.2471 | 1.3094 | 1.3094 | 1.3749 | 1.3749 | 1.4437 | 1.4437 | 1.5158 | 1.5158 | 1.5916 | 1.5916 | 1.6712 | 1.6712 | 1.7548 | 1.7548 | 1.8425 | 1.8425 | 1.9346 | 1.9346 | 2.0314 | 2.0314 | 2.1329 | 2.1329 | 2.2396 | 2.2396 | 2.3516 | 2.3516 | 2.4692 | 2.4692 | 2.5926 | 2.5926 | 2.7222 | 2.7222 | 2.8584 | 2.8584 | 3.0013 | 3.0013 | 3.1513 | 3.1513 | 3.3089 | 3.3089 | 3.4743 | 3.4743 | 3.6481 | 3.6481 | 3.8305 | 3.8305 | 4.022 | 4.022 | 4.2231 | 4.2231 | 4.4342 | 4.4342 | 4.4342 | 4.4342 | 4.4342 | 4.4342 | 4.4342 | 4.4342 | 4.4342 | 4.4342 | 4.4342 | 4.4342 | 4.4342 | 4.4342 | 4.4342 | 4.4342 | 4.4342 | 4.4342 | 4.4342 | 4.4342
|  |  |  | US PPI escalation factor (usppim / usppir) | 0 | factor | 0 | 0 | 1 | 1 | 1 | 1 | 1 | 1 | 1 | 1 | 1.0301 | 1.0301 | 1.0507 | 1.0507 | 1.0717 | 1.0717 | 1.0931 | 1.0931 | 1.115 | 1.115 | 1.1373 | 1.1373 | 1.16 | 1.16 | 1.1832 | 1.1832 | 1.2069 | 1.2069 | 1.231 | 1.231 | 1.2557 | 1.2557 | 1.2808 | 1.2808 | 1.3064 | 1.3064 | 1.3325 | 1.3325 | 1.3592 | 1.3592 | 1.3864 | 1.3864 | 1.4141 | 1.4141 | 1.4424 | 1.4424 | 1.4712 | 1.4712 | 1.5006 | 1.5006 | 1.5306 | 1.5306 | 1.5613 | 1.5613 | 1.5925 | 1.5925 | 1.6243 | 1.6243 | 1.6568 | 1.6568 | 1.69 | 1.69 | 1.7238 | 1.7238 | 1.7582 | 1.7582 | 1.7934 | 1.7934 | 1.8293 | 1.8293 | 1.8293 | 1.8293 | 1.8293 | 1.8293 | 1.8293 | 1.8293 | 1.8293 | 1.8293 | 1.8293 | 1.8293 | 1.8293 | 1.8293 | 1.8293 | 1.8293 | 1.8293 | 1.8293 | 1.8293 | 1.8293
|  |  |  | Lifecycle costs - LC portion (indexed) |  | USD 000s | 0 |  | 0 | 0 | 0 | 0 | 0 | 0 | 0 | 0 | 0 | 0 | 0 | 0 | 0 | 0 | 0 | 0 | 0 | 0 | 0 | 0 | 0 | 0 | 0 | 0 | 0 | 0 | 0 | 0 | 0 | 0 | 0 | 0 | 0 | 0 | 0 | 0 | 0 | 0 | 0 | 0 | 0 | 0 | 0 | 0 | 0 | 0 | 0 | 0 | 0 | 0 | 0 | 0 | 0 | 0 | 0 | 0 | 0 | 0 | 0 | 0 | 0 | 0 | 0 | 0 | 0 | 0 | 0 | 0 | 0 | 0 | 0 | 0 | 0 | 0 | 0 | 0 | 0 | 0 | 0 | 0 | 0 | 0 | 0 | 0 | 0 | 0
|  |  |  | Lifecycle costs - FC portion (indexed) |  | USD 000s | 0 |  | 0 | 0 | 0 | 0 | 0 | 0 | 0 | 0 | 0 | 0 | 0 | 0 | 0 | 0 | 0 | 0 | 0 | 0 | 0 | 0 | 0 | 0 | 0 | 0 | 0 | 0 | 0 | 0 | 0 | 0 | 0 | 0 | 0 | 0 | 0 | 0 | 0 | 0 | 0 | 0 | 0 | 0 | 0 | 0 | 0 | 0 | 0 | 0 | 0 | 0 | 0 | 0 | 0 | 0 | 0 | 0 | 0 | 0 | 0 | 0 | 0 | 0 | 0 | 0 | 0 | 0 | 0 | 0 | 0 | 0 | 0 | 0 | 0 | 0 | 0 | 0 | 0 | 0 | 0 | 0 | 0 | 0 | 0 | 0 | 0 | 0
|  |  |  | Lifecycle costs - total indexed POS |  | USD 000s | 0 |  | 0 | 0 | 0 | 0 | 0 | 0 | 0 | 0 | 0 | 0 | 0 | 0 | 0 | 0 | 0 | 0 | 0 | 0 | 0 | 0 | 0 | 0 | 0 | 0 | 0 | 0 | 0 | 0 | 0 | 0 | 0 | 0 | 0 | 0 | 0 | 0 | 0 | 0 | 0 | 0 | 0 | 0 | 0 | 0 | 0 | 0 | 0 | 0 | 0 | 0 | 0 | 0 | 0 | 0 | 0 | 0 | 0 | 0 | 0 | 0 | 0 | 0 | 0 | 0 | 0 | 0 | 0 | 0 | 0 | 0 | 0 | 0 | 0 | 0 | 0 | 0 | 0 | 0 | 0 | 0 | 0 | 0 | 0 | 0 | 0 | 0
|  |  |  | Lifecycle costs - total indexed |  | USD 000s | 0 |  | 0 | 0 | 0 | 0 | 0 | 0 | 0 | 0 | 0 | 0 | 0 | 0 | 0 | 0 | 0 | 0 | 0 | 0 | 0 | 0 | 0 | 0 | 0 | 0 | 0 | 0 | 0 | 0 | 0 | 0 | 0 | 0 | 0 | 0 | 0 | 0 | 0 | 0 | 0 | 0 | 0 | 0 | 0 | 0 | 0 | 0 | 0 | 0 | 0 | 0 | 0 | 0 | 0 | 0 | 0 | 0 | 0 | 0 | 0 | 0 | 0 | 0 | 0 | 0 | 0 | 0 | 0 | 0 | 0 | 0 | 0 | 0 | 0 | 0 | 0 | 0 | 0 | 0 | 0 | 0 | 0 | 0 | 0 | 0 | 0 | 0
WORKING CAPITAL
Accounts receivable
|  |  |  | Accounts receivable term | 1.5 | months
|  |  |  | Number of months in modelling period | 6 | months
|  |  |  | Accounts receivable term factor | 0.25 | #
|  |  |  | Accounts receivable term factor | 0.25 | #
|  |  |  | Energy charge | 0 | USD 000s | 382751.5575 | 0 | 0 | 0 | 0 | 0 | 0 | 0 | 0 | 0 | 6813.6665 | 6319.2143 | 6801.5469 | 6307.9742 | 6789.2897 | 6296.6065 | 6776.8605 | 6285.0793 | 6764.3282 | 6273.4563 | 6751.6811 | 6261.7271 | 6738.8277 | 6249.8064 | 6725.8023 | 6237.7262 | 6712.6737 | 6225.5503 | 6699.4419 | 6213.2787 | 6686.0725 | 6200.8795 | 6672.6229 | 6188.4058 | 6659.0127 | 6175.7833 | 6645.2764 | 6163.0438 | 6631.3795 | 6150.1555 | 6617.3795 | 6137.1714 | 6603.2419 | 6124.0597 | 6588.9552 | 6110.8098 | 6574.4966 | 6097.4003 | 6559.9232 | 6083.8846 | 6545.2008 | 6070.2306 | 6530.3409 | 6056.4489 | 6515.3662 | 6042.561 | 6500.2311 | 6028.5241 | 6484.9927 | 6014.3916 | 6469.697 | 6000.2059 | 6454.2408 | 5985.8713 | 6438.6355 | 5971.3985 | 6422.8812 | 5956.7874 | 6407.0008 | 5942.0593 | 0 | 0 | 0 | 0 | 0 | 0 | 0 | 0 | 0 | 0 | 0 | 0 | 0 | 0 | 0 | 0 | 0 | 0
|  |  |  | End of operations period flag | 0 | flag | 1 | 0 | 0 | 0 | 0 | 0 | 0 | 0 | 0 | 0 | 0 | 0 | 0 | 0 | 0 | 0 | 0 | 0 | 0 | 0 | 0 | 0 | 0 | 0 | 0 | 0 | 0 | 0 | 0 | 0 | 0 | 0 | 0 | 0 | 0 | 0 | 0 | 0 | 0 | 0 | 0 | 0 | 0 | 0 | 0 | 0 | 0 | 0 | 0 | 0 | 0 | 0 | 0 | 0 | 0 | 0 | 0 | 0 | 0 | 0 | 0 | 0 | 0 | 0 | 0 | 0 | 0 | 0 | 0 | 1 | 0 | 0 | 0 | 0 | 0 | 0 | 0 | 0 | 0 | 0 | 0 | 0 | 0 | 0 | 0 | 0 | 0 | 0
|  |  |  | Accounts receivable forecast balance |  | USD 000s | 94202.3745 |  | 0 | 0 | 0 | 0 | 0 | 0 | 0 | 0 | 1703.4166 | 1579.8036 | 1700.3867 | 1576.9935 | 1697.3224 | 1574.1516 | 1694.2151 | 1571.2698 | 1691.082 | 1568.3641 | 1687.9203 | 1565.4318 | 1684.7069 | 1562.4516 | 1681.4506 | 1559.4315 | 1678.1684 | 1556.3876 | 1674.8605 | 1553.3197 | 1671.5181 | 1550.2199 | 1668.1557 | 1547.1015 | 1664.7532 | 1543.9458 | 1661.3191 | 1540.761 | 1657.8449 | 1537.5389 | 1654.3449 | 1534.2928 | 1650.8105 | 1531.0149 | 1647.2388 | 1527.7024 | 1643.6241 | 1524.3501 | 1639.9808 | 1520.9711 | 1636.3002 | 1517.5576 | 1632.5852 | 1514.1122 | 1628.8416 | 1510.6402 | 1625.0578 | 1507.131 | 1621.2482 | 1503.5979 | 1617.4243 | 1500.0515 | 1613.5602 | 1496.4678 | 1609.6589 | 1492.8496 | 1605.7203 | 1489.1968 | 1601.7502 | 0 | 0 | 0 | 0 | 0 | 0 | 0 | 0 | 0 | 0 | 0 | 0 | 0 | 0 | 0 | 0 | 0 | 0 | 0
|  |  |  | Energy charge | 0 | USD 000s | 382751.5575 | 0 | 0 | 0 | 0 | 0 | 0 | 0 | 0 | 0 | 6813.6665 | 6319.2143 | 6801.5469 | 6307.9742 | 6789.2897 | 6296.6065 | 6776.8605 | 6285.0793 | 6764.3282 | 6273.4563 | 6751.6811 | 6261.7271 | 6738.8277 | 6249.8064 | 6725.8023 | 6237.7262 | 6712.6737 | 6225.5503 | 6699.4419 | 6213.2787 | 6686.0725 | 6200.8795 | 6672.6229 | 6188.4058 | 6659.0127 | 6175.7833 | 6645.2764 | 6163.0438 | 6631.3795 | 6150.1555 | 6617.3795 | 6137.1714 | 6603.2419 | 6124.0597 | 6588.9552 | 6110.8098 | 6574.4966 | 6097.4003 | 6559.9232 | 6083.8846 | 6545.2008 | 6070.2306 | 6530.3409 | 6056.4489 | 6515.3662 | 6042.561 | 6500.2311 | 6028.5241 | 6484.9927 | 6014.3916 | 6469.697 | 6000.2059 | 6454.2408 | 5985.8713 | 6438.6355 | 5971.3985 | 6422.8812 | 5956.7874 | 6407.0008 | 5942.0593 | 0 | 0 | 0 | 0 | 0 | 0 | 0 | 0 | 0 | 0 | 0 | 0 | 0 | 0 | 0 | 0 | 0 | 0
|  |  | Less: | Accounts receivable forecast balance | 0 | USD 000s | 94202.3745 | 0 | 0 | 0 | 0 | 0 | 0 | 0 | 0 | 0 | 1703.4166 | 1579.8036 | 1700.3867 | 1576.9935 | 1697.3224 | 1574.1516 | 1694.2151 | 1571.2698 | 1691.082 | 1568.3641 | 1687.9203 | 1565.4318 | 1684.7069 | 1562.4516 | 1681.4506 | 1559.4315 | 1678.1684 | 1556.3876 | 1674.8605 | 1553.3197 | 1671.5181 | 1550.2199 | 1668.1557 | 1547.1015 | 1664.7532 | 1543.9458 | 1661.3191 | 1540.761 | 1657.8449 | 1537.5389 | 1654.3449 | 1534.2928 | 1650.8105 | 1531.0149 | 1647.2388 | 1527.7024 | 1643.6241 | 1524.3501 | 1639.9808 | 1520.9711 | 1636.3002 | 1517.5576 | 1632.5852 | 1514.1122 | 1628.8416 | 1510.6402 | 1625.0578 | 1507.131 | 1621.2482 | 1503.5979 | 1617.4243 | 1500.0515 | 1613.5602 | 1496.4678 | 1609.6589 | 1492.8496 | 1605.7203 | 1489.1968 | 1601.7502 | 0 | 0 | 0 | 0 | 0 | 0 | 0 | 0 | 0 | 0 | 0 | 0 | 0 | 0 | 0 | 0 | 0 | 0 | 0
|  |  | Plus: | Accounts receivable balance BEG | 0 | USD 000s | 0 | 0 | 0 | 0 | 0 | 0 | 0 | 0 | 0 | 0 | 0 | 1703.4166 | 1579.8036 | 1700.3867 | 1576.9935 | 1697.3224 | 1574.1516 | 1694.2151 | 1571.2698 | 1691.082 | 1568.3641 | 1687.9203 | 1565.4318 | 1684.7069 | 1562.4516 | 1681.4506 | 1559.4315 | 1678.1684 | 1556.3876 | 1674.8605 | 1553.3197 | 1671.5181 | 1550.2199 | 1668.1557 | 1547.1015 | 1664.7532 | 1543.9458 | 1661.3191 | 1540.761 | 1657.8449 | 1537.5389 | 1654.3449 | 1534.2928 | 1650.8105 | 1531.0149 | 1647.2388 | 1527.7024 | 1643.6241 | 1524.3501 | 1639.9808 | 1520.9711 | 1636.3002 | 1517.5576 | 1632.5852 | 1514.1122 | 1628.8416 | 1510.6402 | 1625.0578 | 1507.131 | 1621.2482 | 1503.5979 | 1617.4243 | 1500.0515 | 1613.5602 | 1496.4678 | 1609.6589 | 1492.8496 | 1605.7203 | 1489.1968 | 1601.7502 | 0 | 0 | 0 | 0 | 0 | 0 | 0 | 0 | 0 | 0 | 0 | 0 | 0 | 0 | 0 | 0 | 0 | 0
|  |  |  | Cash received from revenue |  | USD 000s | 382751.5575 |  | 0 | 0 | 0 | 0 | 0 | 0 | 0 | 0 | 5110.2499 | 6442.8273 | 6680.9638 | 6431.3674 | 6668.9608 | 6419.7773 | 6656.797 | 6408.0246 | 6644.5159 | 6396.1743 | 6632.1249 | 6384.2156 | 6619.5526 | 6372.0617 | 6606.8033 | 6359.7452 | 6593.9368 | 6347.3311 | 6580.969 | 6334.8195 | 6567.8741 | 6322.1777 | 6554.687 | 6309.4601 | 6541.361 | 6296.5907 | 6527.9031 | 6283.602 | 6514.2956 | 6270.4615 | 6500.5735 | 6257.2234 | 6486.7243 | 6243.8553 | 6472.7313 | 6230.3461 | 6458.5749 | 6216.6744 | 6444.2925 | 6202.8942 | 6429.8718 | 6188.9731 | 6415.3133 | 6174.9219 | 6400.6369 | 6160.7623 | 6385.8135 | 6146.4509 | 6370.8756 | 6132.0419 | 6355.8707 | 6117.5787 | 6340.7321 | 6102.9637 | 6325.4445 | 6088.2077 | 6310.0105 | 6073.3108 | 6294.4474 | 7543.8095 | 0 | 0 | 0 | 0 | 0 | 0 | 0 | 0 | 0 | 0 | 0 | 0 | 0 | 0 | 0 | 0 | 0 | 0
|  |  |  | Energy charge | 0 | USD 000s | 382751.5575 | 0 | 0 | 0 | 0 | 0 | 0 | 0 | 0 | 0 | 6813.6665 | 6319.2143 | 6801.5469 | 6307.9742 | 6789.2897 | 6296.6065 | 6776.8605 | 6285.0793 | 6764.3282 | 6273.4563 | 6751.6811 | 6261.7271 | 6738.8277 | 6249.8064 | 6725.8023 | 6237.7262 | 6712.6737 | 6225.5503 | 6699.4419 | 6213.2787 | 6686.0725 | 6200.8795 | 6672.6229 | 6188.4058 | 6659.0127 | 6175.7833 | 6645.2764 | 6163.0438 | 6631.3795 | 6150.1555 | 6617.3795 | 6137.1714 | 6603.2419 | 6124.0597 | 6588.9552 | 6110.8098 | 6574.4966 | 6097.4003 | 6559.9232 | 6083.8846 | 6545.2008 | 6070.2306 | 6530.3409 | 6056.4489 | 6515.3662 | 6042.561 | 6500.2311 | 6028.5241 | 6484.9927 | 6014.3916 | 6469.697 | 6000.2059 | 6454.2408 | 5985.8713 | 6438.6355 | 5971.3985 | 6422.8812 | 5956.7874 | 6407.0008 | 5942.0593 | 0 | 0 | 0 | 0 | 0 | 0 | 0 | 0 | 0 | 0 | 0 | 0 | 0 | 0 | 0 | 0 | 0 | 0
|  |  |  | Operations period flag | 0 | flag | 60 | 0 | 0 | 0 | 0 | 0 | 0 | 0 | 0 | 0 | 1 | 1 | 1 | 1 | 1 | 1 | 1 | 1 | 1 | 1 | 1 | 1 | 1 | 1 | 1 | 1 | 1 | 1 | 1 | 1 | 1 | 1 | 1 | 1 | 1 | 1 | 1 | 1 | 1 | 1 | 1 | 1 | 1 | 1 | 1 | 1 | 1 | 1 | 1 | 1 | 1 | 1 | 1 | 1 | 1 | 1 | 1 | 1 | 1 | 1 | 1 | 1 | 1 | 1 | 1 | 1 | 1 | 1 | 1 | 1 | 0 | 0 | 0 | 0 | 0 | 0 | 0 | 0 | 0 | 0 | 0 | 0 | 0 | 0 | 0 | 0 | 0 | 0
|  |  |  | Revenue |  | USD 000s | 382751.5575 |  | 0 | 0 | 0 | 0 | 0 | 0 | 0 | 0 | 6813.6665 | 6319.2143 | 6801.5469 | 6307.9742 | 6789.2897 | 6296.6065 | 6776.8605 | 6285.0793 | 6764.3282 | 6273.4563 | 6751.6811 | 6261.7271 | 6738.8277 | 6249.8064 | 6725.8023 | 6237.7262 | 6712.6737 | 6225.5503 | 6699.4419 | 6213.2787 | 6686.0725 | 6200.8795 | 6672.6229 | 6188.4058 | 6659.0127 | 6175.7833 | 6645.2764 | 6163.0438 | 6631.3795 | 6150.1555 | 6617.3795 | 6137.1714 | 6603.2419 | 6124.0597 | 6588.9552 | 6110.8098 | 6574.4966 | 6097.4003 | 6559.9232 | 6083.8846 | 6545.2008 | 6070.2306 | 6530.3409 | 6056.4489 | 6515.3662 | 6042.561 | 6500.2311 | 6028.5241 | 6484.9927 | 6014.3916 | 6469.697 | 6000.2059 | 6454.2408 | 5985.8713 | 6438.6355 | 5971.3985 | 6422.8812 | 5956.7874 | 6407.0008 | 5942.0593 | 0 | 0 | 0 | 0 | 0 | 0 | 0 | 0 | 0 | 0 | 0 | 0 | 0 | 0 | 0 | 0 | 0 | 0
|  |  |  | Cash received from revenue | 0 | USD 000s | 382751.5575 | 0 | 0 | 0 | 0 | 0 | 0 | 0 | 0 | 0 | 5110.2499 | 6442.8273 | 6680.9638 | 6431.3674 | 6668.9608 | 6419.7773 | 6656.797 | 6408.0246 | 6644.5159 | 6396.1743 | 6632.1249 | 6384.2156 | 6619.5526 | 6372.0617 | 6606.8033 | 6359.7452 | 6593.9368 | 6347.3311 | 6580.969 | 6334.8195 | 6567.8741 | 6322.1777 | 6554.687 | 6309.4601 | 6541.361 | 6296.5907 | 6527.9031 | 6283.602 | 6514.2956 | 6270.4615 | 6500.5735 | 6257.2234 | 6486.7243 | 6243.8553 | 6472.7313 | 6230.3461 | 6458.5749 | 6216.6744 | 6444.2925 | 6202.8942 | 6429.8718 | 6188.9731 | 6415.3133 | 6174.9219 | 6400.6369 | 6160.7623 | 6385.8135 | 6146.4509 | 6370.8756 | 6132.0419 | 6355.8707 | 6117.5787 | 6340.7321 | 6102.9637 | 6325.4445 | 6088.2077 | 6310.0105 | 6073.3108 | 6294.4474 | 7543.8095 | 0 | 0 | 0 | 0 | 0 | 0 | 0 | 0 | 0 | 0 | 0 | 0 | 0 | 0 | 0 | 0 | 0 | 0
|  |  |  | Operations period flag | 0 | flag | 60 | 0 | 0 | 0 | 0 | 0 | 0 | 0 | 0 | 0 | 1 | 1 | 1 | 1 | 1 | 1 | 1 | 1 | 1 | 1 | 1 | 1 | 1 | 1 | 1 | 1 | 1 | 1 | 1 | 1 | 1 | 1 | 1 | 1 | 1 | 1 | 1 | 1 | 1 | 1 | 1 | 1 | 1 | 1 | 1 | 1 | 1 | 1 | 1 | 1 | 1 | 1 | 1 | 1 | 1 | 1 | 1 | 1 | 1 | 1 | 1 | 1 | 1 | 1 | 1 | 1 | 1 | 1 | 1 | 1 | 0 | 0 | 0 | 0 | 0 | 0 | 0 | 0 | 0 | 0 | 0 | 0 | 0 | 0 | 0 | 0 | 0 | 0
|  |  |  | Revenue received |  | USD 000s | 382751.5575 |  | 0 | 0 | 0 | 0 | 0 | 0 | 0 | 0 | 5110.2499 | 6442.8273 | 6680.9638 | 6431.3674 | 6668.9608 | 6419.7773 | 6656.797 | 6408.0246 | 6644.5159 | 6396.1743 | 6632.1249 | 6384.2156 | 6619.5526 | 6372.0617 | 6606.8033 | 6359.7452 | 6593.9368 | 6347.3311 | 6580.969 | 6334.8195 | 6567.8741 | 6322.1777 | 6554.687 | 6309.4601 | 6541.361 | 6296.5907 | 6527.9031 | 6283.602 | 6514.2956 | 6270.4615 | 6500.5735 | 6257.2234 | 6486.7243 | 6243.8553 | 6472.7313 | 6230.3461 | 6458.5749 | 6216.6744 | 6444.2925 | 6202.8942 | 6429.8718 | 6188.9731 | 6415.3133 | 6174.9219 | 6400.6369 | 6160.7623 | 6385.8135 | 6146.4509 | 6370.8756 | 6132.0419 | 6355.8707 | 6117.5787 | 6340.7321 | 6102.9637 | 6325.4445 | 6088.2077 | 6310.0105 | 6073.3108 | 6294.4474 | 7543.8095 | 0 | 0 | 0 | 0 | 0 | 0 | 0 | 0 | 0 | 0 | 0 | 0 | 0 | 0 | 0 | 0 | 0 | 0
|  |  |  | Accounts receivable balance BEG |  | USD 000s |  |  | 0 | 0 | 0 | 0 | 0 | 0 | 0 | 0 | 0 | 1703.4166 | 1579.8036 | 1700.3867 | 1576.9935 | 1697.3224 | 1574.1516 | 1694.2151 | 1571.2698 | 1691.082 | 1568.3641 | 1687.9203 | 1565.4318 | 1684.7069 | 1562.4516 | 1681.4506 | 1559.4315 | 1678.1684 | 1556.3876 | 1674.8605 | 1553.3197 | 1671.5181 | 1550.2199 | 1668.1557 | 1547.1015 | 1664.7532 | 1543.9458 | 1661.3191 | 1540.761 | 1657.8449 | 1537.5389 | 1654.3449 | 1534.2928 | 1650.8105 | 1531.0149 | 1647.2388 | 1527.7024 | 1643.6241 | 1524.3501 | 1639.9808 | 1520.9711 | 1636.3002 | 1517.5576 | 1632.5852 | 1514.1122 | 1628.8416 | 1510.6402 | 1625.0578 | 1507.131 | 1621.2482 | 1503.5979 | 1617.4243 | 1500.0515 | 1613.5602 | 1496.4678 | 1609.6589 | 1492.8496 | 1605.7203 | 1489.1968 | 1601.7502 | 0 | 0 | 0 | 0 | 0 | 0 | 0 | 0 | 0 | 0 | 0 | 0 | 0 | 0 | 0 | 0 | 0 | 0
|  |  | Plus: | Revenue | 0 | USD 000s | 382751.5575 | 0 | 0 | 0 | 0 | 0 | 0 | 0 | 0 | 0 | 6813.6665 | 6319.2143 | 6801.5469 | 6307.9742 | 6789.2897 | 6296.6065 | 6776.8605 | 6285.0793 | 6764.3282 | 6273.4563 | 6751.6811 | 6261.7271 | 6738.8277 | 6249.8064 | 6725.8023 | 6237.7262 | 6712.6737 | 6225.5503 | 6699.4419 | 6213.2787 | 6686.0725 | 6200.8795 | 6672.6229 | 6188.4058 | 6659.0127 | 6175.7833 | 6645.2764 | 6163.0438 | 6631.3795 | 6150.1555 | 6617.3795 | 6137.1714 | 6603.2419 | 6124.0597 | 6588.9552 | 6110.8098 | 6574.4966 | 6097.4003 | 6559.9232 | 6083.8846 | 6545.2008 | 6070.2306 | 6530.3409 | 6056.4489 | 6515.3662 | 6042.561 | 6500.2311 | 6028.5241 | 6484.9927 | 6014.3916 | 6469.697 | 6000.2059 | 6454.2408 | 5985.8713 | 6438.6355 | 5971.3985 | 6422.8812 | 5956.7874 | 6407.0008 | 5942.0593 | 0 | 0 | 0 | 0 | 0 | 0 | 0 | 0 | 0 | 0 | 0 | 0 | 0 | 0 | 0 | 0 | 0 | 0
|  |  | Less: | Revenue received | 0 | USD 000s | 382751.5575 | 0 | 0 | 0 | 0 | 0 | 0 | 0 | 0 | 0 | 5110.2499 | 6442.8273 | 6680.9638 | 6431.3674 | 6668.9608 | 6419.7773 | 6656.797 | 6408.0246 | 6644.5159 | 6396.1743 | 6632.1249 | 6384.2156 | 6619.5526 | 6372.0617 | 6606.8033 | 6359.7452 | 6593.9368 | 6347.3311 | 6580.969 | 6334.8195 | 6567.8741 | 6322.1777 | 6554.687 | 6309.4601 | 6541.361 | 6296.5907 | 6527.9031 | 6283.602 | 6514.2956 | 6270.4615 | 6500.5735 | 6257.2234 | 6486.7243 | 6243.8553 | 6472.7313 | 6230.3461 | 6458.5749 | 6216.6744 | 6444.2925 | 6202.8942 | 6429.8718 | 6188.9731 | 6415.3133 | 6174.9219 | 6400.6369 | 6160.7623 | 6385.8135 | 6146.4509 | 6370.8756 | 6132.0419 | 6355.8707 | 6117.5787 | 6340.7321 | 6102.9637 | 6325.4445 | 6088.2077 | 6310.0105 | 6073.3108 | 6294.4474 | 7543.8095 | 0 | 0 | 0 | 0 | 0 | 0 | 0 | 0 | 0 | 0 | 0 | 0 | 0 | 0 | 0 | 0 | 0 | 0
|  |  |  | Accounts receivable balance |  | USD 000s |  |  | 0 | 0 | 0 | 0 | 0 | 0 | 0 | 0 | 1703.4166 | 1579.8036 | 1700.3867 | 1576.9935 | 1697.3224 | 1574.1516 | 1694.2151 | 1571.2698 | 1691.082 | 1568.3641 | 1687.9203 | 1565.4318 | 1684.7069 | 1562.4516 | 1681.4506 | 1559.4315 | 1678.1684 | 1556.3876 | 1674.8605 | 1553.3197 | 1671.5181 | 1550.2199 | 1668.1557 | 1547.1015 | 1664.7532 | 1543.9458 | 1661.3191 | 1540.761 | 1657.8449 | 1537.5389 | 1654.3449 | 1534.2928 | 1650.8105 | 1531.0149 | 1647.2388 | 1527.7024 | 1643.6241 | 1524.3501 | 1639.9808 | 1520.9711 | 1636.3002 | 1517.5576 | 1632.5852 | 1514.1122 | 1628.8416 | 1510.6402 | 1625.0578 | 1507.131 | 1621.2482 | 1503.5979 | 1617.4243 | 1500.0515 | 1613.5602 | 1496.4678 | 1609.6589 | 1492.8496 | 1605.7203 | 1489.1968 | 1601.7502 | 0 | 0 | 0 | 0 | 0 | 0 | 0 | 0 | 0 | 0 | 0 | 0 | 0 | 0 | 0 | 0 | 0 | 0 | 0
Movement in accounts receivable
|  |  |  | Accounts receivable balance BEG | 0 | USD 000s | 0 | 0 | 0 | 0 | 0 | 0 | 0 | 0 | 0 | 0 | 0 | 1703.4166 | 1579.8036 | 1700.3867 | 1576.9935 | 1697.3224 | 1574.1516 | 1694.2151 | 1571.2698 | 1691.082 | 1568.3641 | 1687.9203 | 1565.4318 | 1684.7069 | 1562.4516 | 1681.4506 | 1559.4315 | 1678.1684 | 1556.3876 | 1674.8605 | 1553.3197 | 1671.5181 | 1550.2199 | 1668.1557 | 1547.1015 | 1664.7532 | 1543.9458 | 1661.3191 | 1540.761 | 1657.8449 | 1537.5389 | 1654.3449 | 1534.2928 | 1650.8105 | 1531.0149 | 1647.2388 | 1527.7024 | 1643.6241 | 1524.3501 | 1639.9808 | 1520.9711 | 1636.3002 | 1517.5576 | 1632.5852 | 1514.1122 | 1628.8416 | 1510.6402 | 1625.0578 | 1507.131 | 1621.2482 | 1503.5979 | 1617.4243 | 1500.0515 | 1613.5602 | 1496.4678 | 1609.6589 | 1492.8496 | 1605.7203 | 1489.1968 | 1601.7502 | 0 | 0 | 0 | 0 | 0 | 0 | 0 | 0 | 0 | 0 | 0 | 0 | 0 | 0 | 0 | 0 | 0 | 0
|  |  |  | Accounts receivable balance | 0 | USD 000s | 0 | 0 | 0 | 0 | 0 | 0 | 0 | 0 | 0 | 0 | 1703.4166 | 1579.8036 | 1700.3867 | 1576.9935 | 1697.3224 | 1574.1516 | 1694.2151 | 1571.2698 | 1691.082 | 1568.3641 | 1687.9203 | 1565.4318 | 1684.7069 | 1562.4516 | 1681.4506 | 1559.4315 | 1678.1684 | 1556.3876 | 1674.8605 | 1553.3197 | 1671.5181 | 1550.2199 | 1668.1557 | 1547.1015 | 1664.7532 | 1543.9458 | 1661.3191 | 1540.761 | 1657.8449 | 1537.5389 | 1654.3449 | 1534.2928 | 1650.8105 | 1531.0149 | 1647.2388 | 1527.7024 | 1643.6241 | 1524.3501 | 1639.9808 | 1520.9711 | 1636.3002 | 1517.5576 | 1632.5852 | 1514.1122 | 1628.8416 | 1510.6402 | 1625.0578 | 1507.131 | 1621.2482 | 1503.5979 | 1617.4243 | 1500.0515 | 1613.5602 | 1496.4678 | 1609.6589 | 1492.8496 | 1605.7203 | 1489.1968 | 1601.7502 | 0 | 0 | 0 | 0 | 0 | 0 | 0 | 0 | 0 | 0 | 0 | 0 | 0 | 0 | 0 | 0 | 0 | 0 | 0
|  |  |  | Operations period flag | 0 | flag | 60 | 0 | 0 | 0 | 0 | 0 | 0 | 0 | 0 | 0 | 1 | 1 | 1 | 1 | 1 | 1 | 1 | 1 | 1 | 1 | 1 | 1 | 1 | 1 | 1 | 1 | 1 | 1 | 1 | 1 | 1 | 1 | 1 | 1 | 1 | 1 | 1 | 1 | 1 | 1 | 1 | 1 | 1 | 1 | 1 | 1 | 1 | 1 | 1 | 1 | 1 | 1 | 1 | 1 | 1 | 1 | 1 | 1 | 1 | 1 | 1 | 1 | 1 | 1 | 1 | 1 | 1 | 1 | 1 | 1 | 0 | 0 | 0 | 0 | 0 | 0 | 0 | 0 | 0 | 0 | 0 | 0 | 0 | 0 | 0 | 0 | 0 | 0
|  |  |  | Decrease / (increase) in accounts receivable |  | USD 000s | 0 |  | 0 | 0 | 0 | 0 | 0 | 0 | 0 | 0 | -1703.4166 | 123.6131 | -120.5832 | 123.3932 | -120.3289 | 123.1708 | -120.0635 | 122.9453 | -119.8122 | 122.718 | -119.5562 | 122.4885 | -119.2752 | 122.2553 | -118.999 | 122.019 | -118.7369 | 121.7809 | -118.4729 | 121.5408 | -118.1985 | 121.2983 | -117.9358 | 121.0543 | -117.6517 | 120.8073 | -117.3733 | 120.5581 | -117.0839 | 120.306 | -116.806 | 120.052 | -116.5176 | 119.7955 | -116.2239 | 119.5364 | -115.9217 | 119.2741 | -115.6307 | 119.0097 | -115.3291 | 118.7426 | -115.0276 | 118.473 | -114.7293 | 118.2013 | -114.4175 | 117.9267 | -114.1171 | 117.6503 | -113.8264 | 117.3728 | -113.5087 | 117.0924 | -113.1911 | 116.8093 | -112.8707 | 116.5235 | -112.5533 | 1601.7502 | 0 | 0 | 0 | 0 | 0 | 0 | 0 | 0 | 0 | 0 | 0 | 0 | 0 | 0 | 0 | 0 | 0 | 0
Accounts payable
|  |  |  | Accounts payable term | 1.5 | months
|  |  |  | Number of months in modelling period | 6 | months
|  |  |  | Accounts payable term factor | 0.25 | #
|  |  |  | Operating costs accrued POS | 0 | USD 000s | 76841.7102 | 0 | 0 | 0 | 0 | 0 | 0 | 452.025 | 452.025 | 452.025 | 422.1286 | 419.0007 | 362.5757 | 359.6305 | 624.9096 | 622.1194 | 628.3504 | 625.7087 | 633.3222 | 630.8228 | 738.424 | 736.0608 | 776.544 | 774.3111 | 761.7448 | 759.6368 | 777.9469 | 1384.9273 | 1470.0431 | 1461.2617 | 1399.7078 | 1391.1816 | 1414.8911 | 1406.6126 | 2133.6433 | 2125.6054 | 1386.4348 | 1378.6304 | 1398.602 | 1391.0244 | 1406.5405 | 1399.183 | 1410.7474 | 1403.6037 | 1418.6229 | 1411.6867 | 1430.391 | 1423.6564 | 1498.143 | 1491.604 | 1447.3824 | 1441.0334 | 1450.8312 | 1444.6667 | 1451.7611 | 1445.7757 | 1509.7769 | 1503.9654 | 1483.4665 | 1477.8238 | 1583.7835 | 1578.3048 | 1596.077 | 1590.7574 | 1609.1362 | 1603.9712 | 1622.961 | 1617.9461 | 1670.5513 | 1665.6821 | 0 | 0 | 0 | 0 | 0 | 0 | 0 | 0 | 0 | 0 | 0 | 0 | 0 | 0 | 0 | 0 | 0 | 0
|  |  | less | O&M costs with no payment delay | 0 | USD 000s | 22765.8592 | 0 | 0 | 0 | 0 | 0 | 0 | 0 | 0 | 0 | 175.0852 | 175.0852 | 111.5616 | 111.5616 | 297.0153 | 297.0153 | 302.206 | 302.206 | 307.4906 | 307.4906 | 312.8707 | 312.8707 | 318.3481 | 318.3481 | 323.9246 | 323.9246 | 329.6021 | 329.6021 | 335.3824 | 335.3824 | 341.2675 | 341.2675 | 347.2593 | 347.2593 | 353.3598 | 353.3598 | 359.571 | 359.571 | 365.8949 | 365.8949 | 372.3338 | 372.3338 | 378.8897 | 378.8897 | 385.5647 | 385.5647 | 392.3612 | 392.3612 | 399.2815 | 399.2815 | 406.3277 | 406.3277 | 413.5023 | 413.5023 | 420.8076 | 420.8076 | 428.2462 | 428.2462 | 435.8204 | 435.8204 | 534.099 | 534.099 | 543.7636 | 543.7636 | 553.608 | 553.608 | 563.6354 | 563.6354 | 573.8494 | 573.8494 | 0 | 0 | 0 | 0 | 0 | 0 | 0 | 0 | 0 | 0 | 0 | 0 | 0 | 0 | 0 | 0 | 0 | 0
|  |  | less | PCG cost | 0 | USD 000s | 1298.1465 | 0 | 0 | 0 | 0 | 0 | 0 | 0 | 0 | 0 | 34.1617 | 34.1617 | 34.1617 | 34.1617 | 34.1617 | 34.1617 | 34.1617 | 34.1617 | 34.1617 | 34.1617 | 34.1617 | 34.1617 | 34.1617 | 34.1617 | 34.1617 | 34.1617 | 34.1617 | 34.1617 | 34.1617 | 34.1617 | 34.1617 | 34.1617 | 34.1617 | 34.1617 | 34.1617 | 34.1617 | 34.1617 | 34.1617 | 34.1617 | 34.1617 | 34.1617 | 34.1617 | 34.1617 | 34.1617 | 34.1617 | 34.1617 | 34.1617 | 34.1617 | 0 | 0 | 0 | 0 | 0 | 0 | 0 | 0 | 0 | 0 | 0 | 0 | 0 | 0 | 0 | 0 | 0 | 0 | 0 | 0 | 0 | 0 | 0 | 0 | 0 | 0 | 0 | 0 | 0 | 0 | 0 | 0 | 0 | 0 | 0 | 0 | 0 | 0 | 0 | 0
|  |  | less | Performance bond / development security LC fee | 0 | USD 000s | 0 | 0 | 0 | 0 | 0 | 0 | 0 | 0 | 0 | 0 | 0 | 0 | 0 | 0 | 0 | 0 | 0 | 0 | 0 | 0 | 0 | 0 | 0 | 0 | 0 | 0 | 0 | 0 | 0 | 0 | 0 | 0 | 0 | 0 | 0 | 0 | 0 | 0 | 0 | 0 | 0 | 0 | 0 | 0 | 0 | 0 | 0 | 0 | 0 | 0 | 0 | 0 | 0 | 0 | 0 | 0 | 0 | 0 | 0 | 0 | 0 | 0 | 0 | 0 | 0 | 0 | 0 | 0 | 0 | 0 | 0 | 0 | 0 | 0 | 0 | 0 | 0 | 0 | 0 | 0 | 0 | 0 | 0 | 0 | 0 | 0 | 0 | 0
|  |  | less | Decommissioning / End of Term LC cost | 0 | USD 000s | 66 | 0 | 0 | 0 | 0 | 0 | 0 | 0 | 0 | 0 | 0 | 0 | 0 | 0 | 0 | 0 | 0 | 0 | 0 | 0 | 0 | 0 | 0 | 0 | 0 | 0 | 0 | 0 | 0 | 0 | 0 | 0 | 0 | 0 | 0 | 0 | 0 | 0 | 0 | 0 | 0 | 0 | 0 | 0 | 0 | 0 | 0 | 0 | 0 | 0 | 0 | 0 | 0 | 0 | 0 | 0 | 0 | 0 | 0 | 0 | 0 | 0 | 0 | 0 | 0 | 0 | 0 | 0 | 33 | 33 | 0 | 0 | 0 | 0 | 0 | 0 | 0 | 0 | 0 | 0 | 0 | 0 | 0 | 0 | 0 | 0 | 0 | 0
|  |  | less | Annual property tax charge | 0 | USD 000s | 356.7267 | 0 | 0 | 0 | 0 | 0 | 0 | 0 | 0 | 0 | 42.8192 | 39.6913 | 36.666 | 33.7208 | 30.854 | 28.0638 | 25.3487 | 22.707 | 20.1372 | 17.6378 | 15.2073 | 12.844 | 10.5467 | 8.3139 | 6.1442 | 4.0362 | 1.9886 | 4.0434e-13 | 3.9842e-13 | 3.9259e-13 | 3.8684e-13 | 3.8118e-13 | 3.756e-13 | 3.7011e-13 | 3.6469e-13 | 3.5935e-13 | 3.5409e-13 | 3.4891e-13 | 3.4381e-13 | 3.3878e-13 | 3.3382e-13 | 3.2893e-13 | 3.2412e-13 | 3.1938e-13 | 3.147e-13 | 3.101e-13 | 3.0556e-13 | 3.0109e-13 | 2.9668e-13 | 2.9234e-13 | 2.8806e-13 | 2.8385e-13 | 2.7969e-13 | 2.756e-13 | 2.7157e-13 | 2.6759e-13 | 2.6368e-13 | 2.5982e-13 | 2.5601e-13 | 2.5227e-13 | 2.4858e-13 | 2.4494e-13 | 2.4135e-13 | 2.3782e-13 | 2.3434e-13 | 2.3091e-13 | 2.2753e-13 | 2.242e-13 | 2.2092e-13 | 2.1769e-13 | 0 | 0 | 0 | 0 | 0 | 0 | 0 | 0 | 0 | 0 | 0 | 0 | 0 | 0 | 0 | 0 | 0 | 0
|  |  | less | Annual land tax charge | 0 | USD 000s | 19536.8687 | 0 | 0 | 0 | 0 | 0 | 0 | 0 | 0 | 0 | 0 | 0 | 0 | 0 | 0 | 0 | 0 | 0 | 0 | 0 | 0 | 0 | 0 | 0 | 0 | 0 | 0 | 608.969 | 600.0573 | 591.276 | 582.6231 | 574.0969 | 565.6955 | 557.4171 | 549.2597 | 541.2218 | 533.3015 | 525.4971 | 517.8068 | 510.2292 | 502.7624 | 495.4049 | 488.1551 | 481.0114 | 473.9722 | 467.036 | 460.2013 | 453.4667 | 446.8306 | 440.2916 | 433.8483 | 427.4993 | 421.2432 | 415.0787 | 409.0043 | 403.0189 | 397.1211 | 391.3096 | 385.5831 | 379.9404 | 374.3803 | 368.9016 | 363.503 | 358.1834 | 352.9417 | 347.7767 | 342.6873 | 337.6724 | 332.7308 | 327.8616 | 0 | 0 | 0 | 0 | 0 | 0 | 0 | 0 | 0 | 0 | 0 | 0 | 0 | 0 | 0 | 0 | 0 | 0
|  |  | less | VAT facility interest accrued and paid operations | 0 | USD 000s | 0 | 0 | 0 | 0 | 0 | 0 | 0 | 0 | 0 | 0 | 0 | 0 | 0 | 0 | 0 | 0 | 0 | 0 | 0 | 0 | 0 | 0 | 0 | 0 | 0 | 0 | 0 | 0 | 0 | 0 | 0 | 0 | 0 | 0 | 0 | 0 | 0 | 0 | 0 | 0 | 0 | 0 | 0 | 0 | 0 | 0 | 0 | 0 | 0 | 0 | 0 | 0 | 0 | 0 | 0 | 0 | 0 | 0 | 0 | 0 | 0 | 0 | 0 | 0 | 0 | 0 | 0 | 0 | 0 | 0 | 0 | 0 | 0 | 0 | 0 | 0 | 0 | 0 | 0 | 0 | 0 | 0 | 0 | 0 | 0 | 0 | 0 | 0
|  |  |  | Operating costs suject to working capital |  | USD 000s | 32818.1092 |  | 0 | 0 | 0 | 0 | 0 | 452.025 | 452.025 | 452.025 | 170.0625 | 170.0625 | 180.1864 | 180.1864 | 262.8786 | 262.8786 | 266.6339 | 266.6339 | 271.5326 | 271.5326 | 376.1843 | 376.1843 | 413.4874 | 413.4874 | 397.5143 | 397.5143 | 412.1945 | 412.1945 | 500.4416 | 500.4416 | 441.6554 | 441.6554 | 467.7745 | 467.7745 | 1196.8621 | 1196.8621 | 459.4007 | 459.4007 | 480.7385 | 480.7385 | 497.2826 | 497.2826 | 509.5409 | 509.5409 | 524.9242 | 524.9242 | 543.6667 | 543.6667 | 652.031 | 652.031 | 607.2065 | 607.2065 | 616.0857 | 616.0857 | 621.9491 | 621.9491 | 684.4097 | 684.4097 | 662.063 | 662.063 | 675.3043 | 675.3043 | 688.8104 | 688.8104 | 702.5866 | 702.5866 | 716.6383 | 716.6383 | 730.9711 | 730.9711 | 0 | 0 | 0 | 0 | 0 | 0 | 0 | 0 | 0 | 0 | 0 | 0 | 0 | 0 | 0 | 0 | 0 | 0
|  |  |  | Accounts payable term factor | 0.25 | #
|  |  |  | Operating costs suject to working capital | 0 | USD 000s | 32818.1092 | 0 | 0 | 0 | 0 | 0 | 0 | 452.025 | 452.025 | 452.025 | 170.0625 | 170.0625 | 180.1864 | 180.1864 | 262.8786 | 262.8786 | 266.6339 | 266.6339 | 271.5326 | 271.5326 | 376.1843 | 376.1843 | 413.4874 | 413.4874 | 397.5143 | 397.5143 | 412.1945 | 412.1945 | 500.4416 | 500.4416 | 441.6554 | 441.6554 | 467.7745 | 467.7745 | 1196.8621 | 1196.8621 | 459.4007 | 459.4007 | 480.7385 | 480.7385 | 497.2826 | 497.2826 | 509.5409 | 509.5409 | 524.9242 | 524.9242 | 543.6667 | 543.6667 | 652.031 | 652.031 | 607.2065 | 607.2065 | 616.0857 | 616.0857 | 621.9491 | 621.9491 | 684.4097 | 684.4097 | 662.063 | 662.063 | 675.3043 | 675.3043 | 688.8104 | 688.8104 | 702.5866 | 702.5866 | 716.6383 | 716.6383 | 730.9711 | 730.9711 | 0 | 0 | 0 | 0 | 0 | 0 | 0 | 0 | 0 | 0 | 0 | 0 | 0 | 0 | 0 | 0 | 0 | 0
|  |  |  | End of operations period flag | 0 | flag | 1 | 0 | 0 | 0 | 0 | 0 | 0 | 0 | 0 | 0 | 0 | 0 | 0 | 0 | 0 | 0 | 0 | 0 | 0 | 0 | 0 | 0 | 0 | 0 | 0 | 0 | 0 | 0 | 0 | 0 | 0 | 0 | 0 | 0 | 0 | 0 | 0 | 0 | 0 | 0 | 0 | 0 | 0 | 0 | 0 | 0 | 0 | 0 | 0 | 0 | 0 | 0 | 0 | 0 | 0 | 0 | 0 | 0 | 0 | 0 | 0 | 0 | 0 | 0 | 0 | 0 | 0 | 0 | 0 | 1 | 0 | 0 | 0 | 0 | 0 | 0 | 0 | 0 | 0 | 0 | 0 | 0 | 0 | 0 | 0 | 0 | 0 | 0
|  |  |  | Accounts payable forecast balance |  | USD 000s | 8021.7845 |  | 0 | 0 | 0 | 0 | 0 | 113.0062 | 113.0062 | 113.0062 | 42.5156 | 42.5156 | 45.0466 | 45.0466 | 65.7197 | 65.7197 | 66.6585 | 66.6585 | 67.8832 | 67.8832 | 94.0461 | 94.0461 | 103.3718 | 103.3718 | 99.3786 | 99.3786 | 103.0486 | 103.0486 | 125.1104 | 125.1104 | 110.4138 | 110.4138 | 116.9436 | 116.9436 | 299.2155 | 299.2155 | 114.8502 | 114.8502 | 120.1846 | 120.1846 | 124.3206 | 124.3206 | 127.3852 | 127.3852 | 131.2311 | 131.2311 | 135.9167 | 135.9167 | 163.0077 | 163.0077 | 151.8016 | 151.8016 | 154.0214 | 154.0214 | 155.4873 | 155.4873 | 171.1024 | 171.1024 | 165.5158 | 165.5158 | 168.8261 | 168.8261 | 172.2026 | 172.2026 | 175.6466 | 175.6466 | 179.1596 | 179.1596 | 182.7428 | 0 | 0 | 0 | 0 | 0 | 0 | 0 | 0 | 0 | 0 | 0 | 0 | 0 | 0 | 0 | 0 | 0 | 0 | 0
|  |  |  | Operating costs accrued POS | 0 | USD 000s | 76841.7102 | 0 | 0 | 0 | 0 | 0 | 0 | 452.025 | 452.025 | 452.025 | 422.1286 | 419.0007 | 362.5757 | 359.6305 | 624.9096 | 622.1194 | 628.3504 | 625.7087 | 633.3222 | 630.8228 | 738.424 | 736.0608 | 776.544 | 774.3111 | 761.7448 | 759.6368 | 777.9469 | 1384.9273 | 1470.0431 | 1461.2617 | 1399.7078 | 1391.1816 | 1414.8911 | 1406.6126 | 2133.6433 | 2125.6054 | 1386.4348 | 1378.6304 | 1398.602 | 1391.0244 | 1406.5405 | 1399.183 | 1410.7474 | 1403.6037 | 1418.6229 | 1411.6867 | 1430.391 | 1423.6564 | 1498.143 | 1491.604 | 1447.3824 | 1441.0334 | 1450.8312 | 1444.6667 | 1451.7611 | 1445.7757 | 1509.7769 | 1503.9654 | 1483.4665 | 1477.8238 | 1583.7835 | 1578.3048 | 1596.077 | 1590.7574 | 1609.1362 | 1603.9712 | 1622.961 | 1617.9461 | 1670.5513 | 1665.6821 | 0 | 0 | 0 | 0 | 0 | 0 | 0 | 0 | 0 | 0 | 0 | 0 | 0 | 0 | 0 | 0 | 0 | 0
|  |  | Less: | Accounts payable forecast balance | 0 | USD 000s | 8021.7845 | 0 | 0 | 0 | 0 | 0 | 0 | 113.0062 | 113.0062 | 113.0062 | 42.5156 | 42.5156 | 45.0466 | 45.0466 | 65.7197 | 65.7197 | 66.6585 | 66.6585 | 67.8832 | 67.8832 | 94.0461 | 94.0461 | 103.3718 | 103.3718 | 99.3786 | 99.3786 | 103.0486 | 103.0486 | 125.1104 | 125.1104 | 110.4138 | 110.4138 | 116.9436 | 116.9436 | 299.2155 | 299.2155 | 114.8502 | 114.8502 | 120.1846 | 120.1846 | 124.3206 | 124.3206 | 127.3852 | 127.3852 | 131.2311 | 131.2311 | 135.9167 | 135.9167 | 163.0077 | 163.0077 | 151.8016 | 151.8016 | 154.0214 | 154.0214 | 155.4873 | 155.4873 | 171.1024 | 171.1024 | 165.5158 | 165.5158 | 168.8261 | 168.8261 | 172.2026 | 172.2026 | 175.6466 | 175.6466 | 179.1596 | 179.1596 | 182.7428 | 0 | 0 | 0 | 0 | 0 | 0 | 0 | 0 | 0 | 0 | 0 | 0 | 0 | 0 | 0 | 0 | 0 | 0 | 0
|  |  | Plus: | Accounts payable balance BEG | 0 | USD 000s | 0 | 0 | 0 | 0 | 0 | 0 | 0 | 0 | 0 | 0 | 0 | 42.5156 | 42.5156 | 45.0466 | 45.0466 | 65.7197 | 65.7197 | 66.6585 | 66.6585 | 67.8832 | 67.8832 | 94.0461 | 94.0461 | 103.3718 | 103.3718 | 99.3786 | 99.3786 | 103.0486 | 103.0486 | 125.1104 | 125.1104 | 110.4138 | 110.4138 | 116.9436 | 116.9436 | 299.2155 | 299.2155 | 114.8502 | 114.8502 | 120.1846 | 120.1846 | 124.3206 | 124.3206 | 127.3852 | 127.3852 | 131.2311 | 131.2311 | 135.9167 | 135.9167 | 163.0077 | 163.0077 | 151.8016 | 151.8016 | 154.0214 | 154.0214 | 155.4873 | 155.4873 | 171.1024 | 171.1024 | 165.5158 | 165.5158 | 168.8261 | 168.8261 | 172.2026 | 172.2026 | 175.6466 | 175.6466 | 179.1596 | 179.1596 | 182.7428 | 0 | 0 | 0 | 0 | 0 | 0 | 0 | 0 | 0 | 0 | 0 | 0 | 0 | 0 | 0 | 0 | 0 | 0
|  |  |  | Cash paid for operating costs during operations |  | USD 000s | 76502.6915 |  | 0 | 0 | 0 | 0 | 0 | 339.0187 | 339.0187 | 339.0187 | 379.613 | 419.0007 | 360.0448 | 359.6305 | 604.2365 | 622.1194 | 627.4116 | 625.7087 | 632.0976 | 630.8228 | 712.2611 | 736.0608 | 767.2182 | 774.3111 | 765.7381 | 759.6368 | 774.2768 | 1384.9273 | 1447.9813 | 1461.2617 | 1414.4043 | 1391.1816 | 1408.3613 | 1406.6126 | 1951.3714 | 2125.6054 | 1570.8002 | 1378.6304 | 1393.2676 | 1391.0244 | 1402.4045 | 1399.183 | 1407.6828 | 1403.6037 | 1414.7771 | 1411.6867 | 1425.7054 | 1423.6564 | 1471.0519 | 1491.604 | 1458.5886 | 1441.0334 | 1448.6114 | 1444.6667 | 1450.2952 | 1445.7757 | 1494.1618 | 1503.9654 | 1489.0532 | 1477.8238 | 1580.4732 | 1578.3048 | 1592.7004 | 1590.7574 | 1605.6922 | 1603.9712 | 1619.4481 | 1617.9461 | 1666.9681 | 1848.4248 | 0 | 0 | 0 | 0 | 0 | 0 | 0 | 0 | 0 | 0 | 0 | 0 | 0 | 0 | 0 | 0 | 0 | 0
|  |  |  | Operating costs accrued POS | 0 | USD 000s | 76841.7102 | 0 | 0 | 0 | 0 | 0 | 0 | 452.025 | 452.025 | 452.025 | 422.1286 | 419.0007 | 362.5757 | 359.6305 | 624.9096 | 622.1194 | 628.3504 | 625.7087 | 633.3222 | 630.8228 | 738.424 | 736.0608 | 776.544 | 774.3111 | 761.7448 | 759.6368 | 777.9469 | 1384.9273 | 1470.0431 | 1461.2617 | 1399.7078 | 1391.1816 | 1414.8911 | 1406.6126 | 2133.6433 | 2125.6054 | 1386.4348 | 1378.6304 | 1398.602 | 1391.0244 | 1406.5405 | 1399.183 | 1410.7474 | 1403.6037 | 1418.6229 | 1411.6867 | 1430.391 | 1423.6564 | 1498.143 | 1491.604 | 1447.3824 | 1441.0334 | 1450.8312 | 1444.6667 | 1451.7611 | 1445.7757 | 1509.7769 | 1503.9654 | 1483.4665 | 1477.8238 | 1583.7835 | 1578.3048 | 1596.077 | 1590.7574 | 1609.1362 | 1603.9712 | 1622.961 | 1617.9461 | 1670.5513 | 1665.6821 | 0 | 0 | 0 | 0 | 0 | 0 | 0 | 0 | 0 | 0 | 0 | 0 | 0 | 0 | 0 | 0 | 0 | 0
|  |  |  | Operations period flag | 0 | flag | 60 | 0 | 0 | 0 | 0 | 0 | 0 | 0 | 0 | 0 | 1 | 1 | 1 | 1 | 1 | 1 | 1 | 1 | 1 | 1 | 1 | 1 | 1 | 1 | 1 | 1 | 1 | 1 | 1 | 1 | 1 | 1 | 1 | 1 | 1 | 1 | 1 | 1 | 1 | 1 | 1 | 1 | 1 | 1 | 1 | 1 | 1 | 1 | 1 | 1 | 1 | 1 | 1 | 1 | 1 | 1 | 1 | 1 | 1 | 1 | 1 | 1 | 1 | 1 | 1 | 1 | 1 | 1 | 1 | 1 | 0 | 0 | 0 | 0 | 0 | 0 | 0 | 0 | 0 | 0 | 0 | 0 | 0 | 0 | 0 | 0 | 0 | 0
|  |  |  | Operating expenses |  | USD 000s | 75485.6352 |  | 0 | 0 | 0 | 0 | 0 | 0 | 0 | 0 | 422.1286 | 419.0007 | 362.5757 | 359.6305 | 624.9096 | 622.1194 | 628.3504 | 625.7087 | 633.3222 | 630.8228 | 738.424 | 736.0608 | 776.544 | 774.3111 | 761.7448 | 759.6368 | 777.9469 | 1384.9273 | 1470.0431 | 1461.2617 | 1399.7078 | 1391.1816 | 1414.8911 | 1406.6126 | 2133.6433 | 2125.6054 | 1386.4348 | 1378.6304 | 1398.602 | 1391.0244 | 1406.5405 | 1399.183 | 1410.7474 | 1403.6037 | 1418.6229 | 1411.6867 | 1430.391 | 1423.6564 | 1498.143 | 1491.604 | 1447.3824 | 1441.0334 | 1450.8312 | 1444.6667 | 1451.7611 | 1445.7757 | 1509.7769 | 1503.9654 | 1483.4665 | 1477.8238 | 1583.7835 | 1578.3048 | 1596.077 | 1590.7574 | 1609.1362 | 1603.9712 | 1622.961 | 1617.9461 | 1670.5513 | 1665.6821 | 0 | 0 | 0 | 0 | 0 | 0 | 0 | 0 | 0 | 0 | 0 | 0 | 0 | 0 | 0 | 0 | 0 | 0
|  |  |  | Cash paid for operating costs during operations | 0 | USD 000s | 76502.6915 | 0 | 0 | 0 | 0 | 0 | 0 | 339.0187 | 339.0187 | 339.0187 | 379.613 | 419.0007 | 360.0448 | 359.6305 | 604.2365 | 622.1194 | 627.4116 | 625.7087 | 632.0976 | 630.8228 | 712.2611 | 736.0608 | 767.2182 | 774.3111 | 765.7381 | 759.6368 | 774.2768 | 1384.9273 | 1447.9813 | 1461.2617 | 1414.4043 | 1391.1816 | 1408.3613 | 1406.6126 | 1951.3714 | 2125.6054 | 1570.8002 | 1378.6304 | 1393.2676 | 1391.0244 | 1402.4045 | 1399.183 | 1407.6828 | 1403.6037 | 1414.7771 | 1411.6867 | 1425.7054 | 1423.6564 | 1471.0519 | 1491.604 | 1458.5886 | 1441.0334 | 1448.6114 | 1444.6667 | 1450.2952 | 1445.7757 | 1494.1618 | 1503.9654 | 1489.0532 | 1477.8238 | 1580.4732 | 1578.3048 | 1592.7004 | 1590.7574 | 1605.6922 | 1603.9712 | 1619.4481 | 1617.9461 | 1666.9681 | 1848.4248 | 0 | 0 | 0 | 0 | 0 | 0 | 0 | 0 | 0 | 0 | 0 | 0 | 0 | 0 | 0 | 0 | 0 | 0
|  |  |  | Operations period flag | 0 | flag | 60 | 0 | 0 | 0 | 0 | 0 | 0 | 0 | 0 | 0 | 1 | 1 | 1 | 1 | 1 | 1 | 1 | 1 | 1 | 1 | 1 | 1 | 1 | 1 | 1 | 1 | 1 | 1 | 1 | 1 | 1 | 1 | 1 | 1 | 1 | 1 | 1 | 1 | 1 | 1 | 1 | 1 | 1 | 1 | 1 | 1 | 1 | 1 | 1 | 1 | 1 | 1 | 1 | 1 | 1 | 1 | 1 | 1 | 1 | 1 | 1 | 1 | 1 | 1 | 1 | 1 | 1 | 1 | 1 | 1 | 0 | 0 | 0 | 0 | 0 | 0 | 0 | 0 | 0 | 0 | 0 | 0 | 0 | 0 | 0 | 0 | 0 | 0
|  |  |  | Cash paid for operating costs |  | USD 000s | 75485.6352 |  | 0 | 0 | 0 | 0 | 0 | 0 | 0 | 0 | 379.613 | 419.0007 | 360.0448 | 359.6305 | 604.2365 | 622.1194 | 627.4116 | 625.7087 | 632.0976 | 630.8228 | 712.2611 | 736.0608 | 767.2182 | 774.3111 | 765.7381 | 759.6368 | 774.2768 | 1384.9273 | 1447.9813 | 1461.2617 | 1414.4043 | 1391.1816 | 1408.3613 | 1406.6126 | 1951.3714 | 2125.6054 | 1570.8002 | 1378.6304 | 1393.2676 | 1391.0244 | 1402.4045 | 1399.183 | 1407.6828 | 1403.6037 | 1414.7771 | 1411.6867 | 1425.7054 | 1423.6564 | 1471.0519 | 1491.604 | 1458.5886 | 1441.0334 | 1448.6114 | 1444.6667 | 1450.2952 | 1445.7757 | 1494.1618 | 1503.9654 | 1489.0532 | 1477.8238 | 1580.4732 | 1578.3048 | 1592.7004 | 1590.7574 | 1605.6922 | 1603.9712 | 1619.4481 | 1617.9461 | 1666.9681 | 1848.4248 | 0 | 0 | 0 | 0 | 0 | 0 | 0 | 0 | 0 | 0 | 0 | 0 | 0 | 0 | 0 | 0 | 0 | 0
|  |  |  | Accounts payable balance BEG |  | USD 000s |  |  | 0 | 0 | 0 | 0 | 0 | 0 | 0 | 0 | 0 | 42.5156 | 42.5156 | 45.0466 | 45.0466 | 65.7197 | 65.7197 | 66.6585 | 66.6585 | 67.8832 | 67.8832 | 94.0461 | 94.0461 | 103.3718 | 103.3718 | 99.3786 | 99.3786 | 103.0486 | 103.0486 | 125.1104 | 125.1104 | 110.4138 | 110.4138 | 116.9436 | 116.9436 | 299.2155 | 299.2155 | 114.8502 | 114.8502 | 120.1846 | 120.1846 | 124.3206 | 124.3206 | 127.3852 | 127.3852 | 131.2311 | 131.2311 | 135.9167 | 135.9167 | 163.0077 | 163.0077 | 151.8016 | 151.8016 | 154.0214 | 154.0214 | 155.4873 | 155.4873 | 171.1024 | 171.1024 | 165.5158 | 165.5158 | 168.8261 | 168.8261 | 172.2026 | 172.2026 | 175.6466 | 175.6466 | 179.1596 | 179.1596 | 182.7428 | 0 | 0 | 0 | 0 | 0 | 0 | 0 | 0 | 0 | 0 | 0 | 0 | 0 | 0 | 0 | 0 | 0 | 0
|  |  | Plus: | Operating expenses | 0 | USD 000s | 75485.6352 | 0 | 0 | 0 | 0 | 0 | 0 | 0 | 0 | 0 | 422.1286 | 419.0007 | 362.5757 | 359.6305 | 624.9096 | 622.1194 | 628.3504 | 625.7087 | 633.3222 | 630.8228 | 738.424 | 736.0608 | 776.544 | 774.3111 | 761.7448 | 759.6368 | 777.9469 | 1384.9273 | 1470.0431 | 1461.2617 | 1399.7078 | 1391.1816 | 1414.8911 | 1406.6126 | 2133.6433 | 2125.6054 | 1386.4348 | 1378.6304 | 1398.602 | 1391.0244 | 1406.5405 | 1399.183 | 1410.7474 | 1403.6037 | 1418.6229 | 1411.6867 | 1430.391 | 1423.6564 | 1498.143 | 1491.604 | 1447.3824 | 1441.0334 | 1450.8312 | 1444.6667 | 1451.7611 | 1445.7757 | 1509.7769 | 1503.9654 | 1483.4665 | 1477.8238 | 1583.7835 | 1578.3048 | 1596.077 | 1590.7574 | 1609.1362 | 1603.9712 | 1622.961 | 1617.9461 | 1670.5513 | 1665.6821 | 0 | 0 | 0 | 0 | 0 | 0 | 0 | 0 | 0 | 0 | 0 | 0 | 0 | 0 | 0 | 0 | 0 | 0
|  |  | Less: | Cash paid for operating costs | 0 | USD 000s | 75485.6352 | 0 | 0 | 0 | 0 | 0 | 0 | 0 | 0 | 0 | 379.613 | 419.0007 | 360.0448 | 359.6305 | 604.2365 | 622.1194 | 627.4116 | 625.7087 | 632.0976 | 630.8228 | 712.2611 | 736.0608 | 767.2182 | 774.3111 | 765.7381 | 759.6368 | 774.2768 | 1384.9273 | 1447.9813 | 1461.2617 | 1414.4043 | 1391.1816 | 1408.3613 | 1406.6126 | 1951.3714 | 2125.6054 | 1570.8002 | 1378.6304 | 1393.2676 | 1391.0244 | 1402.4045 | 1399.183 | 1407.6828 | 1403.6037 | 1414.7771 | 1411.6867 | 1425.7054 | 1423.6564 | 1471.0519 | 1491.604 | 1458.5886 | 1441.0334 | 1448.6114 | 1444.6667 | 1450.2952 | 1445.7757 | 1494.1618 | 1503.9654 | 1489.0532 | 1477.8238 | 1580.4732 | 1578.3048 | 1592.7004 | 1590.7574 | 1605.6922 | 1603.9712 | 1619.4481 | 1617.9461 | 1666.9681 | 1848.4248 | 0 | 0 | 0 | 0 | 0 | 0 | 0 | 0 | 0 | 0 | 0 | 0 | 0 | 0 | 0 | 0 | 0 | 0
|  |  |  | Accounts payable balance |  | USD 000s |  |  | 0 | 0 | 0 | 0 | 0 | 0 | 0 | 0 | 42.5156 | 42.5156 | 45.0466 | 45.0466 | 65.7197 | 65.7197 | 66.6585 | 66.6585 | 67.8832 | 67.8832 | 94.0461 | 94.0461 | 103.3718 | 103.3718 | 99.3786 | 99.3786 | 103.0486 | 103.0486 | 125.1104 | 125.1104 | 110.4138 | 110.4138 | 116.9436 | 116.9436 | 299.2155 | 299.2155 | 114.8502 | 114.8502 | 120.1846 | 120.1846 | 124.3206 | 124.3206 | 127.3852 | 127.3852 | 131.2311 | 131.2311 | 135.9167 | 135.9167 | 163.0077 | 163.0077 | 151.8016 | 151.8016 | 154.0214 | 154.0214 | 155.4873 | 155.4873 | 171.1024 | 171.1024 | 165.5158 | 165.5158 | 168.8261 | 168.8261 | 172.2026 | 172.2026 | 175.6466 | 175.6466 | 179.1596 | 179.1596 | 182.7428 | 0 | 0 | 0 | 0 | 0 | 0 | 0 | 0 | 0 | 0 | 0 | 0 | 0 | 0 | 0 | 0 | 0 | 0 | 0
Movement in accounts payable
|  |  |  | Accounts payable balance BEG | 0 | USD 000s | 0 | 0 | 0 | 0 | 0 | 0 | 0 | 0 | 0 | 0 | 0 | 42.5156 | 42.5156 | 45.0466 | 45.0466 | 65.7197 | 65.7197 | 66.6585 | 66.6585 | 67.8832 | 67.8832 | 94.0461 | 94.0461 | 103.3718 | 103.3718 | 99.3786 | 99.3786 | 103.0486 | 103.0486 | 125.1104 | 125.1104 | 110.4138 | 110.4138 | 116.9436 | 116.9436 | 299.2155 | 299.2155 | 114.8502 | 114.8502 | 120.1846 | 120.1846 | 124.3206 | 124.3206 | 127.3852 | 127.3852 | 131.2311 | 131.2311 | 135.9167 | 135.9167 | 163.0077 | 163.0077 | 151.8016 | 151.8016 | 154.0214 | 154.0214 | 155.4873 | 155.4873 | 171.1024 | 171.1024 | 165.5158 | 165.5158 | 168.8261 | 168.8261 | 172.2026 | 172.2026 | 175.6466 | 175.6466 | 179.1596 | 179.1596 | 182.7428 | 0 | 0 | 0 | 0 | 0 | 0 | 0 | 0 | 0 | 0 | 0 | 0 | 0 | 0 | 0 | 0 | 0 | 0
|  |  |  | Accounts payable balance | 0 | USD 000s | 0 | 0 | 0 | 0 | 0 | 0 | 0 | 0 | 0 | 0 | 42.5156 | 42.5156 | 45.0466 | 45.0466 | 65.7197 | 65.7197 | 66.6585 | 66.6585 | 67.8832 | 67.8832 | 94.0461 | 94.0461 | 103.3718 | 103.3718 | 99.3786 | 99.3786 | 103.0486 | 103.0486 | 125.1104 | 125.1104 | 110.4138 | 110.4138 | 116.9436 | 116.9436 | 299.2155 | 299.2155 | 114.8502 | 114.8502 | 120.1846 | 120.1846 | 124.3206 | 124.3206 | 127.3852 | 127.3852 | 131.2311 | 131.2311 | 135.9167 | 135.9167 | 163.0077 | 163.0077 | 151.8016 | 151.8016 | 154.0214 | 154.0214 | 155.4873 | 155.4873 | 171.1024 | 171.1024 | 165.5158 | 165.5158 | 168.8261 | 168.8261 | 172.2026 | 172.2026 | 175.6466 | 175.6466 | 179.1596 | 179.1596 | 182.7428 | 0 | 0 | 0 | 0 | 0 | 0 | 0 | 0 | 0 | 0 | 0 | 0 | 0 | 0 | 0 | 0 | 0 | 0 | 0
|  |  |  | Operations period flag | 0 | flag | 60 | 0 | 0 | 0 | 0 | 0 | 0 | 0 | 0 | 0 | 1 | 1 | 1 | 1 | 1 | 1 | 1 | 1 | 1 | 1 | 1 | 1 | 1 | 1 | 1 | 1 | 1 | 1 | 1 | 1 | 1 | 1 | 1 | 1 | 1 | 1 | 1 | 1 | 1 | 1 | 1 | 1 | 1 | 1 | 1 | 1 | 1 | 1 | 1 | 1 | 1 | 1 | 1 | 1 | 1 | 1 | 1 | 1 | 1 | 1 | 1 | 1 | 1 | 1 | 1 | 1 | 1 | 1 | 1 | 1 | 0 | 0 | 0 | 0 | 0 | 0 | 0 | 0 | 0 | 0 | 0 | 0 | 0 | 0 | 0 | 0 | 0 | 0
|  |  |  | Increase / (decrease) in accounts payable |  | USD 000s | 0 |  | 0 | 0 | 0 | 0 | 0 | 0 | 0 | 0 | 42.5156 | 0 | 2.531 | 0 | 20.6731 | -1.1369e-13 | 0.93883 | 0 | 1.2247 | 0 | 26.1629 | 0 | 9.3258 | 0 | -3.9933 | 0 | 3.6701 | -1.1369e-13 | 22.0618 | 0 | -14.6966 | -2.2737e-13 | 6.5298 | 0 | 182.2719 | -2.2737e-13 | -184.3654 | 0 | 5.3345 | 0 | 4.136 | 0 | 3.0646 | 0 | 3.8458 | 2.2737e-13 | 4.6856 | 0 | 27.0911 | 0 | -11.2061 | -2.2737e-13 | 2.2198 | 0 | 1.4658 | 2.2737e-13 | 15.6151 | 0 | -5.5867 | 0 | 3.3103 | 0 | 3.3765 | -2.2737e-13 | 3.4441 | 0 | 3.5129 | 0 | 3.5832 | -182.7428 | 0 | 0 | 0 | 0 | 0 | 0 | 0 | 0 | 0 | 0 | 0 | 0 | 0 | 0 | 0 | 0 | 0 | 0
Movement in working capital
|  |  |  | Decrease / (increase) in accounts receivable | 0 | USD 000s | 0 | 0 | 0 | 0 | 0 | 0 | 0 | 0 | 0 | 0 | -1703.4166 | 123.6131 | -120.5832 | 123.3932 | -120.3289 | 123.1708 | -120.0635 | 122.9453 | -119.8122 | 122.718 | -119.5562 | 122.4885 | -119.2752 | 122.2553 | -118.999 | 122.019 | -118.7369 | 121.7809 | -118.4729 | 121.5408 | -118.1985 | 121.2983 | -117.9358 | 121.0543 | -117.6517 | 120.8073 | -117.3733 | 120.5581 | -117.0839 | 120.306 | -116.806 | 120.052 | -116.5176 | 119.7955 | -116.2239 | 119.5364 | -115.9217 | 119.2741 | -115.6307 | 119.0097 | -115.3291 | 118.7426 | -115.0276 | 118.473 | -114.7293 | 118.2013 | -114.4175 | 117.9267 | -114.1171 | 117.6503 | -113.8264 | 117.3728 | -113.5087 | 117.0924 | -113.1911 | 116.8093 | -112.8707 | 116.5235 | -112.5533 | 1601.7502 | 0 | 0 | 0 | 0 | 0 | 0 | 0 | 0 | 0 | 0 | 0 | 0 | 0 | 0 | 0 | 0 | 0 | 0
|  |  |  | Increase / (decrease) in accounts payable | 0 | USD 000s | 0 | 0 | 0 | 0 | 0 | 0 | 0 | 0 | 0 | 0 | 42.5156 | 0 | 2.531 | 0 | 20.6731 | -1.1369e-13 | 0.93883 | 0 | 1.2247 | 0 | 26.1629 | 0 | 9.3258 | 0 | -3.9933 | 0 | 3.6701 | -1.1369e-13 | 22.0618 | 0 | -14.6966 | -2.2737e-13 | 6.5298 | 0 | 182.2719 | -2.2737e-13 | -184.3654 | 0 | 5.3345 | 0 | 4.136 | 0 | 3.0646 | 0 | 3.8458 | 2.2737e-13 | 4.6856 | 0 | 27.0911 | 0 | -11.2061 | -2.2737e-13 | 2.2198 | 0 | 1.4658 | 2.2737e-13 | 15.6151 | 0 | -5.5867 | 0 | 3.3103 | 0 | 3.3765 | -2.2737e-13 | 3.4441 | 0 | 3.5129 | 0 | 3.5832 | -182.7428 | 0 | 0 | 0 | 0 | 0 | 0 | 0 | 0 | 0 | 0 | 0 | 0 | 0 | 0 | 0 | 0 | 0 | 0
|  |  |  | Operations period flag | 0 | flag | 60 | 0 | 0 | 0 | 0 | 0 | 0 | 0 | 0 | 0 | 1 | 1 | 1 | 1 | 1 | 1 | 1 | 1 | 1 | 1 | 1 | 1 | 1 | 1 | 1 | 1 | 1 | 1 | 1 | 1 | 1 | 1 | 1 | 1 | 1 | 1 | 1 | 1 | 1 | 1 | 1 | 1 | 1 | 1 | 1 | 1 | 1 | 1 | 1 | 1 | 1 | 1 | 1 | 1 | 1 | 1 | 1 | 1 | 1 | 1 | 1 | 1 | 1 | 1 | 1 | 1 | 1 | 1 | 1 | 1 | 0 | 0 | 0 | 0 | 0 | 0 | 0 | 0 | 0 | 0 | 0 | 0 | 0 | 0 | 0 | 0 | 0 | 0
|  |  |  | Decrease / (increase) in working capital |  | USD 000s | 0 |  | 0 | 0 | 0 | 0 | 0 | 0 | 0 | 0 | -1660.901 | 123.6131 | -118.0522 | 123.3932 | -99.6558 | 123.1708 | -119.1247 | 122.9453 | -118.5876 | 122.718 | -93.3933 | 122.4885 | -109.9494 | 122.2553 | -122.9923 | 122.019 | -115.0668 | 121.7809 | -96.4111 | 121.5408 | -132.895 | 121.2983 | -111.4061 | 121.0543 | 64.6202 | 120.8073 | -301.7386 | 120.5581 | -111.7495 | 120.306 | -112.67 | 120.052 | -113.453 | 119.7955 | -112.3781 | 119.5364 | -111.2361 | 119.2741 | -88.5397 | 119.0097 | -126.5352 | 118.7426 | -112.8078 | 118.473 | -113.2635 | 118.2013 | -98.8024 | 117.9267 | -119.7038 | 117.6503 | -110.516 | 117.3728 | -110.1322 | 117.0924 | -109.747 | 116.8093 | -109.3578 | 116.5235 | -108.9702 | 1419.0074 | 0 | 0 | 0 | 0 | 0 | 0 | 0 | 0 | 0 | 0 | 0 | 0 | 0 | 0 | 0 | 0 | 0 | 0
WORKING CAPITAL - P90
Accounts receivable - P90
|  |  |  | Accounts receivable term | 1.5 | months
|  |  |  | Number of months in modelling period | 6 | months
|  |  |  | Accounts receivable term factor - P90 | 0.25 | #
|  |  |  | Accounts receivable term factor - P90 | 0.25 | #
|  |  |  | Energy charge - P90 | 0 | USD 000s | 367484.8112 | 0 | 0 | 0 | 0 | 0 | 0 | 0 | 0 | 0 | 6573.2468 | 6096.2412 | 6559.327 | 6083.3316 | 6545.2582 | 6070.2837 | 6531.0747 | 6057.1295 | 6516.7765 | 6043.869 | 6502.3408 | 6030.4808 | 6487.8134 | 6017.0075 | 6473.2171 | 6003.4705 | 6458.5062 | 5989.8271 | 6443.6462 | 5976.0455 | 6428.6486 | 5962.1363 | 6413.5364 | 5948.1207 | 6398.298 | 5933.9882 | 6382.8877 | 5919.6961 | 6367.3627 | 5905.2977 | 6351.746 | 5890.8142 | 6335.9916 | 5876.2032 | 6320.157 | 5861.5177 | 6304.2307 | 5846.7471 | 6288.1783 | 5831.8595 | 6271.9309 | 5816.7912 | 6255.5689 | 5801.6165 | 6239.1381 | 5786.378 | 6222.627 | 5771.0651 | 6206.1044 | 5755.7416 | 6189.5819 | 5740.418 | 6173.0593 | 5725.0945 | 6156.5368 | 5709.7709 | 6140.0142 | 5694.4474 | 6123.4917 | 5679.1238 | 0 | 0 | 0 | 0 | 0 | 0 | 0 | 0 | 0 | 0 | 0 | 0 | 0 | 0 | 0 | 0 | 0 | 0
|  |  |  | End of operations period flag | 0 | flag | 1 | 0 | 0 | 0 | 0 | 0 | 0 | 0 | 0 | 0 | 0 | 0 | 0 | 0 | 0 | 0 | 0 | 0 | 0 | 0 | 0 | 0 | 0 | 0 | 0 | 0 | 0 | 0 | 0 | 0 | 0 | 0 | 0 | 0 | 0 | 0 | 0 | 0 | 0 | 0 | 0 | 0 | 0 | 0 | 0 | 0 | 0 | 0 | 0 | 0 | 0 | 0 | 0 | 0 | 0 | 0 | 0 | 0 | 0 | 0 | 0 | 0 | 0 | 0 | 0 | 0 | 0 | 0 | 0 | 1 | 0 | 0 | 0 | 0 | 0 | 0 | 0 | 0 | 0 | 0 | 0 | 0 | 0 | 0 | 0 | 0 | 0 | 0
|  |  |  | Accounts receivable forecast balance - P90 |  | USD 000s | 90451.4218 |  | 0 | 0 | 0 | 0 | 0 | 0 | 0 | 0 | 1643.3117 | 1524.0603 | 1639.8317 | 1520.8329 | 1636.3145 | 1517.5709 | 1632.7687 | 1514.2824 | 1629.1941 | 1510.9672 | 1625.5852 | 1507.6202 | 1621.9533 | 1504.2519 | 1618.3043 | 1500.8676 | 1614.6265 | 1497.4568 | 1610.9115 | 1494.0114 | 1607.1622 | 1490.5341 | 1603.3841 | 1487.0302 | 1599.5745 | 1483.497 | 1595.7219 | 1479.924 | 1591.8407 | 1476.3244 | 1587.9365 | 1472.7036 | 1583.9979 | 1469.0508 | 1580.0393 | 1465.3794 | 1576.0577 | 1461.6868 | 1572.0446 | 1457.9649 | 1567.9827 | 1454.1978 | 1563.8922 | 1450.4041 | 1559.7845 | 1446.5945 | 1555.6567 | 1442.7663 | 1551.5261 | 1438.9354 | 1547.3955 | 1435.1045 | 1543.2648 | 1431.2736 | 1539.1342 | 1427.4427 | 1535.0036 | 1423.6118 | 1530.8729 | 0 | 0 | 0 | 0 | 0 | 0 | 0 | 0 | 0 | 0 | 0 | 0 | 0 | 0 | 0 | 0 | 0 | 0 | 0
|  |  |  | Energy charge - P90 | 0 | USD 000s | 367484.8112 | 0 | 0 | 0 | 0 | 0 | 0 | 0 | 0 | 0 | 6573.2468 | 6096.2412 | 6559.327 | 6083.3316 | 6545.2582 | 6070.2837 | 6531.0747 | 6057.1295 | 6516.7765 | 6043.869 | 6502.3408 | 6030.4808 | 6487.8134 | 6017.0075 | 6473.2171 | 6003.4705 | 6458.5062 | 5989.8271 | 6443.6462 | 5976.0455 | 6428.6486 | 5962.1363 | 6413.5364 | 5948.1207 | 6398.298 | 5933.9882 | 6382.8877 | 5919.6961 | 6367.3627 | 5905.2977 | 6351.746 | 5890.8142 | 6335.9916 | 5876.2032 | 6320.157 | 5861.5177 | 6304.2307 | 5846.7471 | 6288.1783 | 5831.8595 | 6271.9309 | 5816.7912 | 6255.5689 | 5801.6165 | 6239.1381 | 5786.378 | 6222.627 | 5771.0651 | 6206.1044 | 5755.7416 | 6189.5819 | 5740.418 | 6173.0593 | 5725.0945 | 6156.5368 | 5709.7709 | 6140.0142 | 5694.4474 | 6123.4917 | 5679.1238 | 0 | 0 | 0 | 0 | 0 | 0 | 0 | 0 | 0 | 0 | 0 | 0 | 0 | 0 | 0 | 0 | 0 | 0
|  |  | Less: | Accounts receivable forecast balance - P90 | 0 | USD 000s | 90451.4218 | 0 | 0 | 0 | 0 | 0 | 0 | 0 | 0 | 0 | 1643.3117 | 1524.0603 | 1639.8317 | 1520.8329 | 1636.3145 | 1517.5709 | 1632.7687 | 1514.2824 | 1629.1941 | 1510.9672 | 1625.5852 | 1507.6202 | 1621.9533 | 1504.2519 | 1618.3043 | 1500.8676 | 1614.6265 | 1497.4568 | 1610.9115 | 1494.0114 | 1607.1622 | 1490.5341 | 1603.3841 | 1487.0302 | 1599.5745 | 1483.497 | 1595.7219 | 1479.924 | 1591.8407 | 1476.3244 | 1587.9365 | 1472.7036 | 1583.9979 | 1469.0508 | 1580.0393 | 1465.3794 | 1576.0577 | 1461.6868 | 1572.0446 | 1457.9649 | 1567.9827 | 1454.1978 | 1563.8922 | 1450.4041 | 1559.7845 | 1446.5945 | 1555.6567 | 1442.7663 | 1551.5261 | 1438.9354 | 1547.3955 | 1435.1045 | 1543.2648 | 1431.2736 | 1539.1342 | 1427.4427 | 1535.0036 | 1423.6118 | 1530.8729 | 0 | 0 | 0 | 0 | 0 | 0 | 0 | 0 | 0 | 0 | 0 | 0 | 0 | 0 | 0 | 0 | 0 | 0 | 0
|  |  | Plus: | Accounts receivable balance - P90 BEG | 0 | USD 000s | 0 | 0 | 0 | 0 | 0 | 0 | 0 | 0 | 0 | 0 | 0 | 1643.3117 | 1524.0603 | 1639.8317 | 1520.8329 | 1636.3145 | 1517.5709 | 1632.7687 | 1514.2824 | 1629.1941 | 1510.9672 | 1625.5852 | 1507.6202 | 1621.9533 | 1504.2519 | 1618.3043 | 1500.8676 | 1614.6265 | 1497.4568 | 1610.9115 | 1494.0114 | 1607.1622 | 1490.5341 | 1603.3841 | 1487.0302 | 1599.5745 | 1483.497 | 1595.7219 | 1479.924 | 1591.8407 | 1476.3244 | 1587.9365 | 1472.7036 | 1583.9979 | 1469.0508 | 1580.0393 | 1465.3794 | 1576.0577 | 1461.6868 | 1572.0446 | 1457.9649 | 1567.9827 | 1454.1978 | 1563.8922 | 1450.4041 | 1559.7845 | 1446.5945 | 1555.6567 | 1442.7663 | 1551.5261 | 1438.9354 | 1547.3955 | 1435.1045 | 1543.2648 | 1431.2736 | 1539.1342 | 1427.4427 | 1535.0036 | 1423.6118 | 1530.8729 | 0 | 0 | 0 | 0 | 0 | 0 | 0 | 0 | 0 | 0 | 0 | 0 | 0 | 0 | 0 | 0 | 0 | 0
|  |  |  | Cash received from revenue - P90 |  | USD 000s | 367484.8112 |  | 0 | 0 | 0 | 0 | 0 | 0 | 0 | 0 | 4929.9351 | 6215.4926 | 6443.5556 | 6202.3305 | 6429.7765 | 6189.0273 | 6415.8769 | 6175.6158 | 6401.8648 | 6162.0959 | 6387.7228 | 6148.4458 | 6373.4802 | 6134.709 | 6359.1647 | 6120.9072 | 6344.7473 | 6106.9969 | 6330.1914 | 6092.9457 | 6315.4978 | 6078.7644 | 6300.6864 | 6064.4746 | 6285.7537 | 6050.0656 | 6270.6628 | 6035.494 | 6255.446 | 6020.814 | 6240.1339 | 6006.0472 | 6224.6973 | 5991.1503 | 6209.1686 | 5976.1775 | 6193.5525 | 5961.118 | 6177.8205 | 5945.9392 | 6161.9131 | 5930.5761 | 6145.8745 | 5915.1046 | 6129.7577 | 5899.568 | 6113.5647 | 5883.9556 | 6097.3446 | 5868.3323 | 6081.1218 | 5852.709 | 6064.899 | 5837.0857 | 6048.6762 | 5821.4624 | 6032.4534 | 5805.8391 | 6016.2306 | 7209.9968 | 0 | 0 | 0 | 0 | 0 | 0 | 0 | 0 | 0 | 0 | 0 | 0 | 0 | 0 | 0 | 0 | 0 | 0
|  |  |  | Energy charge - P90 | 0 | USD 000s | 367484.8112 | 0 | 0 | 0 | 0 | 0 | 0 | 0 | 0 | 0 | 6573.2468 | 6096.2412 | 6559.327 | 6083.3316 | 6545.2582 | 6070.2837 | 6531.0747 | 6057.1295 | 6516.7765 | 6043.869 | 6502.3408 | 6030.4808 | 6487.8134 | 6017.0075 | 6473.2171 | 6003.4705 | 6458.5062 | 5989.8271 | 6443.6462 | 5976.0455 | 6428.6486 | 5962.1363 | 6413.5364 | 5948.1207 | 6398.298 | 5933.9882 | 6382.8877 | 5919.6961 | 6367.3627 | 5905.2977 | 6351.746 | 5890.8142 | 6335.9916 | 5876.2032 | 6320.157 | 5861.5177 | 6304.2307 | 5846.7471 | 6288.1783 | 5831.8595 | 6271.9309 | 5816.7912 | 6255.5689 | 5801.6165 | 6239.1381 | 5786.378 | 6222.627 | 5771.0651 | 6206.1044 | 5755.7416 | 6189.5819 | 5740.418 | 6173.0593 | 5725.0945 | 6156.5368 | 5709.7709 | 6140.0142 | 5694.4474 | 6123.4917 | 5679.1238 | 0 | 0 | 0 | 0 | 0 | 0 | 0 | 0 | 0 | 0 | 0 | 0 | 0 | 0 | 0 | 0 | 0 | 0
|  |  |  | Operations period flag | 0 | flag | 60 | 0 | 0 | 0 | 0 | 0 | 0 | 0 | 0 | 0 | 1 | 1 | 1 | 1 | 1 | 1 | 1 | 1 | 1 | 1 | 1 | 1 | 1 | 1 | 1 | 1 | 1 | 1 | 1 | 1 | 1 | 1 | 1 | 1 | 1 | 1 | 1 | 1 | 1 | 1 | 1 | 1 | 1 | 1 | 1 | 1 | 1 | 1 | 1 | 1 | 1 | 1 | 1 | 1 | 1 | 1 | 1 | 1 | 1 | 1 | 1 | 1 | 1 | 1 | 1 | 1 | 1 | 1 | 1 | 1 | 0 | 0 | 0 | 0 | 0 | 0 | 0 | 0 | 0 | 0 | 0 | 0 | 0 | 0 | 0 | 0 | 0 | 0
|  |  |  | Revenue - P90 |  | USD 000s | 367484.8112 |  | 0 | 0 | 0 | 0 | 0 | 0 | 0 | 0 | 6573.2468 | 6096.2412 | 6559.327 | 6083.3316 | 6545.2582 | 6070.2837 | 6531.0747 | 6057.1295 | 6516.7765 | 6043.869 | 6502.3408 | 6030.4808 | 6487.8134 | 6017.0075 | 6473.2171 | 6003.4705 | 6458.5062 | 5989.8271 | 6443.6462 | 5976.0455 | 6428.6486 | 5962.1363 | 6413.5364 | 5948.1207 | 6398.298 | 5933.9882 | 6382.8877 | 5919.6961 | 6367.3627 | 5905.2977 | 6351.746 | 5890.8142 | 6335.9916 | 5876.2032 | 6320.157 | 5861.5177 | 6304.2307 | 5846.7471 | 6288.1783 | 5831.8595 | 6271.9309 | 5816.7912 | 6255.5689 | 5801.6165 | 6239.1381 | 5786.378 | 6222.627 | 5771.0651 | 6206.1044 | 5755.7416 | 6189.5819 | 5740.418 | 6173.0593 | 5725.0945 | 6156.5368 | 5709.7709 | 6140.0142 | 5694.4474 | 6123.4917 | 5679.1238 | 0 | 0 | 0 | 0 | 0 | 0 | 0 | 0 | 0 | 0 | 0 | 0 | 0 | 0 | 0 | 0 | 0 | 0
|  |  |  | Cash received from revenue - P90 | 0 | USD 000s | 367484.8112 | 0 | 0 | 0 | 0 | 0 | 0 | 0 | 0 | 0 | 4929.9351 | 6215.4926 | 6443.5556 | 6202.3305 | 6429.7765 | 6189.0273 | 6415.8769 | 6175.6158 | 6401.8648 | 6162.0959 | 6387.7228 | 6148.4458 | 6373.4802 | 6134.709 | 6359.1647 | 6120.9072 | 6344.7473 | 6106.9969 | 6330.1914 | 6092.9457 | 6315.4978 | 6078.7644 | 6300.6864 | 6064.4746 | 6285.7537 | 6050.0656 | 6270.6628 | 6035.494 | 6255.446 | 6020.814 | 6240.1339 | 6006.0472 | 6224.6973 | 5991.1503 | 6209.1686 | 5976.1775 | 6193.5525 | 5961.118 | 6177.8205 | 5945.9392 | 6161.9131 | 5930.5761 | 6145.8745 | 5915.1046 | 6129.7577 | 5899.568 | 6113.5647 | 5883.9556 | 6097.3446 | 5868.3323 | 6081.1218 | 5852.709 | 6064.899 | 5837.0857 | 6048.6762 | 5821.4624 | 6032.4534 | 5805.8391 | 6016.2306 | 7209.9968 | 0 | 0 | 0 | 0 | 0 | 0 | 0 | 0 | 0 | 0 | 0 | 0 | 0 | 0 | 0 | 0 | 0 | 0
|  |  |  | Operations period flag | 0 | flag | 60 | 0 | 0 | 0 | 0 | 0 | 0 | 0 | 0 | 0 | 1 | 1 | 1 | 1 | 1 | 1 | 1 | 1 | 1 | 1 | 1 | 1 | 1 | 1 | 1 | 1 | 1 | 1 | 1 | 1 | 1 | 1 | 1 | 1 | 1 | 1 | 1 | 1 | 1 | 1 | 1 | 1 | 1 | 1 | 1 | 1 | 1 | 1 | 1 | 1 | 1 | 1 | 1 | 1 | 1 | 1 | 1 | 1 | 1 | 1 | 1 | 1 | 1 | 1 | 1 | 1 | 1 | 1 | 1 | 1 | 0 | 0 | 0 | 0 | 0 | 0 | 0 | 0 | 0 | 0 | 0 | 0 | 0 | 0 | 0 | 0 | 0 | 0
|  |  |  | Revenue received - P90 |  | USD 000s | 367484.8112 |  | 0 | 0 | 0 | 0 | 0 | 0 | 0 | 0 | 4929.9351 | 6215.4926 | 6443.5556 | 6202.3305 | 6429.7765 | 6189.0273 | 6415.8769 | 6175.6158 | 6401.8648 | 6162.0959 | 6387.7228 | 6148.4458 | 6373.4802 | 6134.709 | 6359.1647 | 6120.9072 | 6344.7473 | 6106.9969 | 6330.1914 | 6092.9457 | 6315.4978 | 6078.7644 | 6300.6864 | 6064.4746 | 6285.7537 | 6050.0656 | 6270.6628 | 6035.494 | 6255.446 | 6020.814 | 6240.1339 | 6006.0472 | 6224.6973 | 5991.1503 | 6209.1686 | 5976.1775 | 6193.5525 | 5961.118 | 6177.8205 | 5945.9392 | 6161.9131 | 5930.5761 | 6145.8745 | 5915.1046 | 6129.7577 | 5899.568 | 6113.5647 | 5883.9556 | 6097.3446 | 5868.3323 | 6081.1218 | 5852.709 | 6064.899 | 5837.0857 | 6048.6762 | 5821.4624 | 6032.4534 | 5805.8391 | 6016.2306 | 7209.9968 | 0 | 0 | 0 | 0 | 0 | 0 | 0 | 0 | 0 | 0 | 0 | 0 | 0 | 0 | 0 | 0 | 0 | 0
|  |  |  | Accounts receivable balance - P90 BEG |  | USD 000s |  |  | 0 | 0 | 0 | 0 | 0 | 0 | 0 | 0 | 0 | 1643.3117 | 1524.0603 | 1639.8317 | 1520.8329 | 1636.3145 | 1517.5709 | 1632.7687 | 1514.2824 | 1629.1941 | 1510.9672 | 1625.5852 | 1507.6202 | 1621.9533 | 1504.2519 | 1618.3043 | 1500.8676 | 1614.6265 | 1497.4568 | 1610.9115 | 1494.0114 | 1607.1622 | 1490.5341 | 1603.3841 | 1487.0302 | 1599.5745 | 1483.497 | 1595.7219 | 1479.924 | 1591.8407 | 1476.3244 | 1587.9365 | 1472.7036 | 1583.9979 | 1469.0508 | 1580.0393 | 1465.3794 | 1576.0577 | 1461.6868 | 1572.0446 | 1457.9649 | 1567.9827 | 1454.1978 | 1563.8922 | 1450.4041 | 1559.7845 | 1446.5945 | 1555.6567 | 1442.7663 | 1551.5261 | 1438.9354 | 1547.3955 | 1435.1045 | 1543.2648 | 1431.2736 | 1539.1342 | 1427.4427 | 1535.0036 | 1423.6118 | 1530.8729 | 0 | 0 | 0 | 0 | 0 | 0 | 0 | 0 | 0 | 0 | 0 | 0 | 0 | 0 | 0 | 0 | 0 | 0
|  |  | Plus: | Revenue - P90 | 0 | USD 000s | 367484.8112 | 0 | 0 | 0 | 0 | 0 | 0 | 0 | 0 | 0 | 6573.2468 | 6096.2412 | 6559.327 | 6083.3316 | 6545.2582 | 6070.2837 | 6531.0747 | 6057.1295 | 6516.7765 | 6043.869 | 6502.3408 | 6030.4808 | 6487.8134 | 6017.0075 | 6473.2171 | 6003.4705 | 6458.5062 | 5989.8271 | 6443.6462 | 5976.0455 | 6428.6486 | 5962.1363 | 6413.5364 | 5948.1207 | 6398.298 | 5933.9882 | 6382.8877 | 5919.6961 | 6367.3627 | 5905.2977 | 6351.746 | 5890.8142 | 6335.9916 | 5876.2032 | 6320.157 | 5861.5177 | 6304.2307 | 5846.7471 | 6288.1783 | 5831.8595 | 6271.9309 | 5816.7912 | 6255.5689 | 5801.6165 | 6239.1381 | 5786.378 | 6222.627 | 5771.0651 | 6206.1044 | 5755.7416 | 6189.5819 | 5740.418 | 6173.0593 | 5725.0945 | 6156.5368 | 5709.7709 | 6140.0142 | 5694.4474 | 6123.4917 | 5679.1238 | 0 | 0 | 0 | 0 | 0 | 0 | 0 | 0 | 0 | 0 | 0 | 0 | 0 | 0 | 0 | 0 | 0 | 0
|  |  | Less: | Revenue received - P90 | 0 | USD 000s | 367484.8112 | 0 | 0 | 0 | 0 | 0 | 0 | 0 | 0 | 0 | 4929.9351 | 6215.4926 | 6443.5556 | 6202.3305 | 6429.7765 | 6189.0273 | 6415.8769 | 6175.6158 | 6401.8648 | 6162.0959 | 6387.7228 | 6148.4458 | 6373.4802 | 6134.709 | 6359.1647 | 6120.9072 | 6344.7473 | 6106.9969 | 6330.1914 | 6092.9457 | 6315.4978 | 6078.7644 | 6300.6864 | 6064.4746 | 6285.7537 | 6050.0656 | 6270.6628 | 6035.494 | 6255.446 | 6020.814 | 6240.1339 | 6006.0472 | 6224.6973 | 5991.1503 | 6209.1686 | 5976.1775 | 6193.5525 | 5961.118 | 6177.8205 | 5945.9392 | 6161.9131 | 5930.5761 | 6145.8745 | 5915.1046 | 6129.7577 | 5899.568 | 6113.5647 | 5883.9556 | 6097.3446 | 5868.3323 | 6081.1218 | 5852.709 | 6064.899 | 5837.0857 | 6048.6762 | 5821.4624 | 6032.4534 | 5805.8391 | 6016.2306 | 7209.9968 | 0 | 0 | 0 | 0 | 0 | 0 | 0 | 0 | 0 | 0 | 0 | 0 | 0 | 0 | 0 | 0 | 0 | 0
|  |  |  | Accounts receivable balance - P90 |  | USD 000s |  |  | 0 | 0 | 0 | 0 | 0 | 0 | 0 | 0 | 1643.3117 | 1524.0603 | 1639.8317 | 1520.8329 | 1636.3145 | 1517.5709 | 1632.7687 | 1514.2824 | 1629.1941 | 1510.9672 | 1625.5852 | 1507.6202 | 1621.9533 | 1504.2519 | 1618.3043 | 1500.8676 | 1614.6265 | 1497.4568 | 1610.9115 | 1494.0114 | 1607.1622 | 1490.5341 | 1603.3841 | 1487.0302 | 1599.5745 | 1483.497 | 1595.7219 | 1479.924 | 1591.8407 | 1476.3244 | 1587.9365 | 1472.7036 | 1583.9979 | 1469.0508 | 1580.0393 | 1465.3794 | 1576.0577 | 1461.6868 | 1572.0446 | 1457.9649 | 1567.9827 | 1454.1978 | 1563.8922 | 1450.4041 | 1559.7845 | 1446.5945 | 1555.6567 | 1442.7663 | 1551.5261 | 1438.9354 | 1547.3955 | 1435.1045 | 1543.2648 | 1431.2736 | 1539.1342 | 1427.4427 | 1535.0036 | 1423.6118 | 1530.8729 | 0 | 0 | 0 | 0 | 0 | 0 | 0 | 0 | 0 | 0 | 0 | 0 | 0 | 0 | 0 | 0 | 0 | 0 | 0
Movement in accounts receivable - P90
|  |  |  | Accounts receivable balance - P90 BEG | 0 | USD 000s | 0 | 0 | 0 | 0 | 0 | 0 | 0 | 0 | 0 | 0 | 0 | 1643.3117 | 1524.0603 | 1639.8317 | 1520.8329 | 1636.3145 | 1517.5709 | 1632.7687 | 1514.2824 | 1629.1941 | 1510.9672 | 1625.5852 | 1507.6202 | 1621.9533 | 1504.2519 | 1618.3043 | 1500.8676 | 1614.6265 | 1497.4568 | 1610.9115 | 1494.0114 | 1607.1622 | 1490.5341 | 1603.3841 | 1487.0302 | 1599.5745 | 1483.497 | 1595.7219 | 1479.924 | 1591.8407 | 1476.3244 | 1587.9365 | 1472.7036 | 1583.9979 | 1469.0508 | 1580.0393 | 1465.3794 | 1576.0577 | 1461.6868 | 1572.0446 | 1457.9649 | 1567.9827 | 1454.1978 | 1563.8922 | 1450.4041 | 1559.7845 | 1446.5945 | 1555.6567 | 1442.7663 | 1551.5261 | 1438.9354 | 1547.3955 | 1435.1045 | 1543.2648 | 1431.2736 | 1539.1342 | 1427.4427 | 1535.0036 | 1423.6118 | 1530.8729 | 0 | 0 | 0 | 0 | 0 | 0 | 0 | 0 | 0 | 0 | 0 | 0 | 0 | 0 | 0 | 0 | 0 | 0
|  |  |  | Accounts receivable balance - P90 | 0 | USD 000s | 0 | 0 | 0 | 0 | 0 | 0 | 0 | 0 | 0 | 0 | 1643.3117 | 1524.0603 | 1639.8317 | 1520.8329 | 1636.3145 | 1517.5709 | 1632.7687 | 1514.2824 | 1629.1941 | 1510.9672 | 1625.5852 | 1507.6202 | 1621.9533 | 1504.2519 | 1618.3043 | 1500.8676 | 1614.6265 | 1497.4568 | 1610.9115 | 1494.0114 | 1607.1622 | 1490.5341 | 1603.3841 | 1487.0302 | 1599.5745 | 1483.497 | 1595.7219 | 1479.924 | 1591.8407 | 1476.3244 | 1587.9365 | 1472.7036 | 1583.9979 | 1469.0508 | 1580.0393 | 1465.3794 | 1576.0577 | 1461.6868 | 1572.0446 | 1457.9649 | 1567.9827 | 1454.1978 | 1563.8922 | 1450.4041 | 1559.7845 | 1446.5945 | 1555.6567 | 1442.7663 | 1551.5261 | 1438.9354 | 1547.3955 | 1435.1045 | 1543.2648 | 1431.2736 | 1539.1342 | 1427.4427 | 1535.0036 | 1423.6118 | 1530.8729 | 0 | 0 | 0 | 0 | 0 | 0 | 0 | 0 | 0 | 0 | 0 | 0 | 0 | 0 | 0 | 0 | 0 | 0 | 0
|  |  |  | Operations period flag | 0 | flag | 60 | 0 | 0 | 0 | 0 | 0 | 0 | 0 | 0 | 0 | 1 | 1 | 1 | 1 | 1 | 1 | 1 | 1 | 1 | 1 | 1 | 1 | 1 | 1 | 1 | 1 | 1 | 1 | 1 | 1 | 1 | 1 | 1 | 1 | 1 | 1 | 1 | 1 | 1 | 1 | 1 | 1 | 1 | 1 | 1 | 1 | 1 | 1 | 1 | 1 | 1 | 1 | 1 | 1 | 1 | 1 | 1 | 1 | 1 | 1 | 1 | 1 | 1 | 1 | 1 | 1 | 1 | 1 | 1 | 1 | 0 | 0 | 0 | 0 | 0 | 0 | 0 | 0 | 0 | 0 | 0 | 0 | 0 | 0 | 0 | 0 | 0 | 0
|  |  |  | Decrease / (increase) in accounts receivable - P90 |  | USD 000s | 0 |  | 0 | 0 | 0 | 0 | 0 | 0 | 0 | 0 | -1643.3117 | 119.2514 | -115.7714 | 118.9988 | -115.4816 | 118.7436 | -115.1977 | 118.4863 | -114.9118 | 118.2269 | -114.618 | 117.965 | -114.3331 | 117.7015 | -114.0524 | 117.4366 | -113.7589 | 117.1698 | -113.4548 | 116.9002 | -113.1508 | 116.6281 | -112.85 | 116.3539 | -112.5443 | 116.0775 | -112.2249 | 115.7979 | -111.9166 | 115.5162 | -111.6121 | 115.2329 | -111.2943 | 114.9471 | -110.9885 | 114.6598 | -110.6783 | 114.3709 | -110.3578 | 114.0797 | -110.0178 | 113.7849 | -109.6944 | 113.4881 | -109.3804 | 113.19 | -109.0622 | 112.8905 | -108.7598 | 112.5907 | -108.4601 | 112.291 | -108.1603 | 111.9912 | -107.8606 | 111.6915 | -107.5608 | 111.3917 | -107.2611 | 1530.8729 | 0 | 0 | 0 | 0 | 0 | 0 | 0 | 0 | 0 | 0 | 0 | 0 | 0 | 0 | 0 | 0 | 0 | 0
Movement in accounts payable - P90
|  |  |  | Increase / (decrease) in accounts payable | 0 | USD 000s | 0 | 0 | 0 | 0 | 0 | 0 | 0 | 0 | 0 | 0 | 42.5156 | 0 | 2.531 | 0 | 20.6731 | -1.1369e-13 | 0.93883 | 0 | 1.2247 | 0 | 26.1629 | 0 | 9.3258 | 0 | -3.9933 | 0 | 3.6701 | -1.1369e-13 | 22.0618 | 0 | -14.6966 | -2.2737e-13 | 6.5298 | 0 | 182.2719 | -2.2737e-13 | -184.3654 | 0 | 5.3345 | 0 | 4.136 | 0 | 3.0646 | 0 | 3.8458 | 2.2737e-13 | 4.6856 | 0 | 27.0911 | 0 | -11.2061 | -2.2737e-13 | 2.2198 | 0 | 1.4658 | 2.2737e-13 | 15.6151 | 0 | -5.5867 | 0 | 3.3103 | 0 | 3.3765 | -2.2737e-13 | 3.4441 | 0 | 3.5129 | 0 | 3.5832 | -182.7428 | 0 | 0 | 0 | 0 | 0 | 0 | 0 | 0 | 0 | 0 | 0 | 0 | 0 | 0 | 0 | 0 | 0 | 0
|  |  |  | Increase / (decrease) in accounts payable - P90 |  | USD 000s | 0 |  | 0 | 0 | 0 | 0 | 0 | 0 | 0 | 0 | 42.5156 | 0 | 2.531 | 0 | 20.6731 | -1.1369e-13 | 0.93883 | 0 | 1.2247 | 0 | 26.1629 | 0 | 9.3258 | 0 | -3.9933 | 0 | 3.6701 | -1.1369e-13 | 22.0618 | 0 | -14.6966 | -2.2737e-13 | 6.5298 | 0 | 182.2719 | -2.2737e-13 | -184.3654 | 0 | 5.3345 | 0 | 4.136 | 0 | 3.0646 | 0 | 3.8458 | 2.2737e-13 | 4.6856 | 0 | 27.0911 | 0 | -11.2061 | -2.2737e-13 | 2.2198 | 0 | 1.4658 | 2.2737e-13 | 15.6151 | 0 | -5.5867 | 0 | 3.3103 | 0 | 3.3765 | -2.2737e-13 | 3.4441 | 0 | 3.5129 | 0 | 3.5832 | -182.7428 | 0 | 0 | 0 | 0 | 0 | 0 | 0 | 0 | 0 | 0 | 0 | 0 | 0 | 0 | 0 | 0 | 0 | 0
Movement in working capital - P90
|  |  |  | Decrease / (increase) in accounts receivable - P90 | 0 | USD 000s | 0 | 0 | 0 | 0 | 0 | 0 | 0 | 0 | 0 | 0 | -1643.3117 | 119.2514 | -115.7714 | 118.9988 | -115.4816 | 118.7436 | -115.1977 | 118.4863 | -114.9118 | 118.2269 | -114.618 | 117.965 | -114.3331 | 117.7015 | -114.0524 | 117.4366 | -113.7589 | 117.1698 | -113.4548 | 116.9002 | -113.1508 | 116.6281 | -112.85 | 116.3539 | -112.5443 | 116.0775 | -112.2249 | 115.7979 | -111.9166 | 115.5162 | -111.6121 | 115.2329 | -111.2943 | 114.9471 | -110.9885 | 114.6598 | -110.6783 | 114.3709 | -110.3578 | 114.0797 | -110.0178 | 113.7849 | -109.6944 | 113.4881 | -109.3804 | 113.19 | -109.0622 | 112.8905 | -108.7598 | 112.5907 | -108.4601 | 112.291 | -108.1603 | 111.9912 | -107.8606 | 111.6915 | -107.5608 | 111.3917 | -107.2611 | 1530.8729 | 0 | 0 | 0 | 0 | 0 | 0 | 0 | 0 | 0 | 0 | 0 | 0 | 0 | 0 | 0 | 0 | 0 | 0
|  |  |  | Increase / (decrease) in accounts payable - P90 | 0 | USD 000s | 0 | 0 | 0 | 0 | 0 | 0 | 0 | 0 | 0 | 0 | 42.5156 | 0 | 2.531 | 0 | 20.6731 | -1.1369e-13 | 0.93883 | 0 | 1.2247 | 0 | 26.1629 | 0 | 9.3258 | 0 | -3.9933 | 0 | 3.6701 | -1.1369e-13 | 22.0618 | 0 | -14.6966 | -2.2737e-13 | 6.5298 | 0 | 182.2719 | -2.2737e-13 | -184.3654 | 0 | 5.3345 | 0 | 4.136 | 0 | 3.0646 | 0 | 3.8458 | 2.2737e-13 | 4.6856 | 0 | 27.0911 | 0 | -11.2061 | -2.2737e-13 | 2.2198 | 0 | 1.4658 | 2.2737e-13 | 15.6151 | 0 | -5.5867 | 0 | 3.3103 | 0 | 3.3765 | -2.2737e-13 | 3.4441 | 0 | 3.5129 | 0 | 3.5832 | -182.7428 | 0 | 0 | 0 | 0 | 0 | 0 | 0 | 0 | 0 | 0 | 0 | 0 | 0 | 0 | 0 | 0 | 0 | 0
|  |  |  | Operations period flag | 0 | flag | 60 | 0 | 0 | 0 | 0 | 0 | 0 | 0 | 0 | 0 | 1 | 1 | 1 | 1 | 1 | 1 | 1 | 1 | 1 | 1 | 1 | 1 | 1 | 1 | 1 | 1 | 1 | 1 | 1 | 1 | 1 | 1 | 1 | 1 | 1 | 1 | 1 | 1 | 1 | 1 | 1 | 1 | 1 | 1 | 1 | 1 | 1 | 1 | 1 | 1 | 1 | 1 | 1 | 1 | 1 | 1 | 1 | 1 | 1 | 1 | 1 | 1 | 1 | 1 | 1 | 1 | 1 | 1 | 1 | 1 | 0 | 0 | 0 | 0 | 0 | 0 | 0 | 0 | 0 | 0 | 0 | 0 | 0 | 0 | 0 | 0 | 0 | 0
|  |  |  | Decrease / (increase) in working capital - P90 |  | USD 000s | 0 |  | 0 | 0 | 0 | 0 | 0 | 0 | 0 | 0 | -1600.7961 | 119.2514 | -113.2405 | 118.9988 | -94.8086 | 118.7436 | -114.2589 | 118.4863 | -113.6871 | 118.2269 | -88.4551 | 117.965 | -105.0074 | 117.7015 | -118.0457 | 117.4366 | -110.0889 | 117.1698 | -91.393 | 116.9002 | -127.8473 | 116.6281 | -106.3202 | 116.3539 | 69.7276 | 116.0775 | -296.5902 | 115.7979 | -106.5822 | 115.5162 | -107.476 | 115.2329 | -108.2298 | 114.9471 | -107.1426 | 114.6598 | -105.9926 | 114.3709 | -83.2667 | 114.0797 | -121.224 | 113.7849 | -107.4746 | 113.4881 | -107.9145 | 113.19 | -93.4471 | 112.8905 | -114.3465 | 112.5907 | -105.1498 | 112.291 | -104.7838 | 111.9912 | -104.4165 | 111.6915 | -104.0479 | 111.3917 | -103.6779 | 1348.1301 | 0 | 0 | 0 | 0 | 0 | 0 | 0 | 0 | 0 | 0 | 0 | 0 | 0 | 0 | 0 | 0 | 0 | 0
EGR RECIEVABLES BALANCE
EGR cash received
|  |  |  | Initial electricity payment during construction | 0 | USD 000s | 19452.0951 | 0 | 0 | 0 | 0 | 0 | 0 | 6319.2143 | 6813.6665 | 6319.2143 | 0 | 0 | 0 | 0 | 0 | 0 | 0 | 0 | 0 | 0 | 0 | 0 | 0 | 0 | 0 | 0 | 0 | 0 | 0 | 0 | 0 | 0 | 0 | 0 | 0 | 0 | 0 | 0 | 0 | 0 | 0 | 0 | 0 | 0 | 0 | 0 | 0 | 0 | 0 | 0 | 0 | 0 | 0 | 0 | 0 | 0 | 0 | 0 | 0 | 0 | 0 | 0 | 0 | 0 | 0 | 0 | 0 | 0 | 0 | 0 | 0 | 0 | 0 | 0 | 0 | 0 | 0 | 0 | 0 | 0 | 0 | 0 | 0 | 0 | 0 | 0 | 0 | 0
|  |  |  | Full contract period flag | 0 | flag | 60 | 0 | 0 | 0 | 0 | 0 | 0 | 0 | 0 | 0 | 1 | 1 | 1 | 1 | 1 | 1 | 1 | 1 | 1 | 1 | 1 | 1 | 1 | 1 | 1 | 1 | 1 | 1 | 1 | 1 | 1 | 1 | 1 | 1 | 1 | 1 | 1 | 1 | 1 | 1 | 1 | 1 | 1 | 1 | 1 | 1 | 1 | 1 | 1 | 1 | 1 | 1 | 1 | 1 | 1 | 1 | 1 | 1 | 1 | 1 | 1 | 1 | 1 | 1 | 1 | 1 | 1 | 1 | 1 | 1 | 0 | 0 | 0 | 0 | 0 | 0 | 0 | 0 | 0 | 0 | 0 | 0 | 0 | 0 | 0 | 0 | 0 | 0
|  |  |  | EGRs accrued |  | USD 000s | 19452.0951 |  | 0 | 0 | 0 | 0 | 0 | 6319.2143 | 6813.6665 | 6319.2143 | 0 | 0 | 0 | 0 | 0 | 0 | 0 | 0 | 0 | 0 | 0 | 0 | 0 | 0 | 0 | 0 | 0 | 0 | 0 | 0 | 0 | 0 | 0 | 0 | 0 | 0 | 0 | 0 | 0 | 0 | 0 | 0 | 0 | 0 | 0 | 0 | 0 | 0 | 0 | 0 | 0 | 0 | 0 | 0 | 0 | 0 | 0 | 0 | 0 | 0 | 0 | 0 | 0 | 0 | 0 | 0 | 0 | 0 | 0 | 0 | 0 | 0 | 0 | 0 | 0 | 0 | 0 | 0 | 0 | 0 | 0 | 0 | 0 | 0 | 0 | 0 | 0 | 0
|  |  |  | Cash received for initial electricity payment during construction | 0 | USD 000s | 16237.2362 | 0 | 0 | 0 | 0 | 0 | 0 | 3104.3554 | 9007.1702 | 4125.7106 | 0 | 0 | 0 | 0 | 0 | 0 | 0 | 0 | 0 | 0 | 0 | 0 | 0 | 0 | 0 | 0 | 0 | 0 | 0 | 0 | 0 | 0 | 0 | 0 | 0 | 0 | 0 | 0 | 0 | 0 | 0 | 0 | 0 | 0 | 0 | 0 | 0 | 0 | 0 | 0 | 0 | 0 | 0 | 0 | 0 | 0 | 0 | 0 | 0 | 0 | 0 | 0 | 0 | 0 | 0 | 0 | 0 | 0 | 0 | 0 | 0 | 0 | 0 | 0 | 0 | 0 | 0 | 0 | 0 | 0 | 0 | 0 | 0 | 0 | 0 | 0 | 0 | 0
|  |  |  | Full contract period flag | 0 | flag | 60 | 0 | 0 | 0 | 0 | 0 | 0 | 0 | 0 | 0 | 1 | 1 | 1 | 1 | 1 | 1 | 1 | 1 | 1 | 1 | 1 | 1 | 1 | 1 | 1 | 1 | 1 | 1 | 1 | 1 | 1 | 1 | 1 | 1 | 1 | 1 | 1 | 1 | 1 | 1 | 1 | 1 | 1 | 1 | 1 | 1 | 1 | 1 | 1 | 1 | 1 | 1 | 1 | 1 | 1 | 1 | 1 | 1 | 1 | 1 | 1 | 1 | 1 | 1 | 1 | 1 | 1 | 1 | 1 | 1 | 0 | 0 | 0 | 0 | 0 | 0 | 0 | 0 | 0 | 0 | 0 | 0 | 0 | 0 | 0 | 0 | 0 | 0
|  |  |  | EGRs cash received during construction |  | USD 000s | 16237.2362 |  | 0 | 0 | 0 | 0 | 0 | 3104.3554 | 9007.1702 | 4125.7106 | 0 | 0 | 0 | 0 | 0 | 0 | 0 | 0 | 0 | 0 | 0 | 0 | 0 | 0 | 0 | 0 | 0 | 0 | 0 | 0 | 0 | 0 | 0 | 0 | 0 | 0 | 0 | 0 | 0 | 0 | 0 | 0 | 0 | 0 | 0 | 0 | 0 | 0 | 0 | 0 | 0 | 0 | 0 | 0 | 0 | 0 | 0 | 0 | 0 | 0 | 0 | 0 | 0 | 0 | 0 | 0 | 0 | 0 | 0 | 0 | 0 | 0 | 0 | 0 | 0 | 0 | 0 | 0 | 0 | 0 | 0 | 0 | 0 | 0 | 0 | 0 | 0 | 0
|  |  |  | EGR receivable balance BEG | 0 | USD 000s | 0 | 0 | 0 | 0 | 0 | 0 | 0 | 0 | 3214.8589 | 1021.3552 | 3214.8589 | 0 | 0 | 0 | 0 | 0 | 0 | 0 | 0 | 0 | 0 | 0 | 0 | 0 | 0 | 0 | 0 | 0 | 0 | 0 | 0 | 0 | 0 | 0 | 0 | 0 | 0 | 0 | 0 | 0 | 0 | 0 | 0 | 0 | 0 | 0 | 0 | 0 | 0 | 0 | 0 | 0 | 0 | 0 | 0 | 0 | 0 | 0 | 0 | 0 | 0 | 0 | 0 | 0 | 0 | 0 | 0 | 0 | 0 | 0 | 0 | 0 | 0 | 0 | 0 | 0 | 0 | 0 | 0 | 0 | 0 | 0 | 0 | 0 | 0 | 0 | 0 | 0
|  |  |  | Full contract period flag | 0 | flag | 60 | 0 | 0 | 0 | 0 | 0 | 0 | 0 | 0 | 0 | 1 | 1 | 1 | 1 | 1 | 1 | 1 | 1 | 1 | 1 | 1 | 1 | 1 | 1 | 1 | 1 | 1 | 1 | 1 | 1 | 1 | 1 | 1 | 1 | 1 | 1 | 1 | 1 | 1 | 1 | 1 | 1 | 1 | 1 | 1 | 1 | 1 | 1 | 1 | 1 | 1 | 1 | 1 | 1 | 1 | 1 | 1 | 1 | 1 | 1 | 1 | 1 | 1 | 1 | 1 | 1 | 1 | 1 | 1 | 1 | 0 | 0 | 0 | 0 | 0 | 0 | 0 | 0 | 0 | 0 | 0 | 0 | 0 | 0 | 0 | 0 | 0 | 0
|  |  |  | EGR cash received during operations |  | USD 000s | 3214.8589 |  | 0 | 0 | 0 | 0 | 0 | 0 | 0 | 0 | 3214.8589 | 0 | 0 | 0 | 0 | 0 | 0 | 0 | 0 | 0 | 0 | 0 | 0 | 0 | 0 | 0 | 0 | 0 | 0 | 0 | 0 | 0 | 0 | 0 | 0 | 0 | 0 | 0 | 0 | 0 | 0 | 0 | 0 | 0 | 0 | 0 | 0 | 0 | 0 | 0 | 0 | 0 | 0 | 0 | 0 | 0 | 0 | 0 | 0 | 0 | 0 | 0 | 0 | 0 | 0 | 0 | 0 | 0 | 0 | 0 | 0 | 0 | 0 | 0 | 0 | 0 | 0 | 0 | 0 | 0 | 0 | 0 | 0 | 0 | 0 | 0 | 0 | 0
EGR receivable balance
|  |  |  | EGR receivable balance BEG |  | USD 000s |  |  | 0 | 0 | 0 | 0 | 0 | 0 | 3214.8589 | 1021.3552 | 3214.8589 | 0 | 0 | 0 | 0 | 0 | 0 | 0 | 0 | 0 | 0 | 0 | 0 | 0 | 0 | 0 | 0 | 0 | 0 | 0 | 0 | 0 | 0 | 0 | 0 | 0 | 0 | 0 | 0 | 0 | 0 | 0 | 0 | 0 | 0 | 0 | 0 | 0 | 0 | 0 | 0 | 0 | 0 | 0 | 0 | 0 | 0 | 0 | 0 | 0 | 0 | 0 | 0 | 0 | 0 | 0 | 0 | 0 | 0 | 0 | 0 | 0 | 0 | 0 | 0 | 0 | 0 | 0 | 0 | 0 | 0 | 0 | 0 | 0 | 0 | 0 | 0 | 0
|  |  | Plus: | EGRs accrued | 0 | USD 000s | 19452.0951 | 0 | 0 | 0 | 0 | 0 | 0 | 6319.2143 | 6813.6665 | 6319.2143 | 0 | 0 | 0 | 0 | 0 | 0 | 0 | 0 | 0 | 0 | 0 | 0 | 0 | 0 | 0 | 0 | 0 | 0 | 0 | 0 | 0 | 0 | 0 | 0 | 0 | 0 | 0 | 0 | 0 | 0 | 0 | 0 | 0 | 0 | 0 | 0 | 0 | 0 | 0 | 0 | 0 | 0 | 0 | 0 | 0 | 0 | 0 | 0 | 0 | 0 | 0 | 0 | 0 | 0 | 0 | 0 | 0 | 0 | 0 | 0 | 0 | 0 | 0 | 0 | 0 | 0 | 0 | 0 | 0 | 0 | 0 | 0 | 0 | 0 | 0 | 0 | 0 | 0
|  |  | Less: | EGRs cash received during construction | 0 | USD 000s | 16237.2362 | 0 | 0 | 0 | 0 | 0 | 0 | 3104.3554 | 9007.1702 | 4125.7106 | 0 | 0 | 0 | 0 | 0 | 0 | 0 | 0 | 0 | 0 | 0 | 0 | 0 | 0 | 0 | 0 | 0 | 0 | 0 | 0 | 0 | 0 | 0 | 0 | 0 | 0 | 0 | 0 | 0 | 0 | 0 | 0 | 0 | 0 | 0 | 0 | 0 | 0 | 0 | 0 | 0 | 0 | 0 | 0 | 0 | 0 | 0 | 0 | 0 | 0 | 0 | 0 | 0 | 0 | 0 | 0 | 0 | 0 | 0 | 0 | 0 | 0 | 0 | 0 | 0 | 0 | 0 | 0 | 0 | 0 | 0 | 0 | 0 | 0 | 0 | 0 | 0 | 0
|  |  | Less: | EGR cash received during operations | 0 | USD 000s | 3214.8589 | 0 | 0 | 0 | 0 | 0 | 0 | 0 | 0 | 0 | 3214.8589 | 0 | 0 | 0 | 0 | 0 | 0 | 0 | 0 | 0 | 0 | 0 | 0 | 0 | 0 | 0 | 0 | 0 | 0 | 0 | 0 | 0 | 0 | 0 | 0 | 0 | 0 | 0 | 0 | 0 | 0 | 0 | 0 | 0 | 0 | 0 | 0 | 0 | 0 | 0 | 0 | 0 | 0 | 0 | 0 | 0 | 0 | 0 | 0 | 0 | 0 | 0 | 0 | 0 | 0 | 0 | 0 | 0 | 0 | 0 | 0 | 0 | 0 | 0 | 0 | 0 | 0 | 0 | 0 | 0 | 0 | 0 | 0 | 0 | 0 | 0 | 0 | 0
|  |  |  | EGR receivable balance |  | USD 000s |  |  | 0 | 0 | 0 | 0 | 0 | 3214.8589 | 1021.3552 | 3214.8589 | 0 | 0 | 0 | 0 | 0 | 0 | 0 | 0 | 0 | 0 | 0 | 0 | 0 | 0 | 0 | 0 | 0 | 0 | 0 | 0 | 0 | 0 | 0 | 0 | 0 | 0 | 0 | 0 | 0 | 0 | 0 | 0 | 0 | 0 | 0 | 0 | 0 | 0 | 0 | 0 | 0 | 0 | 0 | 0 | 0 | 0 | 0 | 0 | 0 | 0 | 0 | 0 | 0 | 0 | 0 | 0 | 0 | 0 | 0 | 0 | 0 | 0 | 0 | 0 | 0 | 0 | 0 | 0 | 0 | 0 | 0 | 0 | 0 | 0 | 0 | 0 | 0 | 0
|  |  |  | EGR receivable balance BEG | 0 | USD 000s | 0 | 0 | 0 | 0 | 0 | 0 | 0 | 0 | 3214.8589 | 1021.3552 | 3214.8589 | 0 | 0 | 0 | 0 | 0 | 0 | 0 | 0 | 0 | 0 | 0 | 0 | 0 | 0 | 0 | 0 | 0 | 0 | 0 | 0 | 0 | 0 | 0 | 0 | 0 | 0 | 0 | 0 | 0 | 0 | 0 | 0 | 0 | 0 | 0 | 0 | 0 | 0 | 0 | 0 | 0 | 0 | 0 | 0 | 0 | 0 | 0 | 0 | 0 | 0 | 0 | 0 | 0 | 0 | 0 | 0 | 0 | 0 | 0 | 0 | 0 | 0 | 0 | 0 | 0 | 0 | 0 | 0 | 0 | 0 | 0 | 0 | 0 | 0 | 0 | 0 | 0
|  |  |  | EGR receivable balance | 0 | USD 000s | 0 | 0 | 0 | 0 | 0 | 0 | 0 | 3214.8589 | 1021.3552 | 3214.8589 | 0 | 0 | 0 | 0 | 0 | 0 | 0 | 0 | 0 | 0 | 0 | 0 | 0 | 0 | 0 | 0 | 0 | 0 | 0 | 0 | 0 | 0 | 0 | 0 | 0 | 0 | 0 | 0 | 0 | 0 | 0 | 0 | 0 | 0 | 0 | 0 | 0 | 0 | 0 | 0 | 0 | 0 | 0 | 0 | 0 | 0 | 0 | 0 | 0 | 0 | 0 | 0 | 0 | 0 | 0 | 0 | 0 | 0 | 0 | 0 | 0 | 0 | 0 | 0 | 0 | 0 | 0 | 0 | 0 | 0 | 0 | 0 | 0 | 0 | 0 | 0 | 0 | 0
|  |  |  | Full contract period flag | 0 | flag | 60 | 0 | 0 | 0 | 0 | 0 | 0 | 0 | 0 | 0 | 1 | 1 | 1 | 1 | 1 | 1 | 1 | 1 | 1 | 1 | 1 | 1 | 1 | 1 | 1 | 1 | 1 | 1 | 1 | 1 | 1 | 1 | 1 | 1 | 1 | 1 | 1 | 1 | 1 | 1 | 1 | 1 | 1 | 1 | 1 | 1 | 1 | 1 | 1 | 1 | 1 | 1 | 1 | 1 | 1 | 1 | 1 | 1 | 1 | 1 | 1 | 1 | 1 | 1 | 1 | 1 | 1 | 1 | 1 | 1 | 0 | 0 | 0 | 0 | 0 | 0 | 0 | 0 | 0 | 0 | 0 | 0 | 0 | 0 | 0 | 0 | 0 | 0
|  |  |  | Increase in ar during construction |  | USD 000s | -3214.8589 |  | 0 | 0 | 0 | 0 | 0 | -3214.8589 | 2193.5037 | -2193.5037 | 0 | 0 | 0 | 0 | 0 | 0 | 0 | 0 | 0 | 0 | 0 | 0 | 0 | 0 | 0 | 0 | 0 | 0 | 0 | 0 | 0 | 0 | 0 | 0 | 0 | 0 | 0 | 0 | 0 | 0 | 0 | 0 | 0 | 0 | 0 | 0 | 0 | 0 | 0 | 0 | 0 | 0 | 0 | 0 | 0 | 0 | 0 | 0 | 0 | 0 | 0 | 0 | 0 | 0 | 0 | 0 | 0 | 0 | 0 | 0 | 0 | 0 | 0 | 0 | 0 | 0 | 0 | 0 | 0 | 0 | 0 | 0 | 0 | 0 | 0 | 0 | 0 | 0
PRE-COMPLETION OPERATING COSTS PAYABLE BALANCE
Cash paid for early generation costs
|  |  |  | Early generation cost during construction | 0 | USD 000s | 1356.075 | 0 | 0 | 0 | 0 | 0 | 0 | 452.025 | 452.025 | 452.025 | 0 | 0 | 0 | 0 | 0 | 0 | 0 | 0 | 0 | 0 | 0 | 0 | 0 | 0 | 0 | 0 | 0 | 0 | 0 | 0 | 0 | 0 | 0 | 0 | 0 | 0 | 0 | 0 | 0 | 0 | 0 | 0 | 0 | 0 | 0 | 0 | 0 | 0 | 0 | 0 | 0 | 0 | 0 | 0 | 0 | 0 | 0 | 0 | 0 | 0 | 0 | 0 | 0 | 0 | 0 | 0 | 0 | 0 | 0 | 0 | 0 | 0 | 0 | 0 | 0 | 0 | 0 | 0 | 0 | 0 | 0 | 0 | 0 | 0 | 0 | 0 | 0 | 0
|  |  |  | Construction period flag | 0 | flag | 5 | 0 | 0 | 0 | 0 | 1 | 1 | 1 | 1 | 1 | 0 | 0 | 0 | 0 | 0 | 0 | 0 | 0 | 0 | 0 | 0 | 0 | 0 | 0 | 0 | 0 | 0 | 0 | 0 | 0 | 0 | 0 | 0 | 0 | 0 | 0 | 0 | 0 | 0 | 0 | 0 | 0 | 0 | 0 | 0 | 0 | 0 | 0 | 0 | 0 | 0 | 0 | 0 | 0 | 0 | 0 | 0 | 0 | 0 | 0 | 0 | 0 | 0 | 0 | 0 | 0 | 0 | 0 | 0 | 0 | 0 | 0 | 0 | 0 | 0 | 0 | 0 | 0 | 0 | 0 | 0 | 0 | 0 | 0 | 0 | 0 | 0 | 0
|  |  |  | Early generation costs accrued |  | USD 000s | 1356.075 |  | 0 | 0 | 0 | 0 | 0 | 452.025 | 452.025 | 452.025 | 0 | 0 | 0 | 0 | 0 | 0 | 0 | 0 | 0 | 0 | 0 | 0 | 0 | 0 | 0 | 0 | 0 | 0 | 0 | 0 | 0 | 0 | 0 | 0 | 0 | 0 | 0 | 0 | 0 | 0 | 0 | 0 | 0 | 0 | 0 | 0 | 0 | 0 | 0 | 0 | 0 | 0 | 0 | 0 | 0 | 0 | 0 | 0 | 0 | 0 | 0 | 0 | 0 | 0 | 0 | 0 | 0 | 0 | 0 | 0 | 0 | 0 | 0 | 0 | 0 | 0 | 0 | 0 | 0 | 0 | 0 | 0 | 0 | 0 | 0 | 0 | 0 | 0
|  |  |  | Cash paid for early generation period during construction POS | 0 | USD 000s | 1205.4 | 0 | 0 | 0 | 0 | 0 | 0 | 301.35 | 452.025 | 452.025 | 0 | 0 | 0 | 0 | 0 | 0 | 0 | 0 | 0 | 0 | 0 | 0 | 0 | 0 | 0 | 0 | 0 | 0 | 0 | 0 | 0 | 0 | 0 | 0 | 0 | 0 | 0 | 0 | 0 | 0 | 0 | 0 | 0 | 0 | 0 | 0 | 0 | 0 | 0 | 0 | 0 | 0 | 0 | 0 | 0 | 0 | 0 | 0 | 0 | 0 | 0 | 0 | 0 | 0 | 0 | 0 | 0 | 0 | 0 | 0 | 0 | 0 | 0 | 0 | 0 | 0 | 0 | 0 | 0 | 0 | 0 | 0 | 0 | 0 | 0 | 0 | 0 | 0
|  |  |  | Full contract period flag | 0 | flag | 60 | 0 | 0 | 0 | 0 | 0 | 0 | 0 | 0 | 0 | 1 | 1 | 1 | 1 | 1 | 1 | 1 | 1 | 1 | 1 | 1 | 1 | 1 | 1 | 1 | 1 | 1 | 1 | 1 | 1 | 1 | 1 | 1 | 1 | 1 | 1 | 1 | 1 | 1 | 1 | 1 | 1 | 1 | 1 | 1 | 1 | 1 | 1 | 1 | 1 | 1 | 1 | 1 | 1 | 1 | 1 | 1 | 1 | 1 | 1 | 1 | 1 | 1 | 1 | 1 | 1 | 1 | 1 | 1 | 1 | 0 | 0 | 0 | 0 | 0 | 0 | 0 | 0 | 0 | 0 | 0 | 0 | 0 | 0 | 0 | 0 | 0 | 0
|  |  |  | Cash paid for early generation costs during construction |  | USD 000s | 1205.4 |  | 0 | 0 | 0 | 0 | 0 | 301.35 | 452.025 | 452.025 | 0 | 0 | 0 | 0 | 0 | 0 | 0 | 0 | 0 | 0 | 0 | 0 | 0 | 0 | 0 | 0 | 0 | 0 | 0 | 0 | 0 | 0 | 0 | 0 | 0 | 0 | 0 | 0 | 0 | 0 | 0 | 0 | 0 | 0 | 0 | 0 | 0 | 0 | 0 | 0 | 0 | 0 | 0 | 0 | 0 | 0 | 0 | 0 | 0 | 0 | 0 | 0 | 0 | 0 | 0 | 0 | 0 | 0 | 0 | 0 | 0 | 0 | 0 | 0 | 0 | 0 | 0 | 0 | 0 | 0 | 0 | 0 | 0 | 0 | 0 | 0 | 0 | 0
|  |  |  | Pre-completion operating cost payable balance BEG | 0 | USD 000s | 0 | 0 | 0 | 0 | 0 | 0 | 0 | 0 | 150.675 | 150.675 | 150.675 | 0 | 0 | 0 | 0 | 0 | 0 | 0 | 0 | 0 | 0 | 0 | 0 | 0 | 0 | 0 | 0 | 0 | 0 | 0 | 0 | 0 | 0 | 0 | 0 | 0 | 0 | 0 | 0 | 0 | 0 | 0 | 0 | 0 | 0 | 0 | 0 | 0 | 0 | 0 | 0 | 0 | 0 | 0 | 0 | 0 | 0 | 0 | 0 | 0 | 0 | 0 | 0 | 0 | 0 | 0 | 0 | 0 | 0 | 0 | 0 | 0 | 0 | 0 | 0 | 0 | 0 | 0 | 0 | 0 | 0 | 0 | 0 | 0 | 0 | 0 | 0 | 0
|  |  |  | Full contract period flag | 0 | flag | 60 | 0 | 0 | 0 | 0 | 0 | 0 | 0 | 0 | 0 | 1 | 1 | 1 | 1 | 1 | 1 | 1 | 1 | 1 | 1 | 1 | 1 | 1 | 1 | 1 | 1 | 1 | 1 | 1 | 1 | 1 | 1 | 1 | 1 | 1 | 1 | 1 | 1 | 1 | 1 | 1 | 1 | 1 | 1 | 1 | 1 | 1 | 1 | 1 | 1 | 1 | 1 | 1 | 1 | 1 | 1 | 1 | 1 | 1 | 1 | 1 | 1 | 1 | 1 | 1 | 1 | 1 | 1 | 1 | 1 | 0 | 0 | 0 | 0 | 0 | 0 | 0 | 0 | 0 | 0 | 0 | 0 | 0 | 0 | 0 | 0 | 0 | 0
|  |  |  | Cash paid for early generation costs during operations POS |  | USD 000s | 150.675 |  | 0 | 0 | 0 | 0 | 0 | 0 | 0 | 0 | 150.675 | 0 | 0 | 0 | 0 | 0 | 0 | 0 | 0 | 0 | 0 | 0 | 0 | 0 | 0 | 0 | 0 | 0 | 0 | 0 | 0 | 0 | 0 | 0 | 0 | 0 | 0 | 0 | 0 | 0 | 0 | 0 | 0 | 0 | 0 | 0 | 0 | 0 | 0 | 0 | 0 | 0 | 0 | 0 | 0 | 0 | 0 | 0 | 0 | 0 | 0 | 0 | 0 | 0 | 0 | 0 | 0 | 0 | 0 | 0 | 0 | 0 | 0 | 0 | 0 | 0 | 0 | 0 | 0 | 0 | 0 | 0 | 0 | 0 | 0 | 0 | 0 | 0
|  |  |  | Cash paid for early generation costs during operations |  | USD 000s | -150.675 |  | 0 | 0 | 0 | 0 | 0 | 0 | 0 | 0 | -150.675 | 0 | 0 | 0 | 0 | 0 | 0 | 0 | 0 | 0 | 0 | 0 | 0 | 0 | 0 | 0 | 0 | 0 | 0 | 0 | 0 | 0 | 0 | 0 | 0 | 0 | 0 | 0 | 0 | 0 | 0 | 0 | 0 | 0 | 0 | 0 | 0 | 0 | 0 | 0 | 0 | 0 | 0 | 0 | 0 | 0 | 0 | 0 | 0 | 0 | 0 | 0 | 0 | 0 | 0 | 0 | 0 | 0 | 0 | 0 | 0 | 0 | 0 | 0 | 0 | 0 | 0 | 0 | 0 | 0 | 0 | 0 | 0 | 0 | 0 | 0 | 0 | 0
Pre-completion operating cost payable balance
|  |  |  | Pre-completion operating cost payable balance BEG |  | USD 000s |  |  | 0 | 0 | 0 | 0 | 0 | 0 | 150.675 | 150.675 | 150.675 | 0 | 0 | 0 | 0 | 0 | 0 | 0 | 0 | 0 | 0 | 0 | 0 | 0 | 0 | 0 | 0 | 0 | 0 | 0 | 0 | 0 | 0 | 0 | 0 | 0 | 0 | 0 | 0 | 0 | 0 | 0 | 0 | 0 | 0 | 0 | 0 | 0 | 0 | 0 | 0 | 0 | 0 | 0 | 0 | 0 | 0 | 0 | 0 | 0 | 0 | 0 | 0 | 0 | 0 | 0 | 0 | 0 | 0 | 0 | 0 | 0 | 0 | 0 | 0 | 0 | 0 | 0 | 0 | 0 | 0 | 0 | 0 | 0 | 0 | 0 | 0 | 0
|  |  | Plus: | Early generation costs accrued | 0 | USD 000s | 1356.075 | 0 | 0 | 0 | 0 | 0 | 0 | 452.025 | 452.025 | 452.025 | 0 | 0 | 0 | 0 | 0 | 0 | 0 | 0 | 0 | 0 | 0 | 0 | 0 | 0 | 0 | 0 | 0 | 0 | 0 | 0 | 0 | 0 | 0 | 0 | 0 | 0 | 0 | 0 | 0 | 0 | 0 | 0 | 0 | 0 | 0 | 0 | 0 | 0 | 0 | 0 | 0 | 0 | 0 | 0 | 0 | 0 | 0 | 0 | 0 | 0 | 0 | 0 | 0 | 0 | 0 | 0 | 0 | 0 | 0 | 0 | 0 | 0 | 0 | 0 | 0 | 0 | 0 | 0 | 0 | 0 | 0 | 0 | 0 | 0 | 0 | 0 | 0 | 0
|  |  | Less: | Cash paid for early generation costs during construction | 0 | USD 000s | 1205.4 | 0 | 0 | 0 | 0 | 0 | 0 | 301.35 | 452.025 | 452.025 | 0 | 0 | 0 | 0 | 0 | 0 | 0 | 0 | 0 | 0 | 0 | 0 | 0 | 0 | 0 | 0 | 0 | 0 | 0 | 0 | 0 | 0 | 0 | 0 | 0 | 0 | 0 | 0 | 0 | 0 | 0 | 0 | 0 | 0 | 0 | 0 | 0 | 0 | 0 | 0 | 0 | 0 | 0 | 0 | 0 | 0 | 0 | 0 | 0 | 0 | 0 | 0 | 0 | 0 | 0 | 0 | 0 | 0 | 0 | 0 | 0 | 0 | 0 | 0 | 0 | 0 | 0 | 0 | 0 | 0 | 0 | 0 | 0 | 0 | 0 | 0 | 0 | 0
|  |  | Less: | Cash paid for early generation costs during operations POS | 0 | USD 000s | 150.675 | 0 | 0 | 0 | 0 | 0 | 0 | 0 | 0 | 0 | 150.675 | 0 | 0 | 0 | 0 | 0 | 0 | 0 | 0 | 0 | 0 | 0 | 0 | 0 | 0 | 0 | 0 | 0 | 0 | 0 | 0 | 0 | 0 | 0 | 0 | 0 | 0 | 0 | 0 | 0 | 0 | 0 | 0 | 0 | 0 | 0 | 0 | 0 | 0 | 0 | 0 | 0 | 0 | 0 | 0 | 0 | 0 | 0 | 0 | 0 | 0 | 0 | 0 | 0 | 0 | 0 | 0 | 0 | 0 | 0 | 0 | 0 | 0 | 0 | 0 | 0 | 0 | 0 | 0 | 0 | 0 | 0 | 0 | 0 | 0 | 0 | 0 | 0
|  |  |  | Pre-completion operating cost payable balance |  | USD 000s |  |  | 0 | 0 | 0 | 0 | 0 | 150.675 | 150.675 | 150.675 | 0 | 0 | 0 | 0 | 0 | 0 | 0 | 0 | 0 | 0 | 0 | 0 | 0 | 0 | 0 | 0 | 0 | 0 | 0 | 0 | 0 | 0 | 0 | 0 | 0 | 0 | 0 | 0 | 0 | 0 | 0 | 0 | 0 | 0 | 0 | 0 | 0 | 0 | 0 | 0 | 0 | 0 | 0 | 0 | 0 | 0 | 0 | 0 | 0 | 0 | 0 | 0 | 0 | 0 | 0 | 0 | 0 | 0 | 0 | 0 | 0 | 0 | 0 | 0 | 0 | 0 | 0 | 0 | 0 | 0 | 0 | 0 | 0 | 0 | 0 | 0 | 0 | 0
|  |  |  | Pre-completion operating cost payable balance BEG | 0 | USD 000s | 0 | 0 | 0 | 0 | 0 | 0 | 0 | 0 | 150.675 | 150.675 | 150.675 | 0 | 0 | 0 | 0 | 0 | 0 | 0 | 0 | 0 | 0 | 0 | 0 | 0 | 0 | 0 | 0 | 0 | 0 | 0 | 0 | 0 | 0 | 0 | 0 | 0 | 0 | 0 | 0 | 0 | 0 | 0 | 0 | 0 | 0 | 0 | 0 | 0 | 0 | 0 | 0 | 0 | 0 | 0 | 0 | 0 | 0 | 0 | 0 | 0 | 0 | 0 | 0 | 0 | 0 | 0 | 0 | 0 | 0 | 0 | 0 | 0 | 0 | 0 | 0 | 0 | 0 | 0 | 0 | 0 | 0 | 0 | 0 | 0 | 0 | 0 | 0 | 0
|  |  |  | Pre-completion operating cost payable balance | 0 | USD 000s | 0 | 0 | 0 | 0 | 0 | 0 | 0 | 150.675 | 150.675 | 150.675 | 0 | 0 | 0 | 0 | 0 | 0 | 0 | 0 | 0 | 0 | 0 | 0 | 0 | 0 | 0 | 0 | 0 | 0 | 0 | 0 | 0 | 0 | 0 | 0 | 0 | 0 | 0 | 0 | 0 | 0 | 0 | 0 | 0 | 0 | 0 | 0 | 0 | 0 | 0 | 0 | 0 | 0 | 0 | 0 | 0 | 0 | 0 | 0 | 0 | 0 | 0 | 0 | 0 | 0 | 0 | 0 | 0 | 0 | 0 | 0 | 0 | 0 | 0 | 0 | 0 | 0 | 0 | 0 | 0 | 0 | 0 | 0 | 0 | 0 | 0 | 0 | 0 | 0
|  |  |  | Full contract period flag | 0 | flag | 60 | 0 | 0 | 0 | 0 | 0 | 0 | 0 | 0 | 0 | 1 | 1 | 1 | 1 | 1 | 1 | 1 | 1 | 1 | 1 | 1 | 1 | 1 | 1 | 1 | 1 | 1 | 1 | 1 | 1 | 1 | 1 | 1 | 1 | 1 | 1 | 1 | 1 | 1 | 1 | 1 | 1 | 1 | 1 | 1 | 1 | 1 | 1 | 1 | 1 | 1 | 1 | 1 | 1 | 1 | 1 | 1 | 1 | 1 | 1 | 1 | 1 | 1 | 1 | 1 | 1 | 1 | 1 | 1 | 1 | 0 | 0 | 0 | 0 | 0 | 0 | 0 | 0 | 0 | 0 | 0 | 0 | 0 | 0 | 0 | 0 | 0 | 0
|  |  |  | Increase in ap during construction |  | USD 000s | 150.675 |  | 0 | 0 | 0 | 0 | 0 | 150.675 | 0 | 0 | 0 | 0 | 0 | 0 | 0 | 0 | 0 | 0 | 0 | 0 | 0 | 0 | 0 | 0 | 0 | 0 | 0 | 0 | 0 | 0 | 0 | 0 | 0 | 0 | 0 | 0 | 0 | 0 | 0 | 0 | 0 | 0 | 0 | 0 | 0 | 0 | 0 | 0 | 0 | 0 | 0 | 0 | 0 | 0 | 0 | 0 | 0 | 0 | 0 | 0 | 0 | 0 | 0 | 0 | 0 | 0 | 0 | 0 | 0 | 0 | 0 | 0 | 0 | 0 | 0 | 0 | 0 | 0 | 0 | 0 | 0 | 0 | 0 | 0 | 0 | 0 | 0 | 0
|  |  |  | Increase in ar during construction | 0 | USD 000s | -3214.8589 | 0 | 0 | 0 | 0 | 0 | 0 | -3214.8589 | 2193.5037 | -2193.5037 | 0 | 0 | 0 | 0 | 0 | 0 | 0 | 0 | 0 | 0 | 0 | 0 | 0 | 0 | 0 | 0 | 0 | 0 | 0 | 0 | 0 | 0 | 0 | 0 | 0 | 0 | 0 | 0 | 0 | 0 | 0 | 0 | 0 | 0 | 0 | 0 | 0 | 0 | 0 | 0 | 0 | 0 | 0 | 0 | 0 | 0 | 0 | 0 | 0 | 0 | 0 | 0 | 0 | 0 | 0 | 0 | 0 | 0 | 0 | 0 | 0 | 0 | 0 | 0 | 0 | 0 | 0 | 0 | 0 | 0 | 0 | 0 | 0 | 0 | 0 | 0 | 0 | 0
|  |  |  | Increase in ap during construction | 0 | USD 000s | 150.675 | 0 | 0 | 0 | 0 | 0 | 0 | 150.675 | 0 | 0 | 0 | 0 | 0 | 0 | 0 | 0 | 0 | 0 | 0 | 0 | 0 | 0 | 0 | 0 | 0 | 0 | 0 | 0 | 0 | 0 | 0 | 0 | 0 | 0 | 0 | 0 | 0 | 0 | 0 | 0 | 0 | 0 | 0 | 0 | 0 | 0 | 0 | 0 | 0 | 0 | 0 | 0 | 0 | 0 | 0 | 0 | 0 | 0 | 0 | 0 | 0 | 0 | 0 | 0 | 0 | 0 | 0 | 0 | 0 | 0 | 0 | 0 | 0 | 0 | 0 | 0 | 0 | 0 | 0 | 0 | 0 | 0 | 0 | 0 | 0 | 0 | 0 | 0
|  |  |  | Net movement in working capital during construction |  | USD 000s | -3064.1839 |  | 0 | 0 | 0 | 0 | 0 | -3064.1839 | 2193.5037 | -2193.5037 | 0 | 0 | 0 | 0 | 0 | 0 | 0 | 0 | 0 | 0 | 0 | 0 | 0 | 0 | 0 | 0 | 0 | 0 | 0 | 0 | 0 | 0 | 0 | 0 | 0 | 0 | 0 | 0 | 0 | 0 | 0 | 0 | 0 | 0 | 0 | 0 | 0 | 0 | 0 | 0 | 0 | 0 | 0 | 0 | 0 | 0 | 0 | 0 | 0 | 0 | 0 | 0 | 0 | 0 | 0 | 0 | 0 | 0 | 0 | 0 | 0 | 0 | 0 | 0 | 0 | 0 | 0 | 0 | 0 | 0 | 0 | 0 | 0 | 0 | 0 | 0 | 0 | 0
VAT DEBTOR
|  |  |  | VAT standard rate | 12% | %
|  |  |  | Energy charge | 0 | USD 000s | 382751.5575 | 0 | 0 | 0 | 0 | 0 | 0 | 0 | 0 | 0 | 6813.6665 | 6319.2143 | 6801.5469 | 6307.9742 | 6789.2897 | 6296.6065 | 6776.8605 | 6285.0793 | 6764.3282 | 6273.4563 | 6751.6811 | 6261.7271 | 6738.8277 | 6249.8064 | 6725.8023 | 6237.7262 | 6712.6737 | 6225.5503 | 6699.4419 | 6213.2787 | 6686.0725 | 6200.8795 | 6672.6229 | 6188.4058 | 6659.0127 | 6175.7833 | 6645.2764 | 6163.0438 | 6631.3795 | 6150.1555 | 6617.3795 | 6137.1714 | 6603.2419 | 6124.0597 | 6588.9552 | 6110.8098 | 6574.4966 | 6097.4003 | 6559.9232 | 6083.8846 | 6545.2008 | 6070.2306 | 6530.3409 | 6056.4489 | 6515.3662 | 6042.561 | 6500.2311 | 6028.5241 | 6484.9927 | 6014.3916 | 6469.697 | 6000.2059 | 6454.2408 | 5985.8713 | 6438.6355 | 5971.3985 | 6422.8812 | 5956.7874 | 6407.0008 | 5942.0593 | 0 | 0 | 0 | 0 | 0 | 0 | 0 | 0 | 0 | 0 | 0 | 0 | 0 | 0 | 0 | 0 | 0 | 0
|  |  |  | VAT on solar payments |  | USD 000s | 45930.1869 |  | 0 | 0 | 0 | 0 | 0 | 0 | 0 | 0 | 817.64 | 758.3057 | 816.1856 | 756.9569 | 814.7148 | 755.5928 | 813.2233 | 754.2095 | 811.7194 | 752.8148 | 810.2017 | 751.4072 | 808.6593 | 749.9768 | 807.0963 | 748.5271 | 805.5208 | 747.066 | 803.933 | 745.5934 | 802.3287 | 744.1055 | 800.7147 | 742.6087 | 799.0815 | 741.094 | 797.4332 | 739.5653 | 795.7655 | 738.0187 | 794.0855 | 736.4606 | 792.389 | 734.8872 | 790.6746 | 733.2972 | 788.9396 | 731.688 | 787.1908 | 730.0661 | 785.4241 | 728.4277 | 783.6409 | 726.7739 | 781.8439 | 725.1073 | 780.0277 | 723.4229 | 778.1991 | 721.727 | 776.3636 | 720.0247 | 774.5089 | 718.3046 | 772.6363 | 716.5678 | 770.7457 | 714.8145 | 768.8401 | 713.0471 | 0 | 0 | 0 | 0 | 0 | 0 | 0 | 0 | 0 | 0 | 0 | 0 | 0 | 0 | 0 | 0 | 0 | 0
|  |  |  | Accounts receivable term factor | 0.25 | #
|  |  |  | Days in period | 0 | days | 15706 | 0 | 184 | 181 | 184 | 181 | 184 | 182 | 184 | 181 | 184 | 181 | 184 | 181 | 184 | 182 | 184 | 181 | 184 | 181 | 184 | 181 | 184 | 182 | 184 | 181 | 184 | 181 | 184 | 181 | 184 | 182 | 184 | 181 | 184 | 181 | 184 | 181 | 184 | 182 | 184 | 181 | 184 | 181 | 184 | 181 | 184 | 182 | 184 | 181 | 184 | 181 | 184 | 181 | 184 | 182 | 184 | 181 | 184 | 181 | 184 | 181 | 184 | 182 | 184 | 181 | 184 | 181 | 184 | 181 | 184 | 182 | 184 | 181 | 184 | 181 | 184 | 181 | 184 | 182 | 184 | 181 | 184 | 181 | 184 | 181 | 184 | 182
|  |  |  | VAT on solar payments | 0 | USD 000s | 45930.1869 | 0 | 0 | 0 | 0 | 0 | 0 | 0 | 0 | 0 | 817.64 | 758.3057 | 816.1856 | 756.9569 | 814.7148 | 755.5928 | 813.2233 | 754.2095 | 811.7194 | 752.8148 | 810.2017 | 751.4072 | 808.6593 | 749.9768 | 807.0963 | 748.5271 | 805.5208 | 747.066 | 803.933 | 745.5934 | 802.3287 | 744.1055 | 800.7147 | 742.6087 | 799.0815 | 741.094 | 797.4332 | 739.5653 | 795.7655 | 738.0187 | 794.0855 | 736.4606 | 792.389 | 734.8872 | 790.6746 | 733.2972 | 788.9396 | 731.688 | 787.1908 | 730.0661 | 785.4241 | 728.4277 | 783.6409 | 726.7739 | 781.8439 | 725.1073 | 780.0277 | 723.4229 | 778.1991 | 721.727 | 776.3636 | 720.0247 | 774.5089 | 718.3046 | 772.6363 | 716.5678 | 770.7457 | 714.8145 | 768.8401 | 713.0471 | 0 | 0 | 0 | 0 | 0 | 0 | 0 | 0 | 0 | 0 | 0 | 0 | 0 | 0 | 0 | 0 | 0 | 0
|  |  |  | Operations period flag | 0 | flag | 60 | 0 | 0 | 0 | 0 | 0 | 0 | 0 | 0 | 0 | 1 | 1 | 1 | 1 | 1 | 1 | 1 | 1 | 1 | 1 | 1 | 1 | 1 | 1 | 1 | 1 | 1 | 1 | 1 | 1 | 1 | 1 | 1 | 1 | 1 | 1 | 1 | 1 | 1 | 1 | 1 | 1 | 1 | 1 | 1 | 1 | 1 | 1 | 1 | 1 | 1 | 1 | 1 | 1 | 1 | 1 | 1 | 1 | 1 | 1 | 1 | 1 | 1 | 1 | 1 | 1 | 1 | 1 | 1 | 1 | 0 | 0 | 0 | 0 | 0 | 0 | 0 | 0 | 0 | 0 | 0 | 0 | 0 | 0 | 0 | 0 | 0 | 0
|  |  |  | End of operations period flag | 0 | flag | 1 | 0 | 0 | 0 | 0 | 0 | 0 | 0 | 0 | 0 | 0 | 0 | 0 | 0 | 0 | 0 | 0 | 0 | 0 | 0 | 0 | 0 | 0 | 0 | 0 | 0 | 0 | 0 | 0 | 0 | 0 | 0 | 0 | 0 | 0 | 0 | 0 | 0 | 0 | 0 | 0 | 0 | 0 | 0 | 0 | 0 | 0 | 0 | 0 | 0 | 0 | 0 | 0 | 0 | 0 | 0 | 0 | 0 | 0 | 0 | 0 | 0 | 0 | 0 | 0 | 0 | 0 | 0 | 0 | 1 | 0 | 0 | 0 | 0 | 0 | 0 | 0 | 0 | 0 | 0 | 0 | 0 | 0 | 0 | 0 | 0 | 0 | 0
|  |  |  | VAT debtor payable forecast balance - operations |  | USD 000s |  |  | 0 | 0 | 0 | 0 | 0 | 0 | 0 | 0 | 204.41 | 189.5764 | 204.0464 | 189.2392 | 203.6787 | 188.8982 | 203.3058 | 188.5524 | 202.9298 | 188.2037 | 202.5504 | 187.8518 | 202.1648 | 187.4942 | 201.7741 | 187.1318 | 201.3802 | 186.7665 | 200.9833 | 186.3984 | 200.5822 | 186.0264 | 200.1787 | 185.6522 | 199.7704 | 185.2735 | 199.3583 | 184.8913 | 198.9414 | 184.5047 | 198.5214 | 184.1151 | 198.0973 | 183.7218 | 197.6687 | 183.3243 | 197.2349 | 182.922 | 196.7977 | 182.5165 | 196.356 | 182.1069 | 195.9102 | 181.6935 | 195.461 | 181.2768 | 195.0069 | 180.8557 | 194.5498 | 180.4317 | 194.0909 | 180.0062 | 193.6272 | 179.5761 | 193.1591 | 179.142 | 192.6864 | 178.7036 | 192.21 | 0 | 0 | 0 | 0 | 0 | 0 | 0 | 0 | 0 | 0 | 0 | 0 | 0 | 0 | 0 | 0 | 0 | 0 | 0
|  |  |  | VAT on solar payments | 0 | USD 000s | 45930.1869 | 0 | 0 | 0 | 0 | 0 | 0 | 0 | 0 | 0 | 817.64 | 758.3057 | 816.1856 | 756.9569 | 814.7148 | 755.5928 | 813.2233 | 754.2095 | 811.7194 | 752.8148 | 810.2017 | 751.4072 | 808.6593 | 749.9768 | 807.0963 | 748.5271 | 805.5208 | 747.066 | 803.933 | 745.5934 | 802.3287 | 744.1055 | 800.7147 | 742.6087 | 799.0815 | 741.094 | 797.4332 | 739.5653 | 795.7655 | 738.0187 | 794.0855 | 736.4606 | 792.389 | 734.8872 | 790.6746 | 733.2972 | 788.9396 | 731.688 | 787.1908 | 730.0661 | 785.4241 | 728.4277 | 783.6409 | 726.7739 | 781.8439 | 725.1073 | 780.0277 | 723.4229 | 778.1991 | 721.727 | 776.3636 | 720.0247 | 774.5089 | 718.3046 | 772.6363 | 716.5678 | 770.7457 | 714.8145 | 768.8401 | 713.0471 | 0 | 0 | 0 | 0 | 0 | 0 | 0 | 0 | 0 | 0 | 0 | 0 | 0 | 0 | 0 | 0 | 0 | 0
|  |  |  | VAT debtor payable forecast balance - operations | 0 | USD 000s | 0 | 0 | 0 | 0 | 0 | 0 | 0 | 0 | 0 | 0 | 204.41 | 189.5764 | 204.0464 | 189.2392 | 203.6787 | 188.8982 | 203.3058 | 188.5524 | 202.9298 | 188.2037 | 202.5504 | 187.8518 | 202.1648 | 187.4942 | 201.7741 | 187.1318 | 201.3802 | 186.7665 | 200.9833 | 186.3984 | 200.5822 | 186.0264 | 200.1787 | 185.6522 | 199.7704 | 185.2735 | 199.3583 | 184.8913 | 198.9414 | 184.5047 | 198.5214 | 184.1151 | 198.0973 | 183.7218 | 197.6687 | 183.3243 | 197.2349 | 182.922 | 196.7977 | 182.5165 | 196.356 | 182.1069 | 195.9102 | 181.6935 | 195.461 | 181.2768 | 195.0069 | 180.8557 | 194.5498 | 180.4317 | 194.0909 | 180.0062 | 193.6272 | 179.5761 | 193.1591 | 179.142 | 192.6864 | 178.7036 | 192.21 | 0 | 0 | 0 | 0 | 0 | 0 | 0 | 0 | 0 | 0 | 0 | 0 | 0 | 0 | 0 | 0 | 0 | 0 | 0
|  |  |  | VAT debtor receivable balance BEG - operations | 0 | USD 000s | 0 | 0 | 0 | 0 | 0 | 0 | 0 | 0 | 0 | 0 | 0 | 204.41 | 189.5764 | 204.0464 | 189.2392 | 203.6787 | 188.8982 | 203.3058 | 188.5524 | 202.9298 | 188.2037 | 202.5504 | 187.8518 | 202.1648 | 187.4942 | 201.7741 | 187.1318 | 201.3802 | 186.7665 | 200.9833 | 186.3984 | 200.5822 | 186.0264 | 200.1787 | 185.6522 | 199.7704 | 185.2735 | 199.3583 | 184.8913 | 198.9414 | 184.5047 | 198.5214 | 184.1151 | 198.0973 | 183.7218 | 197.6687 | 183.3243 | 197.2349 | 182.922 | 196.7977 | 182.5165 | 196.356 | 182.1069 | 195.9102 | 181.6935 | 195.461 | 181.2768 | 195.0069 | 180.8557 | 194.5498 | 180.4317 | 194.0909 | 180.0062 | 193.6272 | 179.5761 | 193.1591 | 179.142 | 192.6864 | 178.7036 | 192.21 | 0 | 0 | 0 | 0 | 0 | 0 | 0 | 0 | 0 | 0 | 0 | 0 | 0 | 0 | 0 | 0 | 0 | 0
|  |  |  | Operations period flag | 0 | flag | 60 | 0 | 0 | 0 | 0 | 0 | 0 | 0 | 0 | 0 | 1 | 1 | 1 | 1 | 1 | 1 | 1 | 1 | 1 | 1 | 1 | 1 | 1 | 1 | 1 | 1 | 1 | 1 | 1 | 1 | 1 | 1 | 1 | 1 | 1 | 1 | 1 | 1 | 1 | 1 | 1 | 1 | 1 | 1 | 1 | 1 | 1 | 1 | 1 | 1 | 1 | 1 | 1 | 1 | 1 | 1 | 1 | 1 | 1 | 1 | 1 | 1 | 1 | 1 | 1 | 1 | 1 | 1 | 1 | 1 | 0 | 0 | 0 | 0 | 0 | 0 | 0 | 0 | 0 | 0 | 0 | 0 | 0 | 0 | 0 | 0 | 0 | 0
|  |  |  | VAT recieved for solar payments - operations |  | USD 000s | 45930.1869 |  | 0 | 0 | 0 | 0 | 0 | 0 | 0 | 0 | 613.23 | 773.1393 | 801.7157 | 771.7641 | 800.2753 | 770.3733 | 798.8156 | 768.9629 | 797.3419 | 767.5409 | 795.855 | 766.1059 | 794.3463 | 764.6474 | 792.8164 | 763.1694 | 791.2724 | 761.6797 | 789.7163 | 760.1783 | 788.1449 | 758.6613 | 786.5624 | 757.1352 | 784.9633 | 755.5909 | 783.3484 | 754.0322 | 781.7155 | 752.4554 | 780.0688 | 750.8668 | 778.4069 | 749.2626 | 776.7278 | 747.6415 | 775.029 | 746.0009 | 773.3151 | 744.3473 | 771.5846 | 742.6768 | 769.8376 | 740.9906 | 768.0764 | 739.2915 | 766.2976 | 737.5741 | 764.5051 | 735.845 | 762.7045 | 734.1094 | 760.8878 | 732.3556 | 759.0533 | 730.5849 | 757.2013 | 728.7973 | 755.3337 | 905.2571 | 0 | 0 | 0 | 0 | 0 | 0 | 0 | 0 | 0 | 0 | 0 | 0 | 0 | 0 | 0 | 0 | 0 | 0
|  |  |  | VAT received on early generation revenue | 0 | USD 000s | 2334.2514 | 0 | 0 | 0 | 0 | 0 | 0 | 372.5226 | 1080.8604 | 495.0853 | 385.7831 | 0 | 0 | 0 | 0 | 0 | 0 | 0 | 0 | 0 | 0 | 0 | 0 | 0 | 0 | 0 | 0 | 0 | 0 | 0 | 0 | 0 | 0 | 0 | 0 | 0 | 0 | 0 | 0 | 0 | 0 | 0 | 0 | 0 | 0 | 0 | 0 | 0 | 0 | 0 | 0 | 0 | 0 | 0 | 0 | 0 | 0 | 0 | 0 | 0 | 0 | 0 | 0 | 0 | 0 | 0 | 0 | 0 | 0 | 0 | 0 | 0 | 0 | 0 | 0 | 0 | 0 | 0 | 0 | 0 | 0 | 0 | 0 | 0 | 0 | 0 | 0 | 0
|  |  |  | VAT recieved for solar payments - operations | 0 | USD 000s | 45930.1869 | 0 | 0 | 0 | 0 | 0 | 0 | 0 | 0 | 0 | 613.23 | 773.1393 | 801.7157 | 771.7641 | 800.2753 | 770.3733 | 798.8156 | 768.9629 | 797.3419 | 767.5409 | 795.855 | 766.1059 | 794.3463 | 764.6474 | 792.8164 | 763.1694 | 791.2724 | 761.6797 | 789.7163 | 760.1783 | 788.1449 | 758.6613 | 786.5624 | 757.1352 | 784.9633 | 755.5909 | 783.3484 | 754.0322 | 781.7155 | 752.4554 | 780.0688 | 750.8668 | 778.4069 | 749.2626 | 776.7278 | 747.6415 | 775.029 | 746.0009 | 773.3151 | 744.3473 | 771.5846 | 742.6768 | 769.8376 | 740.9906 | 768.0764 | 739.2915 | 766.2976 | 737.5741 | 764.5051 | 735.845 | 762.7045 | 734.1094 | 760.8878 | 732.3556 | 759.0533 | 730.5849 | 757.2013 | 728.7973 | 755.3337 | 905.2571 | 0 | 0 | 0 | 0 | 0 | 0 | 0 | 0 | 0 | 0 | 0 | 0 | 0 | 0 | 0 | 0 | 0 | 0
|  |  |  | VAT recieved for solar payments |  | USD 000s | 48264.4383 |  | 0 | 0 | 0 | 0 | 0 | 372.5226 | 1080.8604 | 495.0853 | 999.0131 | 773.1393 | 801.7157 | 771.7641 | 800.2753 | 770.3733 | 798.8156 | 768.9629 | 797.3419 | 767.5409 | 795.855 | 766.1059 | 794.3463 | 764.6474 | 792.8164 | 763.1694 | 791.2724 | 761.6797 | 789.7163 | 760.1783 | 788.1449 | 758.6613 | 786.5624 | 757.1352 | 784.9633 | 755.5909 | 783.3484 | 754.0322 | 781.7155 | 752.4554 | 780.0688 | 750.8668 | 778.4069 | 749.2626 | 776.7278 | 747.6415 | 775.029 | 746.0009 | 773.3151 | 744.3473 | 771.5846 | 742.6768 | 769.8376 | 740.9906 | 768.0764 | 739.2915 | 766.2976 | 737.5741 | 764.5051 | 735.845 | 762.7045 | 734.1094 | 760.8878 | 732.3556 | 759.0533 | 730.5849 | 757.2013 | 728.7973 | 755.3337 | 905.2571 | 0 | 0 | 0 | 0 | 0 | 0 | 0 | 0 | 0 | 0 | 0 | 0 | 0 | 0 | 0 | 0 | 0 | 0
|  |  |  | VAT debtor receivable balance BEG - operations |  | USD 000s |  |  | 0 | 0 | 0 | 0 | 0 | 0 | 0 | 0 | 0 | 204.41 | 189.5764 | 204.0464 | 189.2392 | 203.6787 | 188.8982 | 203.3058 | 188.5524 | 202.9298 | 188.2037 | 202.5504 | 187.8518 | 202.1648 | 187.4942 | 201.7741 | 187.1318 | 201.3802 | 186.7665 | 200.9833 | 186.3984 | 200.5822 | 186.0264 | 200.1787 | 185.6522 | 199.7704 | 185.2735 | 199.3583 | 184.8913 | 198.9414 | 184.5047 | 198.5214 | 184.1151 | 198.0973 | 183.7218 | 197.6687 | 183.3243 | 197.2349 | 182.922 | 196.7977 | 182.5165 | 196.356 | 182.1069 | 195.9102 | 181.6935 | 195.461 | 181.2768 | 195.0069 | 180.8557 | 194.5498 | 180.4317 | 194.0909 | 180.0062 | 193.6272 | 179.5761 | 193.1591 | 179.142 | 192.6864 | 178.7036 | 192.21 | 0 | 0 | 0 | 0 | 0 | 0 | 0 | 0 | 0 | 0 | 0 | 0 | 0 | 0 | 0 | 0 | 0 | 0
|  |  |  | VAT on solar payments | 0 | USD 000s | 45930.1869 | 0 | 0 | 0 | 0 | 0 | 0 | 0 | 0 | 0 | 817.64 | 758.3057 | 816.1856 | 756.9569 | 814.7148 | 755.5928 | 813.2233 | 754.2095 | 811.7194 | 752.8148 | 810.2017 | 751.4072 | 808.6593 | 749.9768 | 807.0963 | 748.5271 | 805.5208 | 747.066 | 803.933 | 745.5934 | 802.3287 | 744.1055 | 800.7147 | 742.6087 | 799.0815 | 741.094 | 797.4332 | 739.5653 | 795.7655 | 738.0187 | 794.0855 | 736.4606 | 792.389 | 734.8872 | 790.6746 | 733.2972 | 788.9396 | 731.688 | 787.1908 | 730.0661 | 785.4241 | 728.4277 | 783.6409 | 726.7739 | 781.8439 | 725.1073 | 780.0277 | 723.4229 | 778.1991 | 721.727 | 776.3636 | 720.0247 | 774.5089 | 718.3046 | 772.6363 | 716.5678 | 770.7457 | 714.8145 | 768.8401 | 713.0471 | 0 | 0 | 0 | 0 | 0 | 0 | 0 | 0 | 0 | 0 | 0 | 0 | 0 | 0 | 0 | 0 | 0 | 0
|  |  |  | VAT recieved for solar payments - operations | 0 | USD 000s | 45930.1869 | 0 | 0 | 0 | 0 | 0 | 0 | 0 | 0 | 0 | 613.23 | 773.1393 | 801.7157 | 771.7641 | 800.2753 | 770.3733 | 798.8156 | 768.9629 | 797.3419 | 767.5409 | 795.855 | 766.1059 | 794.3463 | 764.6474 | 792.8164 | 763.1694 | 791.2724 | 761.6797 | 789.7163 | 760.1783 | 788.1449 | 758.6613 | 786.5624 | 757.1352 | 784.9633 | 755.5909 | 783.3484 | 754.0322 | 781.7155 | 752.4554 | 780.0688 | 750.8668 | 778.4069 | 749.2626 | 776.7278 | 747.6415 | 775.029 | 746.0009 | 773.3151 | 744.3473 | 771.5846 | 742.6768 | 769.8376 | 740.9906 | 768.0764 | 739.2915 | 766.2976 | 737.5741 | 764.5051 | 735.845 | 762.7045 | 734.1094 | 760.8878 | 732.3556 | 759.0533 | 730.5849 | 757.2013 | 728.7973 | 755.3337 | 905.2571 | 0 | 0 | 0 | 0 | 0 | 0 | 0 | 0 | 0 | 0 | 0 | 0 | 0 | 0 | 0 | 0 | 0 | 0
|  |  |  | VAT debtor receivable balance - operations |  | USD 000s |  |  | 0 | 0 | 0 | 0 | 0 | 0 | 0 | 0 | 204.41 | 189.5764 | 204.0464 | 189.2392 | 203.6787 | 188.8982 | 203.3058 | 188.5524 | 202.9298 | 188.2037 | 202.5504 | 187.8518 | 202.1648 | 187.4942 | 201.7741 | 187.1318 | 201.3802 | 186.7665 | 200.9833 | 186.3984 | 200.5822 | 186.0264 | 200.1787 | 185.6522 | 199.7704 | 185.2735 | 199.3583 | 184.8913 | 198.9414 | 184.5047 | 198.5214 | 184.1151 | 198.0973 | 183.7218 | 197.6687 | 183.3243 | 197.2349 | 182.922 | 196.7977 | 182.5165 | 196.356 | 182.1069 | 195.9102 | 181.6935 | 195.461 | 181.2768 | 195.0069 | 180.8557 | 194.5498 | 180.4317 | 194.0909 | 180.0062 | 193.6272 | 179.5761 | 193.1591 | 179.142 | 192.6864 | 178.7036 | 192.21 | 0 | 0 | 0 | 0 | 0 | 0 | 0 | 0 | 0 | 0 | 0 | 0 | 0 | 0 | 0 | 0 | 0 | 0 | 0
|  |  |  | VAT debtor balance - construction | 0 | USD 000s | 894.1288 | 0 | 0 | 0 | 0 | 0 | 0 | 385.7831 | 122.5626 | 385.7831 | 0 | 0 | 0 | 0 | 0 | 0 | 0 | 0 | 0 | 0 | 0 | 0 | 0 | 0 | 0 | 0 | 0 | 0 | 0 | 0 | 0 | 0 | 0 | 0 | 0 | 0 | 0 | 0 | 0 | 0 | 0 | 0 | 0 | 0 | 0 | 0 | 0 | 0 | 0 | 0 | 0 | 0 | 0 | 0 | 0 | 0 | 0 | 0 | 0 | 0 | 0 | 0 | 0 | 0 | 0 | 0 | 0 | 0 | 0 | 0 | 0 | 0 | 0 | 0 | 0 | 0 | 0 | 0 | 0 | 0 | 0 | 0 | 0 | 0 | 0 | 0 | 0 | 0
|  |  |  | VAT debtor receivable balance - operations | 0 | USD 000s | 0 | 0 | 0 | 0 | 0 | 0 | 0 | 0 | 0 | 0 | 204.41 | 189.5764 | 204.0464 | 189.2392 | 203.6787 | 188.8982 | 203.3058 | 188.5524 | 202.9298 | 188.2037 | 202.5504 | 187.8518 | 202.1648 | 187.4942 | 201.7741 | 187.1318 | 201.3802 | 186.7665 | 200.9833 | 186.3984 | 200.5822 | 186.0264 | 200.1787 | 185.6522 | 199.7704 | 185.2735 | 199.3583 | 184.8913 | 198.9414 | 184.5047 | 198.5214 | 184.1151 | 198.0973 | 183.7218 | 197.6687 | 183.3243 | 197.2349 | 182.922 | 196.7977 | 182.5165 | 196.356 | 182.1069 | 195.9102 | 181.6935 | 195.461 | 181.2768 | 195.0069 | 180.8557 | 194.5498 | 180.4317 | 194.0909 | 180.0062 | 193.6272 | 179.5761 | 193.1591 | 179.142 | 192.6864 | 178.7036 | 192.21 | 0 | 0 | 0 | 0 | 0 | 0 | 0 | 0 | 0 | 0 | 0 | 0 | 0 | 0 | 0 | 0 | 0 | 0 | 0
|  |  |  | Operations period flag | 0 | flag | 60 | 0 | 0 | 0 | 0 | 0 | 0 | 0 | 0 | 0 | 1 | 1 | 1 | 1 | 1 | 1 | 1 | 1 | 1 | 1 | 1 | 1 | 1 | 1 | 1 | 1 | 1 | 1 | 1 | 1 | 1 | 1 | 1 | 1 | 1 | 1 | 1 | 1 | 1 | 1 | 1 | 1 | 1 | 1 | 1 | 1 | 1 | 1 | 1 | 1 | 1 | 1 | 1 | 1 | 1 | 1 | 1 | 1 | 1 | 1 | 1 | 1 | 1 | 1 | 1 | 1 | 1 | 1 | 1 | 1 | 0 | 0 | 0 | 0 | 0 | 0 | 0 | 0 | 0 | 0 | 0 | 0 | 0 | 0 | 0 | 0 | 0 | 0
|  |  |  | VAT debtor receivable balance |  | USD 000s |  |  | 0 | 0 | 0 | 0 | 0 | 385.7831 | 122.5626 | 385.7831 | 204.41 | 189.5764 | 204.0464 | 189.2392 | 203.6787 | 188.8982 | 203.3058 | 188.5524 | 202.9298 | 188.2037 | 202.5504 | 187.8518 | 202.1648 | 187.4942 | 201.7741 | 187.1318 | 201.3802 | 186.7665 | 200.9833 | 186.3984 | 200.5822 | 186.0264 | 200.1787 | 185.6522 | 199.7704 | 185.2735 | 199.3583 | 184.8913 | 198.9414 | 184.5047 | 198.5214 | 184.1151 | 198.0973 | 183.7218 | 197.6687 | 183.3243 | 197.2349 | 182.922 | 196.7977 | 182.5165 | 196.356 | 182.1069 | 195.9102 | 181.6935 | 195.461 | 181.2768 | 195.0069 | 180.8557 | 194.5498 | 180.4317 | 194.0909 | 180.0062 | 193.6272 | 179.5761 | 193.1591 | 179.142 | 192.6864 | 178.7036 | 192.21 | 0 | 0 | 0 | 0 | 0 | 0 | 0 | 0 | 0 | 0 | 0 | 0 | 0 | 0 | 0 | 0 | 0 | 0 | 0
VAT DEBTOR - P90
|  |  |  | VAT standard rate | 12% | %
|  |  |  | Energy charge - P90 | 0 | USD 000s | 367484.8112 | 0 | 0 | 0 | 0 | 0 | 0 | 0 | 0 | 0 | 6573.2468 | 6096.2412 | 6559.327 | 6083.3316 | 6545.2582 | 6070.2837 | 6531.0747 | 6057.1295 | 6516.7765 | 6043.869 | 6502.3408 | 6030.4808 | 6487.8134 | 6017.0075 | 6473.2171 | 6003.4705 | 6458.5062 | 5989.8271 | 6443.6462 | 5976.0455 | 6428.6486 | 5962.1363 | 6413.5364 | 5948.1207 | 6398.298 | 5933.9882 | 6382.8877 | 5919.6961 | 6367.3627 | 5905.2977 | 6351.746 | 5890.8142 | 6335.9916 | 5876.2032 | 6320.157 | 5861.5177 | 6304.2307 | 5846.7471 | 6288.1783 | 5831.8595 | 6271.9309 | 5816.7912 | 6255.5689 | 5801.6165 | 6239.1381 | 5786.378 | 6222.627 | 5771.0651 | 6206.1044 | 5755.7416 | 6189.5819 | 5740.418 | 6173.0593 | 5725.0945 | 6156.5368 | 5709.7709 | 6140.0142 | 5694.4474 | 6123.4917 | 5679.1238 | 0 | 0 | 0 | 0 | 0 | 0 | 0 | 0 | 0 | 0 | 0 | 0 | 0 | 0 | 0 | 0 | 0 | 0
|  |  |  | VAT on solar payments - P90 |  | USD 000s | 44098.1773 |  | 0 | 0 | 0 | 0 | 0 | 0 | 0 | 0 | 788.7896 | 731.5489 | 787.1192 | 729.9998 | 785.431 | 728.434 | 783.729 | 726.8555 | 782.0132 | 725.2643 | 780.2809 | 723.6577 | 778.5376 | 722.0409 | 776.7861 | 720.4165 | 775.0207 | 718.7793 | 773.2375 | 717.1255 | 771.4378 | 715.4564 | 769.6244 | 713.7745 | 767.7958 | 712.0786 | 765.9465 | 710.3635 | 764.0835 | 708.6357 | 762.2095 | 706.8977 | 760.319 | 705.1444 | 758.4188 | 703.3821 | 756.5077 | 701.6097 | 754.5814 | 699.8231 | 752.6317 | 698.0149 | 750.6683 | 696.194 | 748.6966 | 694.3654 | 746.7152 | 692.5278 | 744.7325 | 690.689 | 742.7498 | 688.8502 | 740.7671 | 687.0113 | 738.7844 | 685.1725 | 736.8017 | 683.3337 | 734.819 | 681.4949 | 0 | 0 | 0 | 0 | 0 | 0 | 0 | 0 | 0 | 0 | 0 | 0 | 0 | 0 | 0 | 0 | 0 | 0
|  |  |  | Accounts receivable term factor - P90 | 0.25 | #
|  |  |  | Days in period | 0 | days | 15706 | 0 | 184 | 181 | 184 | 181 | 184 | 182 | 184 | 181 | 184 | 181 | 184 | 181 | 184 | 182 | 184 | 181 | 184 | 181 | 184 | 181 | 184 | 182 | 184 | 181 | 184 | 181 | 184 | 181 | 184 | 182 | 184 | 181 | 184 | 181 | 184 | 181 | 184 | 182 | 184 | 181 | 184 | 181 | 184 | 181 | 184 | 182 | 184 | 181 | 184 | 181 | 184 | 181 | 184 | 182 | 184 | 181 | 184 | 181 | 184 | 181 | 184 | 182 | 184 | 181 | 184 | 181 | 184 | 181 | 184 | 182 | 184 | 181 | 184 | 181 | 184 | 181 | 184 | 182 | 184 | 181 | 184 | 181 | 184 | 181 | 184 | 182
|  |  |  | VAT on solar payments - P90 | 0 | USD 000s | 44098.1773 | 0 | 0 | 0 | 0 | 0 | 0 | 0 | 0 | 0 | 788.7896 | 731.5489 | 787.1192 | 729.9998 | 785.431 | 728.434 | 783.729 | 726.8555 | 782.0132 | 725.2643 | 780.2809 | 723.6577 | 778.5376 | 722.0409 | 776.7861 | 720.4165 | 775.0207 | 718.7793 | 773.2375 | 717.1255 | 771.4378 | 715.4564 | 769.6244 | 713.7745 | 767.7958 | 712.0786 | 765.9465 | 710.3635 | 764.0835 | 708.6357 | 762.2095 | 706.8977 | 760.319 | 705.1444 | 758.4188 | 703.3821 | 756.5077 | 701.6097 | 754.5814 | 699.8231 | 752.6317 | 698.0149 | 750.6683 | 696.194 | 748.6966 | 694.3654 | 746.7152 | 692.5278 | 744.7325 | 690.689 | 742.7498 | 688.8502 | 740.7671 | 687.0113 | 738.7844 | 685.1725 | 736.8017 | 683.3337 | 734.819 | 681.4949 | 0 | 0 | 0 | 0 | 0 | 0 | 0 | 0 | 0 | 0 | 0 | 0 | 0 | 0 | 0 | 0 | 0 | 0
|  |  |  | Operations period flag | 0 | flag | 60 | 0 | 0 | 0 | 0 | 0 | 0 | 0 | 0 | 0 | 1 | 1 | 1 | 1 | 1 | 1 | 1 | 1 | 1 | 1 | 1 | 1 | 1 | 1 | 1 | 1 | 1 | 1 | 1 | 1 | 1 | 1 | 1 | 1 | 1 | 1 | 1 | 1 | 1 | 1 | 1 | 1 | 1 | 1 | 1 | 1 | 1 | 1 | 1 | 1 | 1 | 1 | 1 | 1 | 1 | 1 | 1 | 1 | 1 | 1 | 1 | 1 | 1 | 1 | 1 | 1 | 1 | 1 | 1 | 1 | 0 | 0 | 0 | 0 | 0 | 0 | 0 | 0 | 0 | 0 | 0 | 0 | 0 | 0 | 0 | 0 | 0 | 0
|  |  |  | End of operations period flag | 0 | flag | 1 | 0 | 0 | 0 | 0 | 0 | 0 | 0 | 0 | 0 | 0 | 0 | 0 | 0 | 0 | 0 | 0 | 0 | 0 | 0 | 0 | 0 | 0 | 0 | 0 | 0 | 0 | 0 | 0 | 0 | 0 | 0 | 0 | 0 | 0 | 0 | 0 | 0 | 0 | 0 | 0 | 0 | 0 | 0 | 0 | 0 | 0 | 0 | 0 | 0 | 0 | 0 | 0 | 0 | 0 | 0 | 0 | 0 | 0 | 0 | 0 | 0 | 0 | 0 | 0 | 0 | 0 | 0 | 0 | 1 | 0 | 0 | 0 | 0 | 0 | 0 | 0 | 0 | 0 | 0 | 0 | 0 | 0 | 0 | 0 | 0 | 0 | 0
|  |  |  | VAT debtor payable forecast balance - P90 - operations |  | USD 000s |  |  | 0 | 0 | 0 | 0 | 0 | 0 | 0 | 0 | 197.1974 | 182.8872 | 196.7798 | 182.4999 | 196.3577 | 182.1085 | 195.9322 | 181.7139 | 195.5033 | 181.3161 | 195.0702 | 180.9144 | 194.6344 | 180.5102 | 194.1965 | 180.1041 | 193.7552 | 179.6948 | 193.3094 | 179.2814 | 192.8595 | 178.8641 | 192.4061 | 178.4436 | 191.9489 | 178.0196 | 191.4866 | 177.5909 | 191.0209 | 177.1589 | 190.5524 | 176.7244 | 190.0797 | 176.2861 | 189.6047 | 175.8455 | 189.1269 | 175.4024 | 188.6453 | 174.9558 | 188.1579 | 174.5037 | 187.6671 | 174.0485 | 187.1741 | 173.5913 | 186.6788 | 173.132 | 186.1831 | 172.6722 | 185.6875 | 172.2125 | 185.1918 | 171.7528 | 184.6961 | 171.2931 | 184.2004 | 170.8334 | 183.7047 | 0 | 0 | 0 | 0 | 0 | 0 | 0 | 0 | 0 | 0 | 0 | 0 | 0 | 0 | 0 | 0 | 0 | 0 | 0
|  |  |  | VAT on solar payments - P90 | 0 | USD 000s | 44098.1773 | 0 | 0 | 0 | 0 | 0 | 0 | 0 | 0 | 0 | 788.7896 | 731.5489 | 787.1192 | 729.9998 | 785.431 | 728.434 | 783.729 | 726.8555 | 782.0132 | 725.2643 | 780.2809 | 723.6577 | 778.5376 | 722.0409 | 776.7861 | 720.4165 | 775.0207 | 718.7793 | 773.2375 | 717.1255 | 771.4378 | 715.4564 | 769.6244 | 713.7745 | 767.7958 | 712.0786 | 765.9465 | 710.3635 | 764.0835 | 708.6357 | 762.2095 | 706.8977 | 760.319 | 705.1444 | 758.4188 | 703.3821 | 756.5077 | 701.6097 | 754.5814 | 699.8231 | 752.6317 | 698.0149 | 750.6683 | 696.194 | 748.6966 | 694.3654 | 746.7152 | 692.5278 | 744.7325 | 690.689 | 742.7498 | 688.8502 | 740.7671 | 687.0113 | 738.7844 | 685.1725 | 736.8017 | 683.3337 | 734.819 | 681.4949 | 0 | 0 | 0 | 0 | 0 | 0 | 0 | 0 | 0 | 0 | 0 | 0 | 0 | 0 | 0 | 0 | 0 | 0
|  |  |  | VAT debtor payable forecast balance - P90 - operations | 0 | USD 000s | 0 | 0 | 0 | 0 | 0 | 0 | 0 | 0 | 0 | 0 | 197.1974 | 182.8872 | 196.7798 | 182.4999 | 196.3577 | 182.1085 | 195.9322 | 181.7139 | 195.5033 | 181.3161 | 195.0702 | 180.9144 | 194.6344 | 180.5102 | 194.1965 | 180.1041 | 193.7552 | 179.6948 | 193.3094 | 179.2814 | 192.8595 | 178.8641 | 192.4061 | 178.4436 | 191.9489 | 178.0196 | 191.4866 | 177.5909 | 191.0209 | 177.1589 | 190.5524 | 176.7244 | 190.0797 | 176.2861 | 189.6047 | 175.8455 | 189.1269 | 175.4024 | 188.6453 | 174.9558 | 188.1579 | 174.5037 | 187.6671 | 174.0485 | 187.1741 | 173.5913 | 186.6788 | 173.132 | 186.1831 | 172.6722 | 185.6875 | 172.2125 | 185.1918 | 171.7528 | 184.6961 | 171.2931 | 184.2004 | 170.8334 | 183.7047 | 0 | 0 | 0 | 0 | 0 | 0 | 0 | 0 | 0 | 0 | 0 | 0 | 0 | 0 | 0 | 0 | 0 | 0 | 0
|  |  |  | VAT debtor receivable - P90 balance BEG - operations | 0 | USD 000s | 0 | 0 | 0 | 0 | 0 | 0 | 0 | 0 | 0 | 0 | 0 | 197.1974 | 182.8872 | 196.7798 | 182.4999 | 196.3577 | 182.1085 | 195.9322 | 181.7139 | 195.5033 | 181.3161 | 195.0702 | 180.9144 | 194.6344 | 180.5102 | 194.1965 | 180.1041 | 193.7552 | 179.6948 | 193.3094 | 179.2814 | 192.8595 | 178.8641 | 192.4061 | 178.4436 | 191.9489 | 178.0196 | 191.4866 | 177.5909 | 191.0209 | 177.1589 | 190.5524 | 176.7244 | 190.0797 | 176.2861 | 189.6047 | 175.8455 | 189.1269 | 175.4024 | 188.6453 | 174.9558 | 188.1579 | 174.5037 | 187.6671 | 174.0485 | 187.1741 | 173.5913 | 186.6788 | 173.132 | 186.1831 | 172.6722 | 185.6875 | 172.2125 | 185.1918 | 171.7528 | 184.6961 | 171.2931 | 184.2004 | 170.8334 | 183.7047 | 0 | 0 | 0 | 0 | 0 | 0 | 0 | 0 | 0 | 0 | 0 | 0 | 0 | 0 | 0 | 0 | 0 | 0
|  |  |  | Operations period flag | 0 | flag | 60 | 0 | 0 | 0 | 0 | 0 | 0 | 0 | 0 | 0 | 1 | 1 | 1 | 1 | 1 | 1 | 1 | 1 | 1 | 1 | 1 | 1 | 1 | 1 | 1 | 1 | 1 | 1 | 1 | 1 | 1 | 1 | 1 | 1 | 1 | 1 | 1 | 1 | 1 | 1 | 1 | 1 | 1 | 1 | 1 | 1 | 1 | 1 | 1 | 1 | 1 | 1 | 1 | 1 | 1 | 1 | 1 | 1 | 1 | 1 | 1 | 1 | 1 | 1 | 1 | 1 | 1 | 1 | 1 | 1 | 0 | 0 | 0 | 0 | 0 | 0 | 0 | 0 | 0 | 0 | 0 | 0 | 0 | 0 | 0 | 0 | 0 | 0
|  |  |  | VAT received for solar payments - P90 - operations |  | USD 000s | 44098.1773 |  | 0 | 0 | 0 | 0 | 0 | 0 | 0 | 0 | 591.5922 | 745.8591 | 773.2267 | 744.2797 | 771.5732 | 742.6833 | 769.9052 | 741.0739 | 768.2238 | 739.4515 | 766.5267 | 737.8135 | 764.8176 | 736.1651 | 763.0998 | 734.5089 | 761.3697 | 732.8396 | 759.623 | 731.1535 | 757.8597 | 729.4517 | 756.0824 | 727.737 | 754.2904 | 726.0079 | 752.4795 | 724.2593 | 750.6535 | 722.4977 | 748.8161 | 720.7257 | 746.9637 | 718.938 | 745.1002 | 717.1413 | 743.2263 | 715.3342 | 741.3385 | 713.5127 | 739.4296 | 711.6691 | 737.5049 | 709.8126 | 735.5709 | 707.9482 | 733.6278 | 706.0747 | 731.6814 | 704.1999 | 729.7346 | 702.3251 | 727.7879 | 700.4503 | 725.8411 | 698.5755 | 723.8944 | 696.7007 | 721.9477 | 865.1996 | 0 | 0 | 0 | 0 | 0 | 0 | 0 | 0 | 0 | 0 | 0 | 0 | 0 | 0 | 0 | 0 | 0 | 0
|  |  |  | VAT received on early generation revenue | 0 | USD 000s | 2334.2514 | 0 | 0 | 0 | 0 | 0 | 0 | 372.5226 | 1080.8604 | 495.0853 | 385.7831 | 0 | 0 | 0 | 0 | 0 | 0 | 0 | 0 | 0 | 0 | 0 | 0 | 0 | 0 | 0 | 0 | 0 | 0 | 0 | 0 | 0 | 0 | 0 | 0 | 0 | 0 | 0 | 0 | 0 | 0 | 0 | 0 | 0 | 0 | 0 | 0 | 0 | 0 | 0 | 0 | 0 | 0 | 0 | 0 | 0 | 0 | 0 | 0 | 0 | 0 | 0 | 0 | 0 | 0 | 0 | 0 | 0 | 0 | 0 | 0 | 0 | 0 | 0 | 0 | 0 | 0 | 0 | 0 | 0 | 0 | 0 | 0 | 0 | 0 | 0 | 0 | 0
|  |  |  | VAT received for solar payments - P90 - operations | 0 | USD 000s | 44098.1773 | 0 | 0 | 0 | 0 | 0 | 0 | 0 | 0 | 0 | 591.5922 | 745.8591 | 773.2267 | 744.2797 | 771.5732 | 742.6833 | 769.9052 | 741.0739 | 768.2238 | 739.4515 | 766.5267 | 737.8135 | 764.8176 | 736.1651 | 763.0998 | 734.5089 | 761.3697 | 732.8396 | 759.623 | 731.1535 | 757.8597 | 729.4517 | 756.0824 | 727.737 | 754.2904 | 726.0079 | 752.4795 | 724.2593 | 750.6535 | 722.4977 | 748.8161 | 720.7257 | 746.9637 | 718.938 | 745.1002 | 717.1413 | 743.2263 | 715.3342 | 741.3385 | 713.5127 | 739.4296 | 711.6691 | 737.5049 | 709.8126 | 735.5709 | 707.9482 | 733.6278 | 706.0747 | 731.6814 | 704.1999 | 729.7346 | 702.3251 | 727.7879 | 700.4503 | 725.8411 | 698.5755 | 723.8944 | 696.7007 | 721.9477 | 865.1996 | 0 | 0 | 0 | 0 | 0 | 0 | 0 | 0 | 0 | 0 | 0 | 0 | 0 | 0 | 0 | 0 | 0 | 0
|  |  |  | VAT received for solar payments - P90 |  | USD 000s | 46432.4288 |  | 0 | 0 | 0 | 0 | 0 | 372.5226 | 1080.8604 | 495.0853 | 977.3753 | 745.8591 | 773.2267 | 744.2797 | 771.5732 | 742.6833 | 769.9052 | 741.0739 | 768.2238 | 739.4515 | 766.5267 | 737.8135 | 764.8176 | 736.1651 | 763.0998 | 734.5089 | 761.3697 | 732.8396 | 759.623 | 731.1535 | 757.8597 | 729.4517 | 756.0824 | 727.737 | 754.2904 | 726.0079 | 752.4795 | 724.2593 | 750.6535 | 722.4977 | 748.8161 | 720.7257 | 746.9637 | 718.938 | 745.1002 | 717.1413 | 743.2263 | 715.3342 | 741.3385 | 713.5127 | 739.4296 | 711.6691 | 737.5049 | 709.8126 | 735.5709 | 707.9482 | 733.6278 | 706.0747 | 731.6814 | 704.1999 | 729.7346 | 702.3251 | 727.7879 | 700.4503 | 725.8411 | 698.5755 | 723.8944 | 696.7007 | 721.9477 | 865.1996 | 0 | 0 | 0 | 0 | 0 | 0 | 0 | 0 | 0 | 0 | 0 | 0 | 0 | 0 | 0 | 0 | 0 | 0
|  |  |  | VAT debtor receivable - P90 balance BEG - operations |  | USD 000s |  |  | 0 | 0 | 0 | 0 | 0 | 0 | 0 | 0 | 0 | 197.1974 | 182.8872 | 196.7798 | 182.4999 | 196.3577 | 182.1085 | 195.9322 | 181.7139 | 195.5033 | 181.3161 | 195.0702 | 180.9144 | 194.6344 | 180.5102 | 194.1965 | 180.1041 | 193.7552 | 179.6948 | 193.3094 | 179.2814 | 192.8595 | 178.8641 | 192.4061 | 178.4436 | 191.9489 | 178.0196 | 191.4866 | 177.5909 | 191.0209 | 177.1589 | 190.5524 | 176.7244 | 190.0797 | 176.2861 | 189.6047 | 175.8455 | 189.1269 | 175.4024 | 188.6453 | 174.9558 | 188.1579 | 174.5037 | 187.6671 | 174.0485 | 187.1741 | 173.5913 | 186.6788 | 173.132 | 186.1831 | 172.6722 | 185.6875 | 172.2125 | 185.1918 | 171.7528 | 184.6961 | 171.2931 | 184.2004 | 170.8334 | 183.7047 | 0 | 0 | 0 | 0 | 0 | 0 | 0 | 0 | 0 | 0 | 0 | 0 | 0 | 0 | 0 | 0 | 0 | 0
|  |  |  | VAT on solar payments - P90 | 0 | USD 000s | 44098.1773 | 0 | 0 | 0 | 0 | 0 | 0 | 0 | 0 | 0 | 788.7896 | 731.5489 | 787.1192 | 729.9998 | 785.431 | 728.434 | 783.729 | 726.8555 | 782.0132 | 725.2643 | 780.2809 | 723.6577 | 778.5376 | 722.0409 | 776.7861 | 720.4165 | 775.0207 | 718.7793 | 773.2375 | 717.1255 | 771.4378 | 715.4564 | 769.6244 | 713.7745 | 767.7958 | 712.0786 | 765.9465 | 710.3635 | 764.0835 | 708.6357 | 762.2095 | 706.8977 | 760.319 | 705.1444 | 758.4188 | 703.3821 | 756.5077 | 701.6097 | 754.5814 | 699.8231 | 752.6317 | 698.0149 | 750.6683 | 696.194 | 748.6966 | 694.3654 | 746.7152 | 692.5278 | 744.7325 | 690.689 | 742.7498 | 688.8502 | 740.7671 | 687.0113 | 738.7844 | 685.1725 | 736.8017 | 683.3337 | 734.819 | 681.4949 | 0 | 0 | 0 | 0 | 0 | 0 | 0 | 0 | 0 | 0 | 0 | 0 | 0 | 0 | 0 | 0 | 0 | 0
|  |  |  | VAT received for solar payments - P90 - operations | 0 | USD 000s | 44098.1773 | 0 | 0 | 0 | 0 | 0 | 0 | 0 | 0 | 0 | 591.5922 | 745.8591 | 773.2267 | 744.2797 | 771.5732 | 742.6833 | 769.9052 | 741.0739 | 768.2238 | 739.4515 | 766.5267 | 737.8135 | 764.8176 | 736.1651 | 763.0998 | 734.5089 | 761.3697 | 732.8396 | 759.623 | 731.1535 | 757.8597 | 729.4517 | 756.0824 | 727.737 | 754.2904 | 726.0079 | 752.4795 | 724.2593 | 750.6535 | 722.4977 | 748.8161 | 720.7257 | 746.9637 | 718.938 | 745.1002 | 717.1413 | 743.2263 | 715.3342 | 741.3385 | 713.5127 | 739.4296 | 711.6691 | 737.5049 | 709.8126 | 735.5709 | 707.9482 | 733.6278 | 706.0747 | 731.6814 | 704.1999 | 729.7346 | 702.3251 | 727.7879 | 700.4503 | 725.8411 | 698.5755 | 723.8944 | 696.7007 | 721.9477 | 865.1996 | 0 | 0 | 0 | 0 | 0 | 0 | 0 | 0 | 0 | 0 | 0 | 0 | 0 | 0 | 0 | 0 | 0 | 0
|  |  |  | VAT debtor receivable - P90 balance - operations |  | USD 000s |  |  | 0 | 0 | 0 | 0 | 0 | 0 | 0 | 0 | 197.1974 | 182.8872 | 196.7798 | 182.4999 | 196.3577 | 182.1085 | 195.9322 | 181.7139 | 195.5033 | 181.3161 | 195.0702 | 180.9144 | 194.6344 | 180.5102 | 194.1965 | 180.1041 | 193.7552 | 179.6948 | 193.3094 | 179.2814 | 192.8595 | 178.8641 | 192.4061 | 178.4436 | 191.9489 | 178.0196 | 191.4866 | 177.5909 | 191.0209 | 177.1589 | 190.5524 | 176.7244 | 190.0797 | 176.2861 | 189.6047 | 175.8455 | 189.1269 | 175.4024 | 188.6453 | 174.9558 | 188.1579 | 174.5037 | 187.6671 | 174.0485 | 187.1741 | 173.5913 | 186.6788 | 173.132 | 186.1831 | 172.6722 | 185.6875 | 172.2125 | 185.1918 | 171.7528 | 184.6961 | 171.2931 | 184.2004 | 170.8334 | 183.7047 | 0 | 0 | 0 | 0 | 0 | 0 | 0 | 0 | 0 | 0 | 0 | 0 | 0 | 0 | 0 | 0 | 0 | 0 | 0
|  |  |  | VAT debtor balance - construction | 0 | USD 000s | 894.1288 | 0 | 0 | 0 | 0 | 0 | 0 | 385.7831 | 122.5626 | 385.7831 | 0 | 0 | 0 | 0 | 0 | 0 | 0 | 0 | 0 | 0 | 0 | 0 | 0 | 0 | 0 | 0 | 0 | 0 | 0 | 0 | 0 | 0 | 0 | 0 | 0 | 0 | 0 | 0 | 0 | 0 | 0 | 0 | 0 | 0 | 0 | 0 | 0 | 0 | 0 | 0 | 0 | 0 | 0 | 0 | 0 | 0 | 0 | 0 | 0 | 0 | 0 | 0 | 0 | 0 | 0 | 0 | 0 | 0 | 0 | 0 | 0 | 0 | 0 | 0 | 0 | 0 | 0 | 0 | 0 | 0 | 0 | 0 | 0 | 0 | 0 | 0 | 0 | 0
|  |  |  | VAT debtor receivable - P90 balance - operations | 0 | USD 000s | 0 | 0 | 0 | 0 | 0 | 0 | 0 | 0 | 0 | 0 | 197.1974 | 182.8872 | 196.7798 | 182.4999 | 196.3577 | 182.1085 | 195.9322 | 181.7139 | 195.5033 | 181.3161 | 195.0702 | 180.9144 | 194.6344 | 180.5102 | 194.1965 | 180.1041 | 193.7552 | 179.6948 | 193.3094 | 179.2814 | 192.8595 | 178.8641 | 192.4061 | 178.4436 | 191.9489 | 178.0196 | 191.4866 | 177.5909 | 191.0209 | 177.1589 | 190.5524 | 176.7244 | 190.0797 | 176.2861 | 189.6047 | 175.8455 | 189.1269 | 175.4024 | 188.6453 | 174.9558 | 188.1579 | 174.5037 | 187.6671 | 174.0485 | 187.1741 | 173.5913 | 186.6788 | 173.132 | 186.1831 | 172.6722 | 185.6875 | 172.2125 | 185.1918 | 171.7528 | 184.6961 | 171.2931 | 184.2004 | 170.8334 | 183.7047 | 0 | 0 | 0 | 0 | 0 | 0 | 0 | 0 | 0 | 0 | 0 | 0 | 0 | 0 | 0 | 0 | 0 | 0 | 0
|  |  |  | Operations period flag | 0 | flag | 60 | 0 | 0 | 0 | 0 | 0 | 0 | 0 | 0 | 0 | 1 | 1 | 1 | 1 | 1 | 1 | 1 | 1 | 1 | 1 | 1 | 1 | 1 | 1 | 1 | 1 | 1 | 1 | 1 | 1 | 1 | 1 | 1 | 1 | 1 | 1 | 1 | 1 | 1 | 1 | 1 | 1 | 1 | 1 | 1 | 1 | 1 | 1 | 1 | 1 | 1 | 1 | 1 | 1 | 1 | 1 | 1 | 1 | 1 | 1 | 1 | 1 | 1 | 1 | 1 | 1 | 1 | 1 | 1 | 1 | 0 | 0 | 0 | 0 | 0 | 0 | 0 | 0 | 0 | 0 | 0 | 0 | 0 | 0 | 0 | 0 | 0 | 0
|  |  |  | VAT debtor receivable - P90 balance |  | USD 000s |  |  | 0 | 0 | 0 | 0 | 0 | 385.7831 | 122.5626 | 385.7831 | 197.1974 | 182.8872 | 196.7798 | 182.4999 | 196.3577 | 182.1085 | 195.9322 | 181.7139 | 195.5033 | 181.3161 | 195.0702 | 180.9144 | 194.6344 | 180.5102 | 194.1965 | 180.1041 | 193.7552 | 179.6948 | 193.3094 | 179.2814 | 192.8595 | 178.8641 | 192.4061 | 178.4436 | 191.9489 | 178.0196 | 191.4866 | 177.5909 | 191.0209 | 177.1589 | 190.5524 | 176.7244 | 190.0797 | 176.2861 | 189.6047 | 175.8455 | 189.1269 | 175.4024 | 188.6453 | 174.9558 | 188.1579 | 174.5037 | 187.6671 | 174.0485 | 187.1741 | 173.5913 | 186.6788 | 173.132 | 186.1831 | 172.6722 | 185.6875 | 172.2125 | 185.1918 | 171.7528 | 184.6961 | 171.2931 | 184.2004 | 170.8334 | 183.7047 | 0 | 0 | 0 | 0 | 0 | 0 | 0 | 0 | 0 | 0 | 0 | 0 | 0 | 0 | 0 | 0 | 0 | 0 | 0
VAT CREDITOR
|  |  |  | Accounts payable term factor | 0.25 | #
|  |  |  | Days in period | 0 | days | 15706 | 0 | 184 | 181 | 184 | 181 | 184 | 182 | 184 | 181 | 184 | 181 | 184 | 181 | 184 | 182 | 184 | 181 | 184 | 181 | 184 | 181 | 184 | 182 | 184 | 181 | 184 | 181 | 184 | 181 | 184 | 182 | 184 | 181 | 184 | 181 | 184 | 181 | 184 | 182 | 184 | 181 | 184 | 181 | 184 | 181 | 184 | 182 | 184 | 181 | 184 | 181 | 184 | 181 | 184 | 182 | 184 | 181 | 184 | 181 | 184 | 181 | 184 | 182 | 184 | 181 | 184 | 181 | 184 | 181 | 184 | 182 | 184 | 181 | 184 | 181 | 184 | 181 | 184 | 182 | 184 | 181 | 184 | 181 | 184 | 181 | 184 | 182
|  |  |  | VAT on operating costs | 0 | USD 000s | 3775.4441 | 0 | 0 | 0 | 0 | 0 | 0 | 0 | 0 | 0 | 20.4075 | 20.4075 | 21.6224 | 21.6224 | 31.5454 | 31.5454 | 31.9961 | 31.9961 | 32.5839 | 32.5839 | 45.1421 | 45.1421 | 49.6185 | 49.6185 | 47.7017 | 47.7017 | 49.4633 | 49.4633 | 60.053 | 60.053 | 52.9986 | 52.9986 | 56.1329 | 56.1329 | 143.6234 | 143.6234 | 55.1281 | 55.1281 | 57.6886 | 57.6886 | 59.6739 | 59.6739 | 61.1449 | 61.1449 | 62.9909 | 62.9909 | 65.24 | 65.24 | 78.2437 | 78.2437 | 72.8648 | 72.8648 | 73.9303 | 73.9303 | 74.6339 | 74.6339 | 82.1292 | 82.1292 | 79.4476 | 79.4476 | 81.0365 | 81.0365 | 82.6572 | 82.6572 | 84.3104 | 84.3104 | 85.9966 | 85.9966 | 87.7165 | 87.7165 | 0 | 0 | 0 | 0 | 0 | 0 | 0 | 0 | 0 | 0 | 0 | 0 | 0 | 0 | 0 | 0 | 0 | 0
|  |  |  | Operations period flag | 0 | flag | 60 | 0 | 0 | 0 | 0 | 0 | 0 | 0 | 0 | 0 | 1 | 1 | 1 | 1 | 1 | 1 | 1 | 1 | 1 | 1 | 1 | 1 | 1 | 1 | 1 | 1 | 1 | 1 | 1 | 1 | 1 | 1 | 1 | 1 | 1 | 1 | 1 | 1 | 1 | 1 | 1 | 1 | 1 | 1 | 1 | 1 | 1 | 1 | 1 | 1 | 1 | 1 | 1 | 1 | 1 | 1 | 1 | 1 | 1 | 1 | 1 | 1 | 1 | 1 | 1 | 1 | 1 | 1 | 1 | 1 | 0 | 0 | 0 | 0 | 0 | 0 | 0 | 0 | 0 | 0 | 0 | 0 | 0 | 0 | 0 | 0 | 0 | 0
|  |  |  | End of operations period flag | 0 | flag | 1 | 0 | 0 | 0 | 0 | 0 | 0 | 0 | 0 | 0 | 0 | 0 | 0 | 0 | 0 | 0 | 0 | 0 | 0 | 0 | 0 | 0 | 0 | 0 | 0 | 0 | 0 | 0 | 0 | 0 | 0 | 0 | 0 | 0 | 0 | 0 | 0 | 0 | 0 | 0 | 0 | 0 | 0 | 0 | 0 | 0 | 0 | 0 | 0 | 0 | 0 | 0 | 0 | 0 | 0 | 0 | 0 | 0 | 0 | 0 | 0 | 0 | 0 | 0 | 0 | 0 | 0 | 0 | 0 | 1 | 0 | 0 | 0 | 0 | 0 | 0 | 0 | 0 | 0 | 0 | 0 | 0 | 0 | 0 | 0 | 0 | 0 | 0
|  |  |  | VAT creditor payable forecast balance |  | USD 000s |  |  | 0 | 0 | 0 | 0 | 0 | 0 | 0 | 0 | 5.1019 | 5.1019 | 5.4056 | 5.4056 | 7.8864 | 7.8864 | 7.999 | 7.999 | 8.146 | 8.146 | 11.2855 | 11.2855 | 12.4046 | 12.4046 | 11.9254 | 11.9254 | 12.3658 | 12.3658 | 15.0132 | 15.0132 | 13.2497 | 13.2497 | 14.0332 | 14.0332 | 35.9059 | 35.9059 | 13.782 | 13.782 | 14.4222 | 14.4222 | 14.9185 | 14.9185 | 15.2862 | 15.2862 | 15.7477 | 15.7477 | 16.31 | 16.31 | 19.5609 | 19.5609 | 18.2162 | 18.2162 | 18.4826 | 18.4826 | 18.6585 | 18.6585 | 20.5323 | 20.5323 | 19.8619 | 19.8619 | 20.2591 | 20.2591 | 20.6643 | 20.6643 | 21.0776 | 21.0776 | 21.4991 | 21.4991 | 21.9291 | 0 | 0 | 0 | 0 | 0 | 0 | 0 | 0 | 0 | 0 | 0 | 0 | 0 | 0 | 0 | 0 | 0 | 0 | 0
|  |  |  | VAT on operating costs | 0 | USD 000s | 3775.4441 | 0 | 0 | 0 | 0 | 0 | 0 | 0 | 0 | 0 | 20.4075 | 20.4075 | 21.6224 | 21.6224 | 31.5454 | 31.5454 | 31.9961 | 31.9961 | 32.5839 | 32.5839 | 45.1421 | 45.1421 | 49.6185 | 49.6185 | 47.7017 | 47.7017 | 49.4633 | 49.4633 | 60.053 | 60.053 | 52.9986 | 52.9986 | 56.1329 | 56.1329 | 143.6234 | 143.6234 | 55.1281 | 55.1281 | 57.6886 | 57.6886 | 59.6739 | 59.6739 | 61.1449 | 61.1449 | 62.9909 | 62.9909 | 65.24 | 65.24 | 78.2437 | 78.2437 | 72.8648 | 72.8648 | 73.9303 | 73.9303 | 74.6339 | 74.6339 | 82.1292 | 82.1292 | 79.4476 | 79.4476 | 81.0365 | 81.0365 | 82.6572 | 82.6572 | 84.3104 | 84.3104 | 85.9966 | 85.9966 | 87.7165 | 87.7165 | 0 | 0 | 0 | 0 | 0 | 0 | 0 | 0 | 0 | 0 | 0 | 0 | 0 | 0 | 0 | 0 | 0 | 0
|  |  |  | VAT creditor payable forecast balance | 0 | USD 000s | 0 | 0 | 0 | 0 | 0 | 0 | 0 | 0 | 0 | 0 | 5.1019 | 5.1019 | 5.4056 | 5.4056 | 7.8864 | 7.8864 | 7.999 | 7.999 | 8.146 | 8.146 | 11.2855 | 11.2855 | 12.4046 | 12.4046 | 11.9254 | 11.9254 | 12.3658 | 12.3658 | 15.0132 | 15.0132 | 13.2497 | 13.2497 | 14.0332 | 14.0332 | 35.9059 | 35.9059 | 13.782 | 13.782 | 14.4222 | 14.4222 | 14.9185 | 14.9185 | 15.2862 | 15.2862 | 15.7477 | 15.7477 | 16.31 | 16.31 | 19.5609 | 19.5609 | 18.2162 | 18.2162 | 18.4826 | 18.4826 | 18.6585 | 18.6585 | 20.5323 | 20.5323 | 19.8619 | 19.8619 | 20.2591 | 20.2591 | 20.6643 | 20.6643 | 21.0776 | 21.0776 | 21.4991 | 21.4991 | 21.9291 | 0 | 0 | 0 | 0 | 0 | 0 | 0 | 0 | 0 | 0 | 0 | 0 | 0 | 0 | 0 | 0 | 0 | 0 | 0
|  |  |  | VAT creditor payable balance BEG - operations | 0 | USD 000s | 0 | 0 | 0 | 0 | 0 | 0 | 0 | 0 | 0 | 0 | 0 | 5.1019 | 5.1019 | 5.4056 | 5.4056 | 7.8864 | 7.8864 | 7.999 | 7.999 | 8.146 | 8.146 | 11.2855 | 11.2855 | 12.4046 | 12.4046 | 11.9254 | 11.9254 | 12.3658 | 12.3658 | 15.0132 | 15.0132 | 13.2497 | 13.2497 | 14.0332 | 14.0332 | 35.9059 | 35.9059 | 13.782 | 13.782 | 14.4222 | 14.4222 | 14.9185 | 14.9185 | 15.2862 | 15.2862 | 15.7477 | 15.7477 | 16.31 | 16.31 | 19.5609 | 19.5609 | 18.2162 | 18.2162 | 18.4826 | 18.4826 | 18.6585 | 18.6585 | 20.5323 | 20.5323 | 19.8619 | 19.8619 | 20.2591 | 20.2591 | 20.6643 | 20.6643 | 21.0776 | 21.0776 | 21.4991 | 21.4991 | 21.9291 | 0 | 0 | 0 | 0 | 0 | 0 | 0 | 0 | 0 | 0 | 0 | 0 | 0 | 0 | 0 | 0 | 0 | 0
|  |  |  | Operations period flag | 0 | flag | 60 | 0 | 0 | 0 | 0 | 0 | 0 | 0 | 0 | 0 | 1 | 1 | 1 | 1 | 1 | 1 | 1 | 1 | 1 | 1 | 1 | 1 | 1 | 1 | 1 | 1 | 1 | 1 | 1 | 1 | 1 | 1 | 1 | 1 | 1 | 1 | 1 | 1 | 1 | 1 | 1 | 1 | 1 | 1 | 1 | 1 | 1 | 1 | 1 | 1 | 1 | 1 | 1 | 1 | 1 | 1 | 1 | 1 | 1 | 1 | 1 | 1 | 1 | 1 | 1 | 1 | 1 | 1 | 1 | 1 | 0 | 0 | 0 | 0 | 0 | 0 | 0 | 0 | 0 | 0 | 0 | 0 | 0 | 0 | 0 | 0 | 0 | 0
|  |  |  | Cash VAT paid for operating costs - operations |  | USD 000s | 3775.4441 |  | 0 | 0 | 0 | 0 | 0 | 0 | 0 | 0 | 15.3056 | 20.4075 | 21.3186 | 21.6224 | 29.0647 | 31.5454 | 31.8834 | 31.9961 | 32.437 | 32.5839 | 42.0026 | 45.1421 | 48.4994 | 49.6185 | 48.1809 | 47.7017 | 49.0229 | 49.4633 | 57.4056 | 60.053 | 54.7622 | 52.9986 | 55.3494 | 56.1329 | 121.7508 | 143.6234 | 77.2519 | 55.1281 | 57.0485 | 57.6886 | 59.1776 | 59.6739 | 60.7772 | 61.1449 | 62.5294 | 62.9909 | 64.6777 | 65.24 | 74.9928 | 78.2437 | 74.2095 | 72.8648 | 73.6639 | 73.9303 | 74.458 | 74.6339 | 80.2553 | 82.1292 | 80.118 | 79.4476 | 80.6393 | 81.0365 | 82.2521 | 82.6572 | 83.8971 | 84.3104 | 85.575 | 85.9966 | 87.2865 | 109.6457 | 0 | 0 | 0 | 0 | 0 | 0 | 0 | 0 | 0 | 0 | 0 | 0 | 0 | 0 | 0 | 0 | 0 | 0
|  |  |  | VAT paid on operating costs during construction | 0 | USD 000s | 162.729 | 0 | 0 | 0 | 0 | 0 | 0 | 36.162 | 54.243 | 54.243 | 18.081 | 0 | 0 | 0 | 0 | 0 | 0 | 0 | 0 | 0 | 0 | 0 | 0 | 0 | 0 | 0 | 0 | 0 | 0 | 0 | 0 | 0 | 0 | 0 | 0 | 0 | 0 | 0 | 0 | 0 | 0 | 0 | 0 | 0 | 0 | 0 | 0 | 0 | 0 | 0 | 0 | 0 | 0 | 0 | 0 | 0 | 0 | 0 | 0 | 0 | 0 | 0 | 0 | 0 | 0 | 0 | 0 | 0 | 0 | 0 | 0 | 0 | 0 | 0 | 0 | 0 | 0 | 0 | 0 | 0 | 0 | 0 | 0 | 0 | 0 | 0 | 0 | 0
|  |  |  | Cash VAT paid for operating costs - operations | 0 | USD 000s | 3775.4441 | 0 | 0 | 0 | 0 | 0 | 0 | 0 | 0 | 0 | 15.3056 | 20.4075 | 21.3186 | 21.6224 | 29.0647 | 31.5454 | 31.8834 | 31.9961 | 32.437 | 32.5839 | 42.0026 | 45.1421 | 48.4994 | 49.6185 | 48.1809 | 47.7017 | 49.0229 | 49.4633 | 57.4056 | 60.053 | 54.7622 | 52.9986 | 55.3494 | 56.1329 | 121.7508 | 143.6234 | 77.2519 | 55.1281 | 57.0485 | 57.6886 | 59.1776 | 59.6739 | 60.7772 | 61.1449 | 62.5294 | 62.9909 | 64.6777 | 65.24 | 74.9928 | 78.2437 | 74.2095 | 72.8648 | 73.6639 | 73.9303 | 74.458 | 74.6339 | 80.2553 | 82.1292 | 80.118 | 79.4476 | 80.6393 | 81.0365 | 82.2521 | 82.6572 | 83.8971 | 84.3104 | 85.575 | 85.9966 | 87.2865 | 109.6457 | 0 | 0 | 0 | 0 | 0 | 0 | 0 | 0 | 0 | 0 | 0 | 0 | 0 | 0 | 0 | 0 | 0 | 0
|  |  |  | Cash VAT paid for operating costs |  | USD 000s | 3938.1731 |  | 0 | 0 | 0 | 0 | 0 | 36.162 | 54.243 | 54.243 | 33.3866 | 20.4075 | 21.3186 | 21.6224 | 29.0647 | 31.5454 | 31.8834 | 31.9961 | 32.437 | 32.5839 | 42.0026 | 45.1421 | 48.4994 | 49.6185 | 48.1809 | 47.7017 | 49.0229 | 49.4633 | 57.4056 | 60.053 | 54.7622 | 52.9986 | 55.3494 | 56.1329 | 121.7508 | 143.6234 | 77.2519 | 55.1281 | 57.0485 | 57.6886 | 59.1776 | 59.6739 | 60.7772 | 61.1449 | 62.5294 | 62.9909 | 64.6777 | 65.24 | 74.9928 | 78.2437 | 74.2095 | 72.8648 | 73.6639 | 73.9303 | 74.458 | 74.6339 | 80.2553 | 82.1292 | 80.118 | 79.4476 | 80.6393 | 81.0365 | 82.2521 | 82.6572 | 83.8971 | 84.3104 | 85.575 | 85.9966 | 87.2865 | 109.6457 | 0 | 0 | 0 | 0 | 0 | 0 | 0 | 0 | 0 | 0 | 0 | 0 | 0 | 0 | 0 | 0 | 0 | 0
|  |  |  | VAT creditor payable balance BEG - operations |  | USD 000s |  |  | 0 | 0 | 0 | 0 | 0 | 0 | 0 | 0 | 0 | 5.1019 | 5.1019 | 5.4056 | 5.4056 | 7.8864 | 7.8864 | 7.999 | 7.999 | 8.146 | 8.146 | 11.2855 | 11.2855 | 12.4046 | 12.4046 | 11.9254 | 11.9254 | 12.3658 | 12.3658 | 15.0132 | 15.0132 | 13.2497 | 13.2497 | 14.0332 | 14.0332 | 35.9059 | 35.9059 | 13.782 | 13.782 | 14.4222 | 14.4222 | 14.9185 | 14.9185 | 15.2862 | 15.2862 | 15.7477 | 15.7477 | 16.31 | 16.31 | 19.5609 | 19.5609 | 18.2162 | 18.2162 | 18.4826 | 18.4826 | 18.6585 | 18.6585 | 20.5323 | 20.5323 | 19.8619 | 19.8619 | 20.2591 | 20.2591 | 20.6643 | 20.6643 | 21.0776 | 21.0776 | 21.4991 | 21.4991 | 21.9291 | 0 | 0 | 0 | 0 | 0 | 0 | 0 | 0 | 0 | 0 | 0 | 0 | 0 | 0 | 0 | 0 | 0 | 0
|  |  |  | VAT on operating costs | 0 | USD 000s | 3775.4441 | 0 | 0 | 0 | 0 | 0 | 0 | 0 | 0 | 0 | 20.4075 | 20.4075 | 21.6224 | 21.6224 | 31.5454 | 31.5454 | 31.9961 | 31.9961 | 32.5839 | 32.5839 | 45.1421 | 45.1421 | 49.6185 | 49.6185 | 47.7017 | 47.7017 | 49.4633 | 49.4633 | 60.053 | 60.053 | 52.9986 | 52.9986 | 56.1329 | 56.1329 | 143.6234 | 143.6234 | 55.1281 | 55.1281 | 57.6886 | 57.6886 | 59.6739 | 59.6739 | 61.1449 | 61.1449 | 62.9909 | 62.9909 | 65.24 | 65.24 | 78.2437 | 78.2437 | 72.8648 | 72.8648 | 73.9303 | 73.9303 | 74.6339 | 74.6339 | 82.1292 | 82.1292 | 79.4476 | 79.4476 | 81.0365 | 81.0365 | 82.6572 | 82.6572 | 84.3104 | 84.3104 | 85.9966 | 85.9966 | 87.7165 | 87.7165 | 0 | 0 | 0 | 0 | 0 | 0 | 0 | 0 | 0 | 0 | 0 | 0 | 0 | 0 | 0 | 0 | 0 | 0
|  |  |  | Cash VAT paid for operating costs - operations | 0 | USD 000s | 3775.4441 | 0 | 0 | 0 | 0 | 0 | 0 | 0 | 0 | 0 | 15.3056 | 20.4075 | 21.3186 | 21.6224 | 29.0647 | 31.5454 | 31.8834 | 31.9961 | 32.437 | 32.5839 | 42.0026 | 45.1421 | 48.4994 | 49.6185 | 48.1809 | 47.7017 | 49.0229 | 49.4633 | 57.4056 | 60.053 | 54.7622 | 52.9986 | 55.3494 | 56.1329 | 121.7508 | 143.6234 | 77.2519 | 55.1281 | 57.0485 | 57.6886 | 59.1776 | 59.6739 | 60.7772 | 61.1449 | 62.5294 | 62.9909 | 64.6777 | 65.24 | 74.9928 | 78.2437 | 74.2095 | 72.8648 | 73.6639 | 73.9303 | 74.458 | 74.6339 | 80.2553 | 82.1292 | 80.118 | 79.4476 | 80.6393 | 81.0365 | 82.2521 | 82.6572 | 83.8971 | 84.3104 | 85.575 | 85.9966 | 87.2865 | 109.6457 | 0 | 0 | 0 | 0 | 0 | 0 | 0 | 0 | 0 | 0 | 0 | 0 | 0 | 0 | 0 | 0 | 0 | 0
|  |  |  | VAT creditor payable balance - operations |  | USD 000s |  |  | 0 | 0 | 0 | 0 | 0 | 0 | 0 | 0 | 5.1019 | 5.1019 | 5.4056 | 5.4056 | 7.8864 | 7.8864 | 7.999 | 7.999 | 8.146 | 8.146 | 11.2855 | 11.2855 | 12.4046 | 12.4046 | 11.9254 | 11.9254 | 12.3658 | 12.3658 | 15.0132 | 15.0132 | 13.2497 | 13.2497 | 14.0332 | 14.0332 | 35.9059 | 35.9059 | 13.782 | 13.782 | 14.4222 | 14.4222 | 14.9185 | 14.9185 | 15.2862 | 15.2862 | 15.7477 | 15.7477 | 16.31 | 16.31 | 19.5609 | 19.5609 | 18.2162 | 18.2162 | 18.4826 | 18.4826 | 18.6585 | 18.6585 | 20.5323 | 20.5323 | 19.8619 | 19.8619 | 20.2591 | 20.2591 | 20.6643 | 20.6643 | 21.0776 | 21.0776 | 21.4991 | 21.4991 | 21.9291 | 0 | 0 | 0 | 0 | 0 | 0 | 0 | 0 | 0 | 0 | 0 | 0 | 0 | 0 | 0 | 0 | 0 | 0 | 0
|  |  |  | VAT creditor balance - construction | 0 | USD 000s | 54.243 | 0 | 0 | 0 | 0 | 0 | 0 | 18.081 | 18.081 | 18.081 | 0 | 0 | 0 | 0 | 0 | 0 | 0 | 0 | 0 | 0 | 0 | 0 | 0 | 0 | 0 | 0 | 0 | 0 | 0 | 0 | 0 | 0 | 0 | 0 | 0 | 0 | 0 | 0 | 0 | 0 | 0 | 0 | 0 | 0 | 0 | 0 | 0 | 0 | 0 | 0 | 0 | 0 | 0 | 0 | 0 | 0 | 0 | 0 | 0 | 0 | 0 | 0 | 0 | 0 | 0 | 0 | 0 | 0 | 0 | 0 | 0 | 0 | 0 | 0 | 0 | 0 | 0 | 0 | 0 | 0 | 0 | 0 | 0 | 0 | 0 | 0 | 0 | 0
|  |  |  | VAT creditor payable balance - operations | 0 | USD 000s | 0 | 0 | 0 | 0 | 0 | 0 | 0 | 0 | 0 | 0 | 5.1019 | 5.1019 | 5.4056 | 5.4056 | 7.8864 | 7.8864 | 7.999 | 7.999 | 8.146 | 8.146 | 11.2855 | 11.2855 | 12.4046 | 12.4046 | 11.9254 | 11.9254 | 12.3658 | 12.3658 | 15.0132 | 15.0132 | 13.2497 | 13.2497 | 14.0332 | 14.0332 | 35.9059 | 35.9059 | 13.782 | 13.782 | 14.4222 | 14.4222 | 14.9185 | 14.9185 | 15.2862 | 15.2862 | 15.7477 | 15.7477 | 16.31 | 16.31 | 19.5609 | 19.5609 | 18.2162 | 18.2162 | 18.4826 | 18.4826 | 18.6585 | 18.6585 | 20.5323 | 20.5323 | 19.8619 | 19.8619 | 20.2591 | 20.2591 | 20.6643 | 20.6643 | 21.0776 | 21.0776 | 21.4991 | 21.4991 | 21.9291 | 0 | 0 | 0 | 0 | 0 | 0 | 0 | 0 | 0 | 0 | 0 | 0 | 0 | 0 | 0 | 0 | 0 | 0 | 0
|  |  |  | Operations period flag | 0 | flag | 60 | 0 | 0 | 0 | 0 | 0 | 0 | 0 | 0 | 0 | 1 | 1 | 1 | 1 | 1 | 1 | 1 | 1 | 1 | 1 | 1 | 1 | 1 | 1 | 1 | 1 | 1 | 1 | 1 | 1 | 1 | 1 | 1 | 1 | 1 | 1 | 1 | 1 | 1 | 1 | 1 | 1 | 1 | 1 | 1 | 1 | 1 | 1 | 1 | 1 | 1 | 1 | 1 | 1 | 1 | 1 | 1 | 1 | 1 | 1 | 1 | 1 | 1 | 1 | 1 | 1 | 1 | 1 | 1 | 1 | 0 | 0 | 0 | 0 | 0 | 0 | 0 | 0 | 0 | 0 | 0 | 0 | 0 | 0 | 0 | 0 | 0 | 0
|  |  |  | VAT creditor payable balance |  | USD 000s |  |  | 0 | 0 | 0 | 0 | 0 | 18.081 | 18.081 | 18.081 | 5.1019 | 5.1019 | 5.4056 | 5.4056 | 7.8864 | 7.8864 | 7.999 | 7.999 | 8.146 | 8.146 | 11.2855 | 11.2855 | 12.4046 | 12.4046 | 11.9254 | 11.9254 | 12.3658 | 12.3658 | 15.0132 | 15.0132 | 13.2497 | 13.2497 | 14.0332 | 14.0332 | 35.9059 | 35.9059 | 13.782 | 13.782 | 14.4222 | 14.4222 | 14.9185 | 14.9185 | 15.2862 | 15.2862 | 15.7477 | 15.7477 | 16.31 | 16.31 | 19.5609 | 19.5609 | 18.2162 | 18.2162 | 18.4826 | 18.4826 | 18.6585 | 18.6585 | 20.5323 | 20.5323 | 19.8619 | 19.8619 | 20.2591 | 20.2591 | 20.6643 | 20.6643 | 21.0776 | 21.0776 | 21.4991 | 21.4991 | 21.9291 | 0 | 0 | 0 | 0 | 0 | 0 | 0 | 0 | 0 | 0 | 0 | 0 | 0 | 0 | 0 | 0 | 0 | 0 | 0
END

## D&A
D&A
|  |  |  | Model period start date | 0 | Error chks | time axis 2021-07-01 to 2064-01-01
|  |  |  | Model period end date | 0 | Track chgs | time axis 2021-12-31 to 2064-06-30
|  |  |  | Timeline label | 1 | Alerts |  |  | Dev | Dev | Dev | FC/Const. | Const | Const | Const | Const | Ops - PPA | Ops - PPA | Ops - PPA | Ops - PPA | Ops - PPA | Ops - PPA | Ops - PPA | Ops - PPA | Ops - PPA | Ops - PPA | Ops - PPA | Ops - PPA | Ops - PPA | Ops - PPA | Ops - PPA | Ops - PPA | Ops - PPA | Ops - PPA | Ops - PPA | Ops - PPA | Ops - PPA | Ops - PPA | Ops - PPA | Ops - PPA | Ops - PPA | Ops - PPA | Ops - PPA | Ops - PPA | Ops - PPA | Ops - PPA | Ops - PPA | Ops - PPA | Ops - PPA | Ops - PPA | Ops - PPA | Ops - PPA | Ops - PPA | Ops - PPA | Ops - PPA | Ops - PPA | Ops - PPA | Ops - PPA | Ops - PPA | Ops - PPA | Ops - PPA | Ops - PPA | Ops - PPA | Ops - PPA | Ops - PPA | Ops - PPA | Ops - PPA | Ops - PPA | Ops - PPA | Ops - PPA | Ops - PPA | Ops - PPA | Ops - PPA | Ops - PPA | Ops - PPA | Ops - PPA | Post-Ops | Post-Ops | Post-Ops | Post-Ops | Post-Ops | Post-Ops | Post-Ops | Post-Ops | Post-Ops | Post-Ops | Post-Ops | Post-Ops | Post-Ops | Post-Ops | Post-Ops | Post-Ops | Post-Ops | Post-Ops
|  |  |  | Model column counter | Constant | Unit | Total |  | 1 | 2 | 3 | 4 | 5 | 6 | 7 | 8 | 9 | 10 | 11 | 12 | 13 | 14 | 15 | 16 | 17 | 18 | 19 | 20 | 21 | 22 | 23 | 24 | 25 | 26 | 27 | 28 | 29 | 30 | 31 | 32 | 33 | 34 | 35 | 36 | 37 | 38 | 39 | 40 | 41 | 42 | 43 | 44 | 45 | 46 | 47 | 48 | 49 | 50 | 51 | 52 | 53 | 54 | 55 | 56 | 57 | 58 | 59 | 60 | 61 | 62 | 63 | 64 | 65 | 66 | 67 | 68 | 69 | 70 | 71 | 72 | 73 | 74 | 75 | 76 | 77 | 78 | 79 | 80 | 81 | 82 | 83 | 84 | 85 | 86
IFRIC 12
Construction costs under IFRIC 12
|  |  |  | IFRIC 12 accounting used? | 1 | 1 = yes, 0 = no (/OL or FL)
|  |  |  | Project costs excluding VAT s.a. POS | 0 | USD 000s | 159043.4534 | 0 | 0 | 0 | 0 | 117413.0686 | 37178.2227 | 4331.9206 | 82.65 | 37.5915 | 0 | 0 | 0 | 0 | 0 | 0 | 0 | 0 | 0 | 0 | 0 | 0 | 0 | 0 | 0 | 0 | 0 | 0 | 0 | 0 | 0 | 0 | 0 | 0 | 0 | 0 | 0 | 0 | 0 | 0 | 0 | 0 | 0 | 0 | 0 | 0 | 0 | 0 | 0 | 0 | 0 | 0 | 0 | 0 | 0 | 0 | 0 | 0 | 0 | 0 | 0 | 0 | 0 | 0 | 0 | 0 | 0 | 0 | 0 | 0 | 0 | 0 | 0 | 0 | 0 | 0 | 0 | 0 | 0 | 0 | 0 | 0 | 0 | 0 | 0 | 0 | 0 | 0
|  |  |  | Non refundable VAT during construction s.a. POS | 0 | USD 000s | 0 | 0 | 0 | 0 | 0 | 0 | 0 | 0 | 0 | 0 | 0 | 0 | 0 | 0 | 0 | 0 | 0 | 0 | 0 | 0 | 0 | 0 | 0 | 0 | 0 | 0 | 0 | 0 | 0 | 0 | 0 | 0 | 0 | 0 | 0 | 0 | 0 | 0 | 0 | 0 | 0 | 0 | 0 | 0 | 0 | 0 | 0 | 0 | 0 | 0 | 0 | 0 | 0 | 0 | 0 | 0 | 0 | 0 | 0 | 0 | 0 | 0 | 0 | 0 | 0 | 0 | 0 | 0 | 0 | 0 | 0 | 0 | 0 | 0 | 0 | 0 | 0 | 0 | 0 | 0 | 0 | 0 | 0 | 0 | 0 | 0 | 0 | 0
|  |  |  | Construction costs under IFRIC 12 POS |  | USD 000s | 159043.4534 |  | 0 | 0 | 0 | 117413.0686 | 37178.2227 | 4331.9206 | 82.65 | 37.5915 | 0 | 0 | 0 | 0 | 0 | 0 | 0 | 0 | 0 | 0 | 0 | 0 | 0 | 0 | 0 | 0 | 0 | 0 | 0 | 0 | 0 | 0 | 0 | 0 | 0 | 0 | 0 | 0 | 0 | 0 | 0 | 0 | 0 | 0 | 0 | 0 | 0 | 0 | 0 | 0 | 0 | 0 | 0 | 0 | 0 | 0 | 0 | 0 | 0 | 0 | 0 | 0 | 0 | 0 | 0 | 0 | 0 | 0 | 0 | 0 | 0 | 0 | 0 | 0 | 0 | 0 | 0 | 0 | 0 | 0 | 0 | 0 | 0 | 0 | 0 | 0 | 0 | 0
|  |  |  | Construction costs under IFRIC 12 |  | USD 000s | -159043.4534 |  | 0 | 0 | 0 | -117413.0686 | -37178.2227 | -4331.9206 | -82.65 | -37.5915 | 0 | 0 | 0 | 0 | 0 | 0 | 0 | 0 | 0 | 0 | 0 | 0 | 0 | 0 | 0 | 0 | 0 | 0 | 0 | 0 | 0 | 0 | 0 | 0 | 0 | 0 | 0 | 0 | 0 | 0 | 0 | 0 | 0 | 0 | 0 | 0 | 0 | 0 | 0 | 0 | 0 | 0 | 0 | 0 | 0 | 0 | 0 | 0 | 0 | 0 | 0 | 0 | 0 | 0 | 0 | 0 | 0 | 0 | 0 | 0 | 0 | 0 | 0 | 0 | 0 | 0 | 0 | 0 | 0 | 0 | 0 | 0 | 0 | 0 | 0 | 0 | 0 | 0
Operating revenue under IFRIC 12
|  |  |  | IFRIC 12 accounting used? | 1 | 1 = yes, 0 = no (/OL or FL)
|  |  |  | IFRIC 12 construction margin | 2% | %
|  |  |  | Construction costs under IFRIC 12 POS | 0 | USD 000s | 159043.4534 | 0 | 0 | 0 | 0 | 117413.0686 | 37178.2227 | 4331.9206 | 82.65 | 37.5915 | 0 | 0 | 0 | 0 | 0 | 0 | 0 | 0 | 0 | 0 | 0 | 0 | 0 | 0 | 0 | 0 | 0 | 0 | 0 | 0 | 0 | 0 | 0 | 0 | 0 | 0 | 0 | 0 | 0 | 0 | 0 | 0 | 0 | 0 | 0 | 0 | 0 | 0 | 0 | 0 | 0 | 0 | 0 | 0 | 0 | 0 | 0 | 0 | 0 | 0 | 0 | 0 | 0 | 0 | 0 | 0 | 0 | 0 | 0 | 0 | 0 | 0 | 0 | 0 | 0 | 0 | 0 | 0 | 0 | 0 | 0 | 0 | 0 | 0 | 0 | 0 | 0 | 0
|  |  |  | Construction revenues at fair value |  | USD 000s | 162224.3225 |  | 0 | 0 | 0 | 119761.3299 | 37921.7872 | 4418.559 | 84.303 | 38.3433 | 0 | 0 | 0 | 0 | 0 | 0 | 0 | 0 | 0 | 0 | 0 | 0 | 0 | 0 | 0 | 0 | 0 | 0 | 0 | 0 | 0 | 0 | 0 | 0 | 0 | 0 | 0 | 0 | 0 | 0 | 0 | 0 | 0 | 0 | 0 | 0 | 0 | 0 | 0 | 0 | 0 | 0 | 0 | 0 | 0 | 0 | 0 | 0 | 0 | 0 | 0 | 0 | 0 | 0 | 0 | 0 | 0 | 0 | 0 | 0 | 0 | 0 | 0 | 0 | 0 | 0 | 0 | 0 | 0 | 0 | 0 | 0 | 0 | 0 | 0 | 0 | 0 | 0
|  |  |  | IFRIC 12 accounting used? | 1 | 1 = yes, 0 = no (/OL or FL)
|  |  |  | Lifecycle costs - total indexed POS | 0 | USD 000s | 0 | 0 | 0 | 0 | 0 | 0 | 0 | 0 | 0 | 0 | 0 | 0 | 0 | 0 | 0 | 0 | 0 | 0 | 0 | 0 | 0 | 0 | 0 | 0 | 0 | 0 | 0 | 0 | 0 | 0 | 0 | 0 | 0 | 0 | 0 | 0 | 0 | 0 | 0 | 0 | 0 | 0 | 0 | 0 | 0 | 0 | 0 | 0 | 0 | 0 | 0 | 0 | 0 | 0 | 0 | 0 | 0 | 0 | 0 | 0 | 0 | 0 | 0 | 0 | 0 | 0 | 0 | 0 | 0 | 0 | 0 | 0 | 0 | 0 | 0 | 0 | 0 | 0 | 0 | 0 | 0 | 0 | 0 | 0 | 0 | 0 | 0 | 0
|  |  |  | Lifecycle costs under IFRIC 12 POS |  | USD 000s | 0 |  | 0 | 0 | 0 | 0 | 0 | 0 | 0 | 0 | 0 | 0 | 0 | 0 | 0 | 0 | 0 | 0 | 0 | 0 | 0 | 0 | 0 | 0 | 0 | 0 | 0 | 0 | 0 | 0 | 0 | 0 | 0 | 0 | 0 | 0 | 0 | 0 | 0 | 0 | 0 | 0 | 0 | 0 | 0 | 0 | 0 | 0 | 0 | 0 | 0 | 0 | 0 | 0 | 0 | 0 | 0 | 0 | 0 | 0 | 0 | 0 | 0 | 0 | 0 | 0 | 0 | 0 | 0 | 0 | 0 | 0 | 0 | 0 | 0 | 0 | 0 | 0 | 0 | 0 | 0 | 0 | 0 | 0 | 0 | 0 | 0 | 0
|  |  |  | Lifecycle costs under IFRIC 12 |  | USD 000s | 0 |  | 0 | 0 | 0 | 0 | 0 | 0 | 0 | 0 | 0 | 0 | 0 | 0 | 0 | 0 | 0 | 0 | 0 | 0 | 0 | 0 | 0 | 0 | 0 | 0 | 0 | 0 | 0 | 0 | 0 | 0 | 0 | 0 | 0 | 0 | 0 | 0 | 0 | 0 | 0 | 0 | 0 | 0 | 0 | 0 | 0 | 0 | 0 | 0 | 0 | 0 | 0 | 0 | 0 | 0 | 0 | 0 | 0 | 0 | 0 | 0 | 0 | 0 | 0 | 0 | 0 | 0 | 0 | 0 | 0 | 0 | 0 | 0 | 0 | 0 | 0 | 0 | 0 | 0 | 0 | 0 | 0 | 0 | 0 | 0 | 0 | 0
|  |  |  | IFRIC 12 accounting used? | 1 | 1 = yes, 0 = no (/OL or FL)
|  |  |  | IFRIC 12 construction margin | 2% | %
|  |  |  | Lifecycle costs - total indexed POS | 0 | USD 000s | 0 | 0 | 0 | 0 | 0 | 0 | 0 | 0 | 0 | 0 | 0 | 0 | 0 | 0 | 0 | 0 | 0 | 0 | 0 | 0 | 0 | 0 | 0 | 0 | 0 | 0 | 0 | 0 | 0 | 0 | 0 | 0 | 0 | 0 | 0 | 0 | 0 | 0 | 0 | 0 | 0 | 0 | 0 | 0 | 0 | 0 | 0 | 0 | 0 | 0 | 0 | 0 | 0 | 0 | 0 | 0 | 0 | 0 | 0 | 0 | 0 | 0 | 0 | 0 | 0 | 0 | 0 | 0 | 0 | 0 | 0 | 0 | 0 | 0 | 0 | 0 | 0 | 0 | 0 | 0 | 0 | 0 | 0 | 0 | 0 | 0 | 0 | 0
|  |  |  | Lifecycle revenues at fair value |  | USD 000s | 0 |  | 0 | 0 | 0 | 0 | 0 | 0 | 0 | 0 | 0 | 0 | 0 | 0 | 0 | 0 | 0 | 0 | 0 | 0 | 0 | 0 | 0 | 0 | 0 | 0 | 0 | 0 | 0 | 0 | 0 | 0 | 0 | 0 | 0 | 0 | 0 | 0 | 0 | 0 | 0 | 0 | 0 | 0 | 0 | 0 | 0 | 0 | 0 | 0 | 0 | 0 | 0 | 0 | 0 | 0 | 0 | 0 | 0 | 0 | 0 | 0 | 0 | 0 | 0 | 0 | 0 | 0 | 0 | 0 | 0 | 0 | 0 | 0 | 0 | 0 | 0 | 0 | 0 | 0 | 0 | 0 | 0 | 0 | 0 | 0 | 0 | 0
|  |  |  | IFRIC 12 accounting used? | 1 | 1 = yes, 0 = no (/OL or FL)
|  |  |  | Early contract period cash outflow - funded | 0 | USD 000s | 0 | 0 | 0 | 0 | 0 | 0 | 0 | 0 | 0 | 0 | 0 | 0 | 0 | 0 | 0 | 0 | 0 | 0 | 0 | 0 | 0 | 0 | 0 | 0 | 0 | 0 | 0 | 0 | 0 | 0 | 0 | 0 | 0 | 0 | 0 | 0 | 0 | 0 | 0 | 0 | 0 | 0 | 0 | 0 | 0 | 0 | 0 | 0 | 0 | 0 | 0 | 0 | 0 | 0 | 0 | 0 | 0 | 0 | 0 | 0 | 0 | 0 | 0 | 0 | 0 | 0 | 0 | 0 | 0 | 0 | 0 | 0 | 0 | 0 | 0 | 0 | 0 | 0 | 0 | 0 | 0 | 0 | 0 | 0 | 0 | 0 | 0 | 0
|  |  |  | Early contract period cash outflow - funded under IFRIC POS |  | USD 000s | 0 |  | 0 | 0 | 0 | 0 | 0 | 0 | 0 | 0 | 0 | 0 | 0 | 0 | 0 | 0 | 0 | 0 | 0 | 0 | 0 | 0 | 0 | 0 | 0 | 0 | 0 | 0 | 0 | 0 | 0 | 0 | 0 | 0 | 0 | 0 | 0 | 0 | 0 | 0 | 0 | 0 | 0 | 0 | 0 | 0 | 0 | 0 | 0 | 0 | 0 | 0 | 0 | 0 | 0 | 0 | 0 | 0 | 0 | 0 | 0 | 0 | 0 | 0 | 0 | 0 | 0 | 0 | 0 | 0 | 0 | 0 | 0 | 0 | 0 | 0 | 0 | 0 | 0 | 0 | 0 | 0 | 0 | 0 | 0 | 0 | 0 | 0
|  |  |  | Early contract period cash outflow - funded under IFRIC |  | USD 000s | 0 |  | 0 | 0 | 0 | 0 | 0 | 0 | 0 | 0 | 0 | 0 | 0 | 0 | 0 | 0 | 0 | 0 | 0 | 0 | 0 | 0 | 0 | 0 | 0 | 0 | 0 | 0 | 0 | 0 | 0 | 0 | 0 | 0 | 0 | 0 | 0 | 0 | 0 | 0 | 0 | 0 | 0 | 0 | 0 | 0 | 0 | 0 | 0 | 0 | 0 | 0 | 0 | 0 | 0 | 0 | 0 | 0 | 0 | 0 | 0 | 0 | 0 | 0 | 0 | 0 | 0 | 0 | 0 | 0 | 0 | 0 | 0 | 0 | 0 | 0 | 0 | 0 | 0 | 0 | 0 | 0 | 0 | 0 | 0 | 0 | 0 | 0
|  |  |  | IFRIC 12 accounting used? | 1 | 1 = yes, 0 = no (/OL or FL)
|  |  |  | IFRIC 12 construction margin | 2% | %
|  |  |  | Early contract period cash outflow - funded | 0 | USD 000s | 0 | 0 | 0 | 0 | 0 | 0 | 0 | 0 | 0 | 0 | 0 | 0 | 0 | 0 | 0 | 0 | 0 | 0 | 0 | 0 | 0 | 0 | 0 | 0 | 0 | 0 | 0 | 0 | 0 | 0 | 0 | 0 | 0 | 0 | 0 | 0 | 0 | 0 | 0 | 0 | 0 | 0 | 0 | 0 | 0 | 0 | 0 | 0 | 0 | 0 | 0 | 0 | 0 | 0 | 0 | 0 | 0 | 0 | 0 | 0 | 0 | 0 | 0 | 0 | 0 | 0 | 0 | 0 | 0 | 0 | 0 | 0 | 0 | 0 | 0 | 0 | 0 | 0 | 0 | 0 | 0 | 0 | 0 | 0 | 0 | 0 | 0 | 0
|  |  |  | Operating revenues at fair value construction |  | USD 000s | 0 |  | 0 | 0 | 0 | 0 | 0 | 0 | 0 | 0 | 0 | 0 | 0 | 0 | 0 | 0 | 0 | 0 | 0 | 0 | 0 | 0 | 0 | 0 | 0 | 0 | 0 | 0 | 0 | 0 | 0 | 0 | 0 | 0 | 0 | 0 | 0 | 0 | 0 | 0 | 0 | 0 | 0 | 0 | 0 | 0 | 0 | 0 | 0 | 0 | 0 | 0 | 0 | 0 | 0 | 0 | 0 | 0 | 0 | 0 | 0 | 0 | 0 | 0 | 0 | 0 | 0 | 0 | 0 | 0 | 0 | 0 | 0 | 0 | 0 | 0 | 0 | 0 | 0 | 0 | 0 | 0 | 0 | 0 | 0 | 0 | 0 | 0
|  |  |  | IFRIC 12 accounting used? | 1 | 1 = yes, 0 = no (/OL or FL)
|  |  |  | IFRIC 12 operating margin | 6.5% | %
|  |  |  | Operating costs accrued POS | 0 | USD 000s | 76841.7102 | 0 | 0 | 0 | 0 | 0 | 0 | 452.025 | 452.025 | 452.025 | 422.1286 | 419.0007 | 362.5757 | 359.6305 | 624.9096 | 622.1194 | 628.3504 | 625.7087 | 633.3222 | 630.8228 | 738.424 | 736.0608 | 776.544 | 774.3111 | 761.7448 | 759.6368 | 777.9469 | 1384.9273 | 1470.0431 | 1461.2617 | 1399.7078 | 1391.1816 | 1414.8911 | 1406.6126 | 2133.6433 | 2125.6054 | 1386.4348 | 1378.6304 | 1398.602 | 1391.0244 | 1406.5405 | 1399.183 | 1410.7474 | 1403.6037 | 1418.6229 | 1411.6867 | 1430.391 | 1423.6564 | 1498.143 | 1491.604 | 1447.3824 | 1441.0334 | 1450.8312 | 1444.6667 | 1451.7611 | 1445.7757 | 1509.7769 | 1503.9654 | 1483.4665 | 1477.8238 | 1583.7835 | 1578.3048 | 1596.077 | 1590.7574 | 1609.1362 | 1603.9712 | 1622.961 | 1617.9461 | 1670.5513 | 1665.6821 | 0 | 0 | 0 | 0 | 0 | 0 | 0 | 0 | 0 | 0 | 0 | 0 | 0 | 0 | 0 | 0 | 0 | 0
|  |  |  | Operating revenues at fair value |  | USD 000s | 81836.4214 |  | 0 | 0 | 0 | 0 | 0 | 481.4066 | 481.4066 | 481.4066 | 449.567 | 446.2358 | 386.1431 | 383.0065 | 665.5287 | 662.5572 | 669.1932 | 666.3798 | 674.4882 | 671.8263 | 786.4216 | 783.9047 | 827.0193 | 824.6414 | 811.2582 | 809.0132 | 828.5134 | 1474.9476 | 1565.5959 | 1556.2438 | 1490.6888 | 1481.6084 | 1506.859 | 1498.0424 | 2272.3301 | 2263.7697 | 1476.5531 | 1468.2414 | 1489.5112 | 1481.4409 | 1497.9657 | 1490.1299 | 1502.446 | 1494.8379 | 1510.8334 | 1503.4463 | 1523.3665 | 1516.1941 | 1595.5223 | 1588.5583 | 1541.4623 | 1534.7006 | 1545.1352 | 1538.57 | 1546.1256 | 1539.7511 | 1607.9124 | 1601.7231 | 1579.8919 | 1573.8824 | 1686.7294 | 1680.8946 | 1699.822 | 1694.1566 | 1713.7301 | 1708.2294 | 1728.4535 | 1723.1126 | 1779.1371 | 1773.9514 | 0 | 0 | 0 | 0 | 0 | 0 | 0 | 0 | 0 | 0 | 0 | 0 | 0 | 0 | 0 | 0 | 0 | 0
|  |  |  | Construction revenues at fair value | 0 | USD 000s | 162224.3225 | 0 | 0 | 0 | 0 | 119761.3299 | 37921.7872 | 4418.559 | 84.303 | 38.3433 | 0 | 0 | 0 | 0 | 0 | 0 | 0 | 0 | 0 | 0 | 0 | 0 | 0 | 0 | 0 | 0 | 0 | 0 | 0 | 0 | 0 | 0 | 0 | 0 | 0 | 0 | 0 | 0 | 0 | 0 | 0 | 0 | 0 | 0 | 0 | 0 | 0 | 0 | 0 | 0 | 0 | 0 | 0 | 0 | 0 | 0 | 0 | 0 | 0 | 0 | 0 | 0 | 0 | 0 | 0 | 0 | 0 | 0 | 0 | 0 | 0 | 0 | 0 | 0 | 0 | 0 | 0 | 0 | 0 | 0 | 0 | 0 | 0 | 0 | 0 | 0 | 0 | 0
|  |  |  | Lifecycle revenues at fair value | 0 | USD 000s | 0 | 0 | 0 | 0 | 0 | 0 | 0 | 0 | 0 | 0 | 0 | 0 | 0 | 0 | 0 | 0 | 0 | 0 | 0 | 0 | 0 | 0 | 0 | 0 | 0 | 0 | 0 | 0 | 0 | 0 | 0 | 0 | 0 | 0 | 0 | 0 | 0 | 0 | 0 | 0 | 0 | 0 | 0 | 0 | 0 | 0 | 0 | 0 | 0 | 0 | 0 | 0 | 0 | 0 | 0 | 0 | 0 | 0 | 0 | 0 | 0 | 0 | 0 | 0 | 0 | 0 | 0 | 0 | 0 | 0 | 0 | 0 | 0 | 0 | 0 | 0 | 0 | 0 | 0 | 0 | 0 | 0 | 0 | 0 | 0 | 0 | 0 | 0
|  |  |  | Operating revenues at fair value construction | 0 | USD 000s | 0 | 0 | 0 | 0 | 0 | 0 | 0 | 0 | 0 | 0 | 0 | 0 | 0 | 0 | 0 | 0 | 0 | 0 | 0 | 0 | 0 | 0 | 0 | 0 | 0 | 0 | 0 | 0 | 0 | 0 | 0 | 0 | 0 | 0 | 0 | 0 | 0 | 0 | 0 | 0 | 0 | 0 | 0 | 0 | 0 | 0 | 0 | 0 | 0 | 0 | 0 | 0 | 0 | 0 | 0 | 0 | 0 | 0 | 0 | 0 | 0 | 0 | 0 | 0 | 0 | 0 | 0 | 0 | 0 | 0 | 0 | 0 | 0 | 0 | 0 | 0 | 0 | 0 | 0 | 0 | 0 | 0 | 0 | 0 | 0 | 0 | 0 | 0
|  |  |  | Operating revenues at fair value | 0 | USD 000s | 81836.4214 | 0 | 0 | 0 | 0 | 0 | 0 | 481.4066 | 481.4066 | 481.4066 | 449.567 | 446.2358 | 386.1431 | 383.0065 | 665.5287 | 662.5572 | 669.1932 | 666.3798 | 674.4882 | 671.8263 | 786.4216 | 783.9047 | 827.0193 | 824.6414 | 811.2582 | 809.0132 | 828.5134 | 1474.9476 | 1565.5959 | 1556.2438 | 1490.6888 | 1481.6084 | 1506.859 | 1498.0424 | 2272.3301 | 2263.7697 | 1476.5531 | 1468.2414 | 1489.5112 | 1481.4409 | 1497.9657 | 1490.1299 | 1502.446 | 1494.8379 | 1510.8334 | 1503.4463 | 1523.3665 | 1516.1941 | 1595.5223 | 1588.5583 | 1541.4623 | 1534.7006 | 1545.1352 | 1538.57 | 1546.1256 | 1539.7511 | 1607.9124 | 1601.7231 | 1579.8919 | 1573.8824 | 1686.7294 | 1680.8946 | 1699.822 | 1694.1566 | 1713.7301 | 1708.2294 | 1728.4535 | 1723.1126 | 1779.1371 | 1773.9514 | 0 | 0 | 0 | 0 | 0 | 0 | 0 | 0 | 0 | 0 | 0 | 0 | 0 | 0 | 0 | 0 | 0 | 0
|  |  |  | Interest on financial asset | 0 | USD 000s | 158142.9087 | 0 | 0 | 0 | 0 | 0 | 3084.6536 | 4140.8432 | 4210.9424 | 4158.4757 | 4116.2093 | 4058.3111 | 4011.5713 | 3949.6566 | 3898.7791 | 3841.471 | 3795.3001 | 3735.7412 | 3687.2425 | 3625.3596 | 3574.4574 | 3512.8783 | 3462.2679 | 3399.1759 | 3346.9931 | 3280.8615 | 3225.54 | 3157.0628 | 3116.0185 | 3064.046 | 3023.0159 | 2967.0629 | 2921.9319 | 2864.1382 | 2817.1007 | 2776.6735 | 2747.4309 | 2685.0665 | 2633.3024 | 2568.6901 | 2514.6004 | 2447.5091 | 2390.8565 | 2321.0574 | 2261.6068 | 2189.0627 | 2126.7753 | 2051.4537 | 1986.2957 | 1909.5896 | 1842.9896 | 1761.5792 | 1690.1315 | 1605.2613 | 1530.242 | 1441.6648 | 1362.8199 | 1271.9117 | 1190.6523 | 1094.9804 | 1008.8107 | 911.601 | 823.8297 | 722.5908 | 630.6621 | 525.208 | 428.9305 | 319.0655 | 218.2382 | 104.6609 | -8.8736e-11 | -9.1022e-11 | -9.3366e-11 | -9.5771e-11 | -9.8238e-11 | -1.0077e-10 | -1.0336e-10 | -1.0603e-10 | -1.0876e-10 | -1.1156e-10 | -1.1443e-10 | -1.1738e-10 | -1.204e-10 | -1.235e-10 | -1.2668e-10 | -1.2995e-10 | -1.3329e-10 | -1.3673e-10
|  |  |  | Operating revenue under IFRIC 12 |  | USD 000s | 402203.6526 |  | 0 | 0 | 0 | 119761.3299 | 41006.4408 | 9040.8088 | 4776.652 | 4678.2256 | 4565.7762 | 4504.5468 | 4397.7144 | 4332.6631 | 4564.3078 | 4504.0282 | 4464.4933 | 4402.121 | 4361.7307 | 4297.1859 | 4360.879 | 4296.783 | 4289.2872 | 4223.8172 | 4158.2513 | 4089.8748 | 4054.0535 | 4632.0104 | 4681.6144 | 4620.2898 | 4513.7047 | 4448.6713 | 4428.7909 | 4362.1807 | 5089.4309 | 5040.4433 | 4223.9841 | 4153.3079 | 4122.8136 | 4050.131 | 4012.5661 | 3937.639 | 3893.3025 | 3815.8954 | 3772.4402 | 3692.5091 | 3650.1418 | 3567.6477 | 3581.818 | 3498.1478 | 3384.4519 | 3296.2798 | 3235.2667 | 3143.8313 | 3076.3675 | 2981.4159 | 2970.7323 | 2873.6349 | 2770.5441 | 2668.8628 | 2695.5402 | 2592.4956 | 2523.6517 | 2416.7475 | 2344.3922 | 2233.4373 | 2157.384 | 2042.178 | 1997.3753 | 1878.6123 | -8.8736e-11 | -9.1022e-11 | -9.3366e-11 | -9.5771e-11 | -9.8238e-11 | -1.0077e-10 | -1.0336e-10 | -1.0603e-10 | -1.0876e-10 | -1.1156e-10 | -1.1443e-10 | -1.1738e-10 | -1.204e-10 | -1.235e-10 | -1.2668e-10 | -1.2995e-10 | -1.3329e-10 | -1.3673e-10
Operating revenue under operating lease
|  |  |  | Operating lease accounting used? | 0 | 1 = yes, 0 = no (/IFRIC 12)
|  |  |  | Pre-operations energy charge treated as revenue | 0 | USD 000s | 19452.0951 | 0 | 0 | 0 | 0 | 0 | 0 | 6319.2143 | 6813.6665 | 6319.2143 | 0 | 0 | 0 | 0 | 0 | 0 | 0 | 0 | 0 | 0 | 0 | 0 | 0 | 0 | 0 | 0 | 0 | 0 | 0 | 0 | 0 | 0 | 0 | 0 | 0 | 0 | 0 | 0 | 0 | 0 | 0 | 0 | 0 | 0 | 0 | 0 | 0 | 0 | 0 | 0 | 0 | 0 | 0 | 0 | 0 | 0 | 0 | 0 | 0 | 0 | 0 | 0 | 0 | 0 | 0 | 0 | 0 | 0 | 0 | 0 | 0 | 0 | 0 | 0 | 0 | 0 | 0 | 0 | 0 | 0 | 0 | 0 | 0 | 0 | 0 | 0 | 0 | 0
|  |  |  | Energy charge | 0 | USD 000s | 382751.5575 | 0 | 0 | 0 | 0 | 0 | 0 | 0 | 0 | 0 | 6813.6665 | 6319.2143 | 6801.5469 | 6307.9742 | 6789.2897 | 6296.6065 | 6776.8605 | 6285.0793 | 6764.3282 | 6273.4563 | 6751.6811 | 6261.7271 | 6738.8277 | 6249.8064 | 6725.8023 | 6237.7262 | 6712.6737 | 6225.5503 | 6699.4419 | 6213.2787 | 6686.0725 | 6200.8795 | 6672.6229 | 6188.4058 | 6659.0127 | 6175.7833 | 6645.2764 | 6163.0438 | 6631.3795 | 6150.1555 | 6617.3795 | 6137.1714 | 6603.2419 | 6124.0597 | 6588.9552 | 6110.8098 | 6574.4966 | 6097.4003 | 6559.9232 | 6083.8846 | 6545.2008 | 6070.2306 | 6530.3409 | 6056.4489 | 6515.3662 | 6042.561 | 6500.2311 | 6028.5241 | 6484.9927 | 6014.3916 | 6469.697 | 6000.2059 | 6454.2408 | 5985.8713 | 6438.6355 | 5971.3985 | 6422.8812 | 5956.7874 | 6407.0008 | 5942.0593 | 0 | 0 | 0 | 0 | 0 | 0 | 0 | 0 | 0 | 0 | 0 | 0 | 0 | 0 | 0 | 0 | 0 | 0
|  |  |  | Operating revenue under operating lease |  | USD 000s | 0 |  | 0 | 0 | 0 | 0 | 0 | 0 | 0 | 0 | 0 | 0 | 0 | 0 | 0 | 0 | 0 | 0 | 0 | 0 | 0 | 0 | 0 | 0 | 0 | 0 | 0 | 0 | 0 | 0 | 0 | 0 | 0 | 0 | 0 | 0 | 0 | 0 | 0 | 0 | 0 | 0 | 0 | 0 | 0 | 0 | 0 | 0 | 0 | 0 | 0 | 0 | 0 | 0 | 0 | 0 | 0 | 0 | 0 | 0 | 0 | 0 | 0 | 0 | 0 | 0 | 0 | 0 | 0 | 0 | 0 | 0 | 0 | 0 | 0 | 0 | 0 | 0 | 0 | 0 | 0 | 0 | 0 | 0 | 0 | 0 | 0 | 0
|  |  |  | Pre-operations energy charge treated as revenue | 0 | USD 000s | 19452.0951 | 0 | 0 | 0 | 0 | 0 | 0 | 6319.2143 | 6813.6665 | 6319.2143 | 0 | 0 | 0 | 0 | 0 | 0 | 0 | 0 | 0 | 0 | 0 | 0 | 0 | 0 | 0 | 0 | 0 | 0 | 0 | 0 | 0 | 0 | 0 | 0 | 0 | 0 | 0 | 0 | 0 | 0 | 0 | 0 | 0 | 0 | 0 | 0 | 0 | 0 | 0 | 0 | 0 | 0 | 0 | 0 | 0 | 0 | 0 | 0 | 0 | 0 | 0 | 0 | 0 | 0 | 0 | 0 | 0 | 0 | 0 | 0 | 0 | 0 | 0 | 0 | 0 | 0 | 0 | 0 | 0 | 0 | 0 | 0 | 0 | 0 | 0 | 0 | 0 | 0
|  |  |  | Energy charge | 0 | USD 000s | 382751.5575 | 0 | 0 | 0 | 0 | 0 | 0 | 0 | 0 | 0 | 6813.6665 | 6319.2143 | 6801.5469 | 6307.9742 | 6789.2897 | 6296.6065 | 6776.8605 | 6285.0793 | 6764.3282 | 6273.4563 | 6751.6811 | 6261.7271 | 6738.8277 | 6249.8064 | 6725.8023 | 6237.7262 | 6712.6737 | 6225.5503 | 6699.4419 | 6213.2787 | 6686.0725 | 6200.8795 | 6672.6229 | 6188.4058 | 6659.0127 | 6175.7833 | 6645.2764 | 6163.0438 | 6631.3795 | 6150.1555 | 6617.3795 | 6137.1714 | 6603.2419 | 6124.0597 | 6588.9552 | 6110.8098 | 6574.4966 | 6097.4003 | 6559.9232 | 6083.8846 | 6545.2008 | 6070.2306 | 6530.3409 | 6056.4489 | 6515.3662 | 6042.561 | 6500.2311 | 6028.5241 | 6484.9927 | 6014.3916 | 6469.697 | 6000.2059 | 6454.2408 | 5985.8713 | 6438.6355 | 5971.3985 | 6422.8812 | 5956.7874 | 6407.0008 | 5942.0593 | 0 | 0 | 0 | 0 | 0 | 0 | 0 | 0 | 0 | 0 | 0 | 0 | 0 | 0 | 0 | 0 | 0 | 0
|  |  |  | Operating revenue under operating lease for tax calculation |  | USD 000s | 402203.6526 |  | 0 | 0 | 0 | 0 | 0 | 6319.2143 | 6813.6665 | 6319.2143 | 6813.6665 | 6319.2143 | 6801.5469 | 6307.9742 | 6789.2897 | 6296.6065 | 6776.8605 | 6285.0793 | 6764.3282 | 6273.4563 | 6751.6811 | 6261.7271 | 6738.8277 | 6249.8064 | 6725.8023 | 6237.7262 | 6712.6737 | 6225.5503 | 6699.4419 | 6213.2787 | 6686.0725 | 6200.8795 | 6672.6229 | 6188.4058 | 6659.0127 | 6175.7833 | 6645.2764 | 6163.0438 | 6631.3795 | 6150.1555 | 6617.3795 | 6137.1714 | 6603.2419 | 6124.0597 | 6588.9552 | 6110.8098 | 6574.4966 | 6097.4003 | 6559.9232 | 6083.8846 | 6545.2008 | 6070.2306 | 6530.3409 | 6056.4489 | 6515.3662 | 6042.561 | 6500.2311 | 6028.5241 | 6484.9927 | 6014.3916 | 6469.697 | 6000.2059 | 6454.2408 | 5985.8713 | 6438.6355 | 5971.3985 | 6422.8812 | 5956.7874 | 6407.0008 | 5942.0593 | 0 | 0 | 0 | 0 | 0 | 0 | 0 | 0 | 0 | 0 | 0 | 0 | 0 | 0 | 0 | 0 | 0 | 0
Revenue recognised
|  |  |  | Operating revenue under IFRIC 12 | 0 | USD 000s | 402203.6526 | 0 | 0 | 0 | 0 | 119761.3299 | 41006.4408 | 9040.8088 | 4776.652 | 4678.2256 | 4565.7762 | 4504.5468 | 4397.7144 | 4332.6631 | 4564.3078 | 4504.0282 | 4464.4933 | 4402.121 | 4361.7307 | 4297.1859 | 4360.879 | 4296.783 | 4289.2872 | 4223.8172 | 4158.2513 | 4089.8748 | 4054.0535 | 4632.0104 | 4681.6144 | 4620.2898 | 4513.7047 | 4448.6713 | 4428.7909 | 4362.1807 | 5089.4309 | 5040.4433 | 4223.9841 | 4153.3079 | 4122.8136 | 4050.131 | 4012.5661 | 3937.639 | 3893.3025 | 3815.8954 | 3772.4402 | 3692.5091 | 3650.1418 | 3567.6477 | 3581.818 | 3498.1478 | 3384.4519 | 3296.2798 | 3235.2667 | 3143.8313 | 3076.3675 | 2981.4159 | 2970.7323 | 2873.6349 | 2770.5441 | 2668.8628 | 2695.5402 | 2592.4956 | 2523.6517 | 2416.7475 | 2344.3922 | 2233.4373 | 2157.384 | 2042.178 | 1997.3753 | 1878.6123 | -8.8736e-11 | -9.1022e-11 | -9.3366e-11 | -9.5771e-11 | -9.8238e-11 | -1.0077e-10 | -1.0336e-10 | -1.0603e-10 | -1.0876e-10 | -1.1156e-10 | -1.1443e-10 | -1.1738e-10 | -1.204e-10 | -1.235e-10 | -1.2668e-10 | -1.2995e-10 | -1.3329e-10 | -1.3673e-10
|  |  |  | Operating revenue under operating lease | 0 | USD 000s | 0 | 0 | 0 | 0 | 0 | 0 | 0 | 0 | 0 | 0 | 0 | 0 | 0 | 0 | 0 | 0 | 0 | 0 | 0 | 0 | 0 | 0 | 0 | 0 | 0 | 0 | 0 | 0 | 0 | 0 | 0 | 0 | 0 | 0 | 0 | 0 | 0 | 0 | 0 | 0 | 0 | 0 | 0 | 0 | 0 | 0 | 0 | 0 | 0 | 0 | 0 | 0 | 0 | 0 | 0 | 0 | 0 | 0 | 0 | 0 | 0 | 0 | 0 | 0 | 0 | 0 | 0 | 0 | 0 | 0 | 0 | 0 | 0 | 0 | 0 | 0 | 0 | 0 | 0 | 0 | 0 | 0 | 0 | 0 | 0 | 0 | 0 | 0
|  |  |  | Operating revenue |  | USD 000s | 402203.6526 |  | 0 | 0 | 0 | 119761.3299 | 41006.4408 | 9040.8088 | 4776.652 | 4678.2256 | 4565.7762 | 4504.5468 | 4397.7144 | 4332.6631 | 4564.3078 | 4504.0282 | 4464.4933 | 4402.121 | 4361.7307 | 4297.1859 | 4360.879 | 4296.783 | 4289.2872 | 4223.8172 | 4158.2513 | 4089.8748 | 4054.0535 | 4632.0104 | 4681.6144 | 4620.2898 | 4513.7047 | 4448.6713 | 4428.7909 | 4362.1807 | 5089.4309 | 5040.4433 | 4223.9841 | 4153.3079 | 4122.8136 | 4050.131 | 4012.5661 | 3937.639 | 3893.3025 | 3815.8954 | 3772.4402 | 3692.5091 | 3650.1418 | 3567.6477 | 3581.818 | 3498.1478 | 3384.4519 | 3296.2798 | 3235.2667 | 3143.8313 | 3076.3675 | 2981.4159 | 2970.7323 | 2873.6349 | 2770.5441 | 2668.8628 | 2695.5402 | 2592.4956 | 2523.6517 | 2416.7475 | 2344.3922 | 2233.4373 | 2157.384 | 2042.178 | 1997.3753 | 1878.6123 | -8.8736e-11 | -9.1022e-11 | -9.3366e-11 | -9.5771e-11 | -9.8238e-11 | -1.0077e-10 | -1.0336e-10 | -1.0603e-10 | -1.0876e-10 | -1.1156e-10 | -1.1443e-10 | -1.1738e-10 | -1.204e-10 | -1.235e-10 | -1.2668e-10 | -1.2995e-10 | -1.3329e-10 | -1.3673e-10
EBITDA for cash waterfall
|  |  |  | EBITDA | 0 | USD 000s | 166318.4889 | 0 | 0 | 0 | 0 | 2348.2614 | 3828.2181 | 4256.8632 | 4241.977 | 4188.6091 | 4143.6476 | 4085.5461 | 4035.1387 | 3973.0325 | 3939.3982 | 3881.9087 | 3836.1429 | 3776.4123 | 3728.4084 | 3666.3631 | 3622.455 | 3560.7223 | 3512.7432 | 3449.5061 | 3396.5065 | 3330.2379 | 3276.1066 | 3247.0831 | 3211.5713 | 3159.028 | 3113.9969 | 3057.4897 | 3013.8998 | 2955.568 | 2955.7876 | 2914.8379 | 2837.5492 | 2774.6775 | 2724.2115 | 2659.1067 | 2606.0256 | 2538.456 | 2482.555 | 2412.2917 | 2353.8173 | 2280.8224 | 2219.7508 | 2143.9914 | 2083.675 | 2006.5438 | 1937.0695 | 1855.2464 | 1784.4355 | 1699.1647 | 1624.6064 | 1535.6402 | 1460.9554 | 1369.6695 | 1287.0776 | 1191.039 | 1111.7567 | 1014.1908 | 927.5747 | 825.9901 | 735.2559 | 629.4661 | 534.423 | 424.232 | 326.824 | 212.9302 | -8.8736e-11 | -9.1022e-11 | -9.3366e-11 | -9.5771e-11 | -9.8238e-11 | -1.0077e-10 | -1.0336e-10 | -1.0603e-10 | -1.0876e-10 | -1.1156e-10 | -1.1443e-10 | -1.1738e-10 | -1.204e-10 | -1.235e-10 | -1.2668e-10 | -1.2995e-10 | -1.3329e-10 | -1.3673e-10
|  |  | Less | Operating revenue | 0 | USD 000s | 402203.6526 | 0 | 0 | 0 | 0 | 119761.3299 | 41006.4408 | 9040.8088 | 4776.652 | 4678.2256 | 4565.7762 | 4504.5468 | 4397.7144 | 4332.6631 | 4564.3078 | 4504.0282 | 4464.4933 | 4402.121 | 4361.7307 | 4297.1859 | 4360.879 | 4296.783 | 4289.2872 | 4223.8172 | 4158.2513 | 4089.8748 | 4054.0535 | 4632.0104 | 4681.6144 | 4620.2898 | 4513.7047 | 4448.6713 | 4428.7909 | 4362.1807 | 5089.4309 | 5040.4433 | 4223.9841 | 4153.3079 | 4122.8136 | 4050.131 | 4012.5661 | 3937.639 | 3893.3025 | 3815.8954 | 3772.4402 | 3692.5091 | 3650.1418 | 3567.6477 | 3581.818 | 3498.1478 | 3384.4519 | 3296.2798 | 3235.2667 | 3143.8313 | 3076.3675 | 2981.4159 | 2970.7323 | 2873.6349 | 2770.5441 | 2668.8628 | 2695.5402 | 2592.4956 | 2523.6517 | 2416.7475 | 2344.3922 | 2233.4373 | 2157.384 | 2042.178 | 1997.3753 | 1878.6123 | -8.8736e-11 | -9.1022e-11 | -9.3366e-11 | -9.5771e-11 | -9.8238e-11 | -1.0077e-10 | -1.0336e-10 | -1.0603e-10 | -1.0876e-10 | -1.1156e-10 | -1.1443e-10 | -1.1738e-10 | -1.204e-10 | -1.235e-10 | -1.2668e-10 | -1.2995e-10 | -1.3329e-10 | -1.3673e-10
|  |  | Plus | Construction costs under IFRIC 12 POS | 0 | USD 000s | 159043.4534 | 0 | 0 | 0 | 0 | 117413.0686 | 37178.2227 | 4331.9206 | 82.65 | 37.5915 | 0 | 0 | 0 | 0 | 0 | 0 | 0 | 0 | 0 | 0 | 0 | 0 | 0 | 0 | 0 | 0 | 0 | 0 | 0 | 0 | 0 | 0 | 0 | 0 | 0 | 0 | 0 | 0 | 0 | 0 | 0 | 0 | 0 | 0 | 0 | 0 | 0 | 0 | 0 | 0 | 0 | 0 | 0 | 0 | 0 | 0 | 0 | 0 | 0 | 0 | 0 | 0 | 0 | 0 | 0 | 0 | 0 | 0 | 0 | 0 | 0 | 0 | 0 | 0 | 0 | 0 | 0 | 0 | 0 | 0 | 0 | 0 | 0 | 0 | 0 | 0 | 0 | 0
|  |  | Plus | Lifecycle costs under IFRIC 12 POS | 0 | USD 000s | 0 | 0 | 0 | 0 | 0 | 0 | 0 | 0 | 0 | 0 | 0 | 0 | 0 | 0 | 0 | 0 | 0 | 0 | 0 | 0 | 0 | 0 | 0 | 0 | 0 | 0 | 0 | 0 | 0 | 0 | 0 | 0 | 0 | 0 | 0 | 0 | 0 | 0 | 0 | 0 | 0 | 0 | 0 | 0 | 0 | 0 | 0 | 0 | 0 | 0 | 0 | 0 | 0 | 0 | 0 | 0 | 0 | 0 | 0 | 0 | 0 | 0 | 0 | 0 | 0 | 0 | 0 | 0 | 0 | 0 | 0 | 0 | 0 | 0 | 0 | 0 | 0 | 0 | 0 | 0 | 0 | 0 | 0 | 0 | 0 | 0 | 0 | 0
|  |  | Plus | Early contract period cash outflow - funded under IFRIC POS | 0 | USD 000s | 0 | 0 | 0 | 0 | 0 | 0 | 0 | 0 | 0 | 0 | 0 | 0 | 0 | 0 | 0 | 0 | 0 | 0 | 0 | 0 | 0 | 0 | 0 | 0 | 0 | 0 | 0 | 0 | 0 | 0 | 0 | 0 | 0 | 0 | 0 | 0 | 0 | 0 | 0 | 0 | 0 | 0 | 0 | 0 | 0 | 0 | 0 | 0 | 0 | 0 | 0 | 0 | 0 | 0 | 0 | 0 | 0 | 0 | 0 | 0 | 0 | 0 | 0 | 0 | 0 | 0 | 0 | 0 | 0 | 0 | 0 | 0 | 0 | 0 | 0 | 0 | 0 | 0 | 0 | 0 | 0 | 0 | 0 | 0 | 0 | 0 | 0 | 0
|  |  | Plus | Energy charge | 0 | USD 000s | 382751.5575 | 0 | 0 | 0 | 0 | 0 | 0 | 0 | 0 | 0 | 6813.6665 | 6319.2143 | 6801.5469 | 6307.9742 | 6789.2897 | 6296.6065 | 6776.8605 | 6285.0793 | 6764.3282 | 6273.4563 | 6751.6811 | 6261.7271 | 6738.8277 | 6249.8064 | 6725.8023 | 6237.7262 | 6712.6737 | 6225.5503 | 6699.4419 | 6213.2787 | 6686.0725 | 6200.8795 | 6672.6229 | 6188.4058 | 6659.0127 | 6175.7833 | 6645.2764 | 6163.0438 | 6631.3795 | 6150.1555 | 6617.3795 | 6137.1714 | 6603.2419 | 6124.0597 | 6588.9552 | 6110.8098 | 6574.4966 | 6097.4003 | 6559.9232 | 6083.8846 | 6545.2008 | 6070.2306 | 6530.3409 | 6056.4489 | 6515.3662 | 6042.561 | 6500.2311 | 6028.5241 | 6484.9927 | 6014.3916 | 6469.697 | 6000.2059 | 6454.2408 | 5985.8713 | 6438.6355 | 5971.3985 | 6422.8812 | 5956.7874 | 6407.0008 | 5942.0593 | 0 | 0 | 0 | 0 | 0 | 0 | 0 | 0 | 0 | 0 | 0 | 0 | 0 | 0 | 0 | 0 | 0 | 0
|  |  | Plus | Pre-operations energy charge | 0 | USD 000s | 19452.0951 | 0 | 0 | 0 | 0 | 0 | 0 | 6319.2143 | 6813.6665 | 6319.2143 | 0 | 0 | 0 | 0 | 0 | 0 | 0 | 0 | 0 | 0 | 0 | 0 | 0 | 0 | 0 | 0 | 0 | 0 | 0 | 0 | 0 | 0 | 0 | 0 | 0 | 0 | 0 | 0 | 0 | 0 | 0 | 0 | 0 | 0 | 0 | 0 | 0 | 0 | 0 | 0 | 0 | 0 | 0 | 0 | 0 | 0 | 0 | 0 | 0 | 0 | 0 | 0 | 0 | 0 | 0 | 0 | 0 | 0 | 0 | 0 | 0 | 0 | 0 | 0 | 0 | 0 | 0 | 0 | 0 | 0 | 0 | 0 | 0 | 0 | 0 | 0 | 0 | 0
|  |  | Plus | Operating costs during construction excluding VAT non WIP POS | 0 | USD 000s | 1356.075 | 0 | 0 | 0 | 0 | 0 | 0 | 452.025 | 452.025 | 452.025 | 0 | 0 | 0 | 0 | 0 | 0 | 0 | 0 | 0 | 0 | 0 | 0 | 0 | 0 | 0 | 0 | 0 | 0 | 0 | 0 | 0 | 0 | 0 | 0 | 0 | 0 | 0 | 0 | 0 | 0 | 0 | 0 | 0 | 0 | 0 | 0 | 0 | 0 | 0 | 0 | 0 | 0 | 0 | 0 | 0 | 0 | 0 | 0 | 0 | 0 | 0 | 0 | 0 | 0 | 0 | 0 | 0 | 0 | 0 | 0 | 0 | 0 | 0 | 0 | 0 | 0 | 0 | 0 | 0 | 0 | 0 | 0 | 0 | 0 | 0 | 0 | 0 | 0
|  |  | less | Operating costs during construction excluding VAT POS | 0 | USD 000s | 1356.075 | 0 | 0 | 0 | 0 | 0 | 0 | 452.025 | 452.025 | 452.025 | 0 | 0 | 0 | 0 | 0 | 0 | 0 | 0 | 0 | 0 | 0 | 0 | 0 | 0 | 0 | 0 | 0 | 0 | 0 | 0 | 0 | 0 | 0 | 0 | 0 | 0 | 0 | 0 | 0 | 0 | 0 | 0 | 0 | 0 | 0 | 0 | 0 | 0 | 0 | 0 | 0 | 0 | 0 | 0 | 0 | 0 | 0 | 0 | 0 | 0 | 0 | 0 | 0 | 0 | 0 | 0 | 0 | 0 | 0 | 0 | 0 | 0 | 0 | 0 | 0 | 0 | 0 | 0 | 0 | 0 | 0 | 0 | 0 | 0 | 0 | 0 | 0 | 0
|  |  |  | EBITDA - adj |  | USD 000s | 325361.9424 |  | 0 | 0 | 0 | 0 | 0 | 5867.1893 | 6361.6415 | 5867.1893 | 6391.5379 | 5900.2136 | 6438.9712 | 5948.3437 | 6164.3801 | 5674.487 | 6148.5102 | 5659.3705 | 6131.0059 | 5642.6335 | 6013.2572 | 5525.6663 | 5962.2838 | 5475.4952 | 5964.0575 | 5478.0894 | 5934.7268 | 4840.623 | 5229.3988 | 4752.017 | 5286.3647 | 4809.6979 | 5257.7318 | 4781.7932 | 4525.3693 | 4050.1779 | 5258.8415 | 4784.4134 | 5232.7775 | 4759.1311 | 5210.839 | 4737.9884 | 5192.4945 | 4720.456 | 5170.3323 | 4699.1231 | 5144.1055 | 4673.744 | 5061.7802 | 4592.2806 | 5097.8184 | 4629.1971 | 5079.5097 | 4611.7823 | 5063.6051 | 4596.7853 | 4990.4541 | 4524.5587 | 5001.5262 | 4536.5677 | 4885.9135 | 4421.9011 | 4858.1639 | 4395.1139 | 4829.4993 | 4367.4272 | 4799.9202 | 4338.8413 | 4736.4494 | 4276.3773 | 0 | 0 | 0 | 0 | 0 | 0 | 0 | 0 | 0 | 0 | 0 | 0 | 0 | 0 | 0 | 0 | 0 | 0
IFRIC 12 financial asset
|  |  |  | IFRIC 12 accounting used? | 1 | 1 = yes, 0 = no (/OL or FL)
|  |  |  | Early generation profit (/loss) credited to wip | 0 | USD 000s | 0 | 0 | 0 | 0 | 0 | 0 | 0 | 0 | 0 | 0 | 0 | 0 | 0 | 0 | 0 | 0 | 0 | 0 | 0 | 0 | 0 | 0 | 0 | 0 | 0 | 0 | 0 | 0 | 0 | 0 | 0 | 0 | 0 | 0 | 0 | 0 | 0 | 0 | 0 | 0 | 0 | 0 | 0 | 0 | 0 | 0 | 0 | 0 | 0 | 0 | 0 | 0 | 0 | 0 | 0 | 0 | 0 | 0 | 0 | 0 | 0 | 0 | 0 | 0 | 0 | 0 | 0 | 0 | 0 | 0 | 0 | 0 | 0 | 0 | 0 | 0 | 0 | 0 | 0 | 0 | 0 | 0 | 0 | 0 | 0 | 0 | 0 | 0
|  |  | Plus | Energy charge | 0 | USD 000s | 382751.5575 | 0 | 0 | 0 | 0 | 0 | 0 | 0 | 0 | 0 | 6813.6665 | 6319.2143 | 6801.5469 | 6307.9742 | 6789.2897 | 6296.6065 | 6776.8605 | 6285.0793 | 6764.3282 | 6273.4563 | 6751.6811 | 6261.7271 | 6738.8277 | 6249.8064 | 6725.8023 | 6237.7262 | 6712.6737 | 6225.5503 | 6699.4419 | 6213.2787 | 6686.0725 | 6200.8795 | 6672.6229 | 6188.4058 | 6659.0127 | 6175.7833 | 6645.2764 | 6163.0438 | 6631.3795 | 6150.1555 | 6617.3795 | 6137.1714 | 6603.2419 | 6124.0597 | 6588.9552 | 6110.8098 | 6574.4966 | 6097.4003 | 6559.9232 | 6083.8846 | 6545.2008 | 6070.2306 | 6530.3409 | 6056.4489 | 6515.3662 | 6042.561 | 6500.2311 | 6028.5241 | 6484.9927 | 6014.3916 | 6469.697 | 6000.2059 | 6454.2408 | 5985.8713 | 6438.6355 | 5971.3985 | 6422.8812 | 5956.7874 | 6407.0008 | 5942.0593 | 0 | 0 | 0 | 0 | 0 | 0 | 0 | 0 | 0 | 0 | 0 | 0 | 0 | 0 | 0 | 0 | 0 | 0
|  |  | Plus | Pre-operations energy charge treated as revenue | 0 | USD 000s | 19452.0951 | 0 | 0 | 0 | 0 | 0 | 0 | 6319.2143 | 6813.6665 | 6319.2143 | 0 | 0 | 0 | 0 | 0 | 0 | 0 | 0 | 0 | 0 | 0 | 0 | 0 | 0 | 0 | 0 | 0 | 0 | 0 | 0 | 0 | 0 | 0 | 0 | 0 | 0 | 0 | 0 | 0 | 0 | 0 | 0 | 0 | 0 | 0 | 0 | 0 | 0 | 0 | 0 | 0 | 0 | 0 | 0 | 0 | 0 | 0 | 0 | 0 | 0 | 0 | 0 | 0 | 0 | 0 | 0 | 0 | 0 | 0 | 0 | 0 | 0 | 0 | 0 | 0 | 0 | 0 | 0 | 0 | 0 | 0 | 0 | 0 | 0 | 0 | 0 | 0 | 0
|  |  |  | Energy charge under IFRIC 12 |  | USD 000s | 402203.6526 |  | 0 | 0 | 0 | 0 | 0 | 6319.2143 | 6813.6665 | 6319.2143 | 6813.6665 | 6319.2143 | 6801.5469 | 6307.9742 | 6789.2897 | 6296.6065 | 6776.8605 | 6285.0793 | 6764.3282 | 6273.4563 | 6751.6811 | 6261.7271 | 6738.8277 | 6249.8064 | 6725.8023 | 6237.7262 | 6712.6737 | 6225.5503 | 6699.4419 | 6213.2787 | 6686.0725 | 6200.8795 | 6672.6229 | 6188.4058 | 6659.0127 | 6175.7833 | 6645.2764 | 6163.0438 | 6631.3795 | 6150.1555 | 6617.3795 | 6137.1714 | 6603.2419 | 6124.0597 | 6588.9552 | 6110.8098 | 6574.4966 | 6097.4003 | 6559.9232 | 6083.8846 | 6545.2008 | 6070.2306 | 6530.3409 | 6056.4489 | 6515.3662 | 6042.561 | 6500.2311 | 6028.5241 | 6484.9927 | 6014.3916 | 6469.697 | 6000.2059 | 6454.2408 | 5985.8713 | 6438.6355 | 5971.3985 | 6422.8812 | 5956.7874 | 6407.0008 | 5942.0593 | 0 | 0 | 0 | 0 | 0 | 0 | 0 | 0 | 0 | 0 | 0 | 0 | 0 | 0 | 0 | 0 | 0 | 0
|  |  |  | Energy charge under IFRIC 12 | 0 | USD 000s | 402203.6526 | 0 | 0 | 0 | 0 | 0 | 0 | 6319.2143 | 6813.6665 | 6319.2143 | 6813.6665 | 6319.2143 | 6801.5469 | 6307.9742 | 6789.2897 | 6296.6065 | 6776.8605 | 6285.0793 | 6764.3282 | 6273.4563 | 6751.6811 | 6261.7271 | 6738.8277 | 6249.8064 | 6725.8023 | 6237.7262 | 6712.6737 | 6225.5503 | 6699.4419 | 6213.2787 | 6686.0725 | 6200.8795 | 6672.6229 | 6188.4058 | 6659.0127 | 6175.7833 | 6645.2764 | 6163.0438 | 6631.3795 | 6150.1555 | 6617.3795 | 6137.1714 | 6603.2419 | 6124.0597 | 6588.9552 | 6110.8098 | 6574.4966 | 6097.4003 | 6559.9232 | 6083.8846 | 6545.2008 | 6070.2306 | 6530.3409 | 6056.4489 | 6515.3662 | 6042.561 | 6500.2311 | 6028.5241 | 6484.9927 | 6014.3916 | 6469.697 | 6000.2059 | 6454.2408 | 5985.8713 | 6438.6355 | 5971.3985 | 6422.8812 | 5956.7874 | 6407.0008 | 5942.0593 | 0 | 0 | 0 | 0 | 0 | 0 | 0 | 0 | 0 | 0 | 0 | 0 | 0 | 0 | 0 | 0 | 0 | 0
|  |  | Less | Construction revenues at fair value | 0 | USD 000s | 162224.3225 | 0 | 0 | 0 | 0 | 119761.3299 | 37921.7872 | 4418.559 | 84.303 | 38.3433 | 0 | 0 | 0 | 0 | 0 | 0 | 0 | 0 | 0 | 0 | 0 | 0 | 0 | 0 | 0 | 0 | 0 | 0 | 0 | 0 | 0 | 0 | 0 | 0 | 0 | 0 | 0 | 0 | 0 | 0 | 0 | 0 | 0 | 0 | 0 | 0 | 0 | 0 | 0 | 0 | 0 | 0 | 0 | 0 | 0 | 0 | 0 | 0 | 0 | 0 | 0 | 0 | 0 | 0 | 0 | 0 | 0 | 0 | 0 | 0 | 0 | 0 | 0 | 0 | 0 | 0 | 0 | 0 | 0 | 0 | 0 | 0 | 0 | 0 | 0 | 0 | 0 | 0
|  |  | Less | Lifecycle revenues at fair value | 0 | USD 000s | 0 | 0 | 0 | 0 | 0 | 0 | 0 | 0 | 0 | 0 | 0 | 0 | 0 | 0 | 0 | 0 | 0 | 0 | 0 | 0 | 0 | 0 | 0 | 0 | 0 | 0 | 0 | 0 | 0 | 0 | 0 | 0 | 0 | 0 | 0 | 0 | 0 | 0 | 0 | 0 | 0 | 0 | 0 | 0 | 0 | 0 | 0 | 0 | 0 | 0 | 0 | 0 | 0 | 0 | 0 | 0 | 0 | 0 | 0 | 0 | 0 | 0 | 0 | 0 | 0 | 0 | 0 | 0 | 0 | 0 | 0 | 0 | 0 | 0 | 0 | 0 | 0 | 0 | 0 | 0 | 0 | 0 | 0 | 0 | 0 | 0 | 0 | 0
|  |  | Less | Operating revenues at fair value construction | 0 | USD 000s | 0 | 0 | 0 | 0 | 0 | 0 | 0 | 0 | 0 | 0 | 0 | 0 | 0 | 0 | 0 | 0 | 0 | 0 | 0 | 0 | 0 | 0 | 0 | 0 | 0 | 0 | 0 | 0 | 0 | 0 | 0 | 0 | 0 | 0 | 0 | 0 | 0 | 0 | 0 | 0 | 0 | 0 | 0 | 0 | 0 | 0 | 0 | 0 | 0 | 0 | 0 | 0 | 0 | 0 | 0 | 0 | 0 | 0 | 0 | 0 | 0 | 0 | 0 | 0 | 0 | 0 | 0 | 0 | 0 | 0 | 0 | 0 | 0 | 0 | 0 | 0 | 0 | 0 | 0 | 0 | 0 | 0 | 0 | 0 | 0 | 0 | 0 | 0
|  |  | Less | Operating revenues at fair value | 0 | USD 000s | 81836.4214 | 0 | 0 | 0 | 0 | 0 | 0 | 481.4066 | 481.4066 | 481.4066 | 449.567 | 446.2358 | 386.1431 | 383.0065 | 665.5287 | 662.5572 | 669.1932 | 666.3798 | 674.4882 | 671.8263 | 786.4216 | 783.9047 | 827.0193 | 824.6414 | 811.2582 | 809.0132 | 828.5134 | 1474.9476 | 1565.5959 | 1556.2438 | 1490.6888 | 1481.6084 | 1506.859 | 1498.0424 | 2272.3301 | 2263.7697 | 1476.5531 | 1468.2414 | 1489.5112 | 1481.4409 | 1497.9657 | 1490.1299 | 1502.446 | 1494.8379 | 1510.8334 | 1503.4463 | 1523.3665 | 1516.1941 | 1595.5223 | 1588.5583 | 1541.4623 | 1534.7006 | 1545.1352 | 1538.57 | 1546.1256 | 1539.7511 | 1607.9124 | 1601.7231 | 1579.8919 | 1573.8824 | 1686.7294 | 1680.8946 | 1699.822 | 1694.1566 | 1713.7301 | 1708.2294 | 1728.4535 | 1723.1126 | 1779.1371 | 1773.9514 | 0 | 0 | 0 | 0 | 0 | 0 | 0 | 0 | 0 | 0 | 0 | 0 | 0 | 0 | 0 | 0 | 0 | 0
|  |  |  | Net return on financial asset |  | USD 000s | 158142.9087 |  | 0 | 0 | 0 | -119761.3299 | -37921.7872 | 1419.2486 | 6247.9569 | 5799.4643 | 6364.0995 | 5872.9785 | 6415.4038 | 5924.9677 | 6123.761 | 5634.0493 | 6107.6674 | 5618.6994 | 6089.84 | 5601.63 | 5965.2596 | 5477.8223 | 5911.8084 | 5425.165 | 5914.5441 | 5428.713 | 5884.1603 | 4750.6027 | 5133.846 | 4657.0349 | 5195.3837 | 4719.2711 | 5165.7638 | 4690.3634 | 4386.6825 | 3912.0136 | 5168.7233 | 4694.8024 | 5141.8684 | 4668.7145 | 5119.4139 | 4647.0415 | 5100.7959 | 4629.2218 | 5078.1219 | 4607.3634 | 5051.1301 | 4581.2063 | 4964.4009 | 4495.3263 | 5003.7385 | 4535.5299 | 4985.2056 | 4517.8789 | 4969.2407 | 4502.8099 | 4892.3186 | 4426.801 | 4905.1009 | 4440.5092 | 4782.9676 | 4319.3113 | 4754.4189 | 4291.7147 | 4724.9054 | 4263.1691 | 4694.4277 | 4233.6748 | 4627.8636 | 4168.1079 | 0 | 0 | 0 | 0 | 0 | 0 | 0 | 0 | 0 | 0 | 0 | 0 | 0 | 0 | 0 | 0 | 0 | 0
|  |  |  | Net return on financial asset | 0 | USD 000s | 158142.9087 | 0 | 0 | 0 | 0 | -119761.3299 | -37921.7872 | 1419.2486 | 6247.9569 | 5799.4643 | 6364.0995 | 5872.9785 | 6415.4038 | 5924.9677 | 6123.761 | 5634.0493 | 6107.6674 | 5618.6994 | 6089.84 | 5601.63 | 5965.2596 | 5477.8223 | 5911.8084 | 5425.165 | 5914.5441 | 5428.713 | 5884.1603 | 4750.6027 | 5133.846 | 4657.0349 | 5195.3837 | 4719.2711 | 5165.7638 | 4690.3634 | 4386.6825 | 3912.0136 | 5168.7233 | 4694.8024 | 5141.8684 | 4668.7145 | 5119.4139 | 4647.0415 | 5100.7959 | 4629.2218 | 5078.1219 | 4607.3634 | 5051.1301 | 4581.2063 | 4964.4009 | 4495.3263 | 5003.7385 | 4535.5299 | 4985.2056 | 4517.8789 | 4969.2407 | 4502.8099 | 4892.3186 | 4426.801 | 4905.1009 | 4440.5092 | 4782.9676 | 4319.3113 | 4754.4189 | 4291.7147 | 4724.9054 | 4263.1691 | 4694.4277 | 4233.6748 | 4627.8636 | 4168.1079 | 0 | 0 | 0 | 0 | 0 | 0 | 0 | 0 | 0 | 0 | 0 | 0 | 0 | 0 | 0 | 0 | 0 | 0
|  |  |  | Interest rate on finance asset | 2.576% | % p. period
|  |  |  | Interest rate on finance asset | 2.576% | % p. period
|  |  |  | IFRIC 12 financial asset balance BEG | 0 | USD 000s | 0 | 0 | 0 | 0 | 0 | 0 | 119761.3299 | 160767.7708 | 163489.3653 | 161452.3508 | 159811.3622 | 157563.4719 | 155748.8045 | 153344.972 | 151369.6609 | 149144.679 | 147352.1007 | 145039.7335 | 143156.7753 | 140754.1778 | 138777.9073 | 136387.1052 | 134422.1611 | 131972.6206 | 129946.6315 | 127379.0805 | 125231.2291 | 122572.6088 | 120979.069 | 118961.2415 | 117368.2525 | 115195.8847 | 113443.6765 | 111199.8446 | 109373.6194 | 107804.0376 | 106668.6975 | 104247.4052 | 102237.6693 | 99729.1033 | 97629.0789 | 95024.2654 | 92824.7331 | 90114.7936 | 87806.6293 | 84990.1142 | 82571.8135 | 79647.4588 | 77117.7062 | 74139.6009 | 71553.8642 | 68393.1152 | 65619.1645 | 62324.0904 | 59411.4728 | 55972.4741 | 52911.329 | 49381.8302 | 46226.941 | 42512.4924 | 39166.9636 | 35392.8068 | 31985.0965 | 28054.5074 | 24485.3836 | 20391.1402 | 16653.1791 | 12387.6818 | 8473.0725 | 4063.447 | -3.4452e-09 | -3.5339e-09 | -3.6249e-09 | -3.7183e-09 | -3.8141e-09 | -3.9123e-09 | -4.0131e-09 | -4.1164e-09 | -4.2225e-09 | -4.3312e-09 | -4.4428e-09 | -4.5572e-09 | -4.6746e-09 | -4.795e-09 | -4.9185e-09 | -5.0452e-09 | -5.1751e-09 | -5.3084e-09
|  |  |  | Interest on financial asset |  | USD 000s | 158142.9087 |  | 0 | 0 | 0 | 0 | 3084.6536 | 4140.8432 | 4210.9424 | 4158.4757 | 4116.2093 | 4058.3111 | 4011.5713 | 3949.6566 | 3898.7791 | 3841.471 | 3795.3001 | 3735.7412 | 3687.2425 | 3625.3596 | 3574.4574 | 3512.8783 | 3462.2679 | 3399.1759 | 3346.9931 | 3280.8615 | 3225.54 | 3157.0628 | 3116.0185 | 3064.046 | 3023.0159 | 2967.0629 | 2921.9319 | 2864.1382 | 2817.1007 | 2776.6735 | 2747.4309 | 2685.0665 | 2633.3024 | 2568.6901 | 2514.6004 | 2447.5091 | 2390.8565 | 2321.0574 | 2261.6068 | 2189.0627 | 2126.7753 | 2051.4537 | 1986.2957 | 1909.5896 | 1842.9896 | 1761.5792 | 1690.1315 | 1605.2613 | 1530.242 | 1441.6648 | 1362.8199 | 1271.9117 | 1190.6523 | 1094.9804 | 1008.8107 | 911.601 | 823.8297 | 722.5908 | 630.6621 | 525.208 | 428.9305 | 319.0655 | 218.2382 | 104.6609 | -8.8736e-11 | -9.1022e-11 | -9.3366e-11 | -9.5771e-11 | -9.8238e-11 | -1.0077e-10 | -1.0336e-10 | -1.0603e-10 | -1.0876e-10 | -1.1156e-10 | -1.1443e-10 | -1.1738e-10 | -1.204e-10 | -1.235e-10 | -1.2668e-10 | -1.2995e-10 | -1.3329e-10 | -1.3673e-10
|  |  |  | IFRIC 12 financial asset balance BEG |  | USD 000s |  |  | 0 | 0 | 0 | 0 | 119761.3299 | 160767.7708 | 163489.3653 | 161452.3508 | 159811.3622 | 157563.4719 | 155748.8045 | 153344.972 | 151369.6609 | 149144.679 | 147352.1007 | 145039.7335 | 143156.7753 | 140754.1778 | 138777.9073 | 136387.1052 | 134422.1611 | 131972.6206 | 129946.6315 | 127379.0805 | 125231.2291 | 122572.6088 | 120979.069 | 118961.2415 | 117368.2525 | 115195.8847 | 113443.6765 | 111199.8446 | 109373.6194 | 107804.0376 | 106668.6975 | 104247.4052 | 102237.6693 | 99729.1033 | 97629.0789 | 95024.2654 | 92824.7331 | 90114.7936 | 87806.6293 | 84990.1142 | 82571.8135 | 79647.4588 | 77117.7062 | 74139.6009 | 71553.8642 | 68393.1152 | 65619.1645 | 62324.0904 | 59411.4728 | 55972.4741 | 52911.329 | 49381.8302 | 46226.941 | 42512.4924 | 39166.9636 | 35392.8068 | 31985.0965 | 28054.5074 | 24485.3836 | 20391.1402 | 16653.1791 | 12387.6818 | 8473.0725 | 4063.447 | -3.4452e-09 | -3.5339e-09 | -3.6249e-09 | -3.7183e-09 | -3.8141e-09 | -3.9123e-09 | -4.0131e-09 | -4.1164e-09 | -4.2225e-09 | -4.3312e-09 | -4.4428e-09 | -4.5572e-09 | -4.6746e-09 | -4.795e-09 | -4.9185e-09 | -5.0452e-09 | -5.1751e-09 | -5.3084e-09
|  |  | Plus | Construction revenues at fair value | 0 | USD 000s | 162224.3225 | 0 | 0 | 0 | 0 | 119761.3299 | 37921.7872 | 4418.559 | 84.303 | 38.3433 | 0 | 0 | 0 | 0 | 0 | 0 | 0 | 0 | 0 | 0 | 0 | 0 | 0 | 0 | 0 | 0 | 0 | 0 | 0 | 0 | 0 | 0 | 0 | 0 | 0 | 0 | 0 | 0 | 0 | 0 | 0 | 0 | 0 | 0 | 0 | 0 | 0 | 0 | 0 | 0 | 0 | 0 | 0 | 0 | 0 | 0 | 0 | 0 | 0 | 0 | 0 | 0 | 0 | 0 | 0 | 0 | 0 | 0 | 0 | 0 | 0 | 0 | 0 | 0 | 0 | 0 | 0 | 0 | 0 | 0 | 0 | 0 | 0 | 0 | 0 | 0 | 0 | 0
|  |  | Plus | Lifecycle revenues at fair value | 0 | USD 000s | 0 | 0 | 0 | 0 | 0 | 0 | 0 | 0 | 0 | 0 | 0 | 0 | 0 | 0 | 0 | 0 | 0 | 0 | 0 | 0 | 0 | 0 | 0 | 0 | 0 | 0 | 0 | 0 | 0 | 0 | 0 | 0 | 0 | 0 | 0 | 0 | 0 | 0 | 0 | 0 | 0 | 0 | 0 | 0 | 0 | 0 | 0 | 0 | 0 | 0 | 0 | 0 | 0 | 0 | 0 | 0 | 0 | 0 | 0 | 0 | 0 | 0 | 0 | 0 | 0 | 0 | 0 | 0 | 0 | 0 | 0 | 0 | 0 | 0 | 0 | 0 | 0 | 0 | 0 | 0 | 0 | 0 | 0 | 0 | 0 | 0 | 0 | 0
|  |  | Plus | Operating revenues at fair value construction | 0 | USD 000s | 0 | 0 | 0 | 0 | 0 | 0 | 0 | 0 | 0 | 0 | 0 | 0 | 0 | 0 | 0 | 0 | 0 | 0 | 0 | 0 | 0 | 0 | 0 | 0 | 0 | 0 | 0 | 0 | 0 | 0 | 0 | 0 | 0 | 0 | 0 | 0 | 0 | 0 | 0 | 0 | 0 | 0 | 0 | 0 | 0 | 0 | 0 | 0 | 0 | 0 | 0 | 0 | 0 | 0 | 0 | 0 | 0 | 0 | 0 | 0 | 0 | 0 | 0 | 0 | 0 | 0 | 0 | 0 | 0 | 0 | 0 | 0 | 0 | 0 | 0 | 0 | 0 | 0 | 0 | 0 | 0 | 0 | 0 | 0 | 0 | 0 | 0 | 0
|  |  | Plus | Operating revenues at fair value | 0 | USD 000s | 81836.4214 | 0 | 0 | 0 | 0 | 0 | 0 | 481.4066 | 481.4066 | 481.4066 | 449.567 | 446.2358 | 386.1431 | 383.0065 | 665.5287 | 662.5572 | 669.1932 | 666.3798 | 674.4882 | 671.8263 | 786.4216 | 783.9047 | 827.0193 | 824.6414 | 811.2582 | 809.0132 | 828.5134 | 1474.9476 | 1565.5959 | 1556.2438 | 1490.6888 | 1481.6084 | 1506.859 | 1498.0424 | 2272.3301 | 2263.7697 | 1476.5531 | 1468.2414 | 1489.5112 | 1481.4409 | 1497.9657 | 1490.1299 | 1502.446 | 1494.8379 | 1510.8334 | 1503.4463 | 1523.3665 | 1516.1941 | 1595.5223 | 1588.5583 | 1541.4623 | 1534.7006 | 1545.1352 | 1538.57 | 1546.1256 | 1539.7511 | 1607.9124 | 1601.7231 | 1579.8919 | 1573.8824 | 1686.7294 | 1680.8946 | 1699.822 | 1694.1566 | 1713.7301 | 1708.2294 | 1728.4535 | 1723.1126 | 1779.1371 | 1773.9514 | 0 | 0 | 0 | 0 | 0 | 0 | 0 | 0 | 0 | 0 | 0 | 0 | 0 | 0 | 0 | 0 | 0 | 0
|  |  | Plus | Interest on financial asset | 0 | USD 000s | 158142.9087 | 0 | 0 | 0 | 0 | 0 | 3084.6536 | 4140.8432 | 4210.9424 | 4158.4757 | 4116.2093 | 4058.3111 | 4011.5713 | 3949.6566 | 3898.7791 | 3841.471 | 3795.3001 | 3735.7412 | 3687.2425 | 3625.3596 | 3574.4574 | 3512.8783 | 3462.2679 | 3399.1759 | 3346.9931 | 3280.8615 | 3225.54 | 3157.0628 | 3116.0185 | 3064.046 | 3023.0159 | 2967.0629 | 2921.9319 | 2864.1382 | 2817.1007 | 2776.6735 | 2747.4309 | 2685.0665 | 2633.3024 | 2568.6901 | 2514.6004 | 2447.5091 | 2390.8565 | 2321.0574 | 2261.6068 | 2189.0627 | 2126.7753 | 2051.4537 | 1986.2957 | 1909.5896 | 1842.9896 | 1761.5792 | 1690.1315 | 1605.2613 | 1530.242 | 1441.6648 | 1362.8199 | 1271.9117 | 1190.6523 | 1094.9804 | 1008.8107 | 911.601 | 823.8297 | 722.5908 | 630.6621 | 525.208 | 428.9305 | 319.0655 | 218.2382 | 104.6609 | -8.8736e-11 | -9.1022e-11 | -9.3366e-11 | -9.5771e-11 | -9.8238e-11 | -1.0077e-10 | -1.0336e-10 | -1.0603e-10 | -1.0876e-10 | -1.1156e-10 | -1.1443e-10 | -1.1738e-10 | -1.204e-10 | -1.235e-10 | -1.2668e-10 | -1.2995e-10 | -1.3329e-10 | -1.3673e-10
|  |  | Less | Energy charge under IFRIC 12 | 0 | USD 000s | 402203.6526 | 0 | 0 | 0 | 0 | 0 | 0 | 6319.2143 | 6813.6665 | 6319.2143 | 6813.6665 | 6319.2143 | 6801.5469 | 6307.9742 | 6789.2897 | 6296.6065 | 6776.8605 | 6285.0793 | 6764.3282 | 6273.4563 | 6751.6811 | 6261.7271 | 6738.8277 | 6249.8064 | 6725.8023 | 6237.7262 | 6712.6737 | 6225.5503 | 6699.4419 | 6213.2787 | 6686.0725 | 6200.8795 | 6672.6229 | 6188.4058 | 6659.0127 | 6175.7833 | 6645.2764 | 6163.0438 | 6631.3795 | 6150.1555 | 6617.3795 | 6137.1714 | 6603.2419 | 6124.0597 | 6588.9552 | 6110.8098 | 6574.4966 | 6097.4003 | 6559.9232 | 6083.8846 | 6545.2008 | 6070.2306 | 6530.3409 | 6056.4489 | 6515.3662 | 6042.561 | 6500.2311 | 6028.5241 | 6484.9927 | 6014.3916 | 6469.697 | 6000.2059 | 6454.2408 | 5985.8713 | 6438.6355 | 5971.3985 | 6422.8812 | 5956.7874 | 6407.0008 | 5942.0593 | 0 | 0 | 0 | 0 | 0 | 0 | 0 | 0 | 0 | 0 | 0 | 0 | 0 | 0 | 0 | 0 | 0 | 0
|  |  |  | IFRIC 12 financial asset balance |  | USD 000s |  |  | 0 | 0 | 0 | 119761.3299 | 160767.7708 | 163489.3653 | 161452.3508 | 159811.3622 | 157563.4719 | 155748.8045 | 153344.972 | 151369.6609 | 149144.679 | 147352.1007 | 145039.7335 | 143156.7753 | 140754.1778 | 138777.9073 | 136387.1052 | 134422.1611 | 131972.6206 | 129946.6315 | 127379.0805 | 125231.2291 | 122572.6088 | 120979.069 | 118961.2415 | 117368.2525 | 115195.8847 | 113443.6765 | 111199.8446 | 109373.6194 | 107804.0376 | 106668.6975 | 104247.4052 | 102237.6693 | 99729.1033 | 97629.0789 | 95024.2654 | 92824.7331 | 90114.7936 | 87806.6293 | 84990.1142 | 82571.8135 | 79647.4588 | 77117.7062 | 74139.6009 | 71553.8642 | 68393.1152 | 65619.1645 | 62324.0904 | 59411.4728 | 55972.4741 | 52911.329 | 49381.8302 | 46226.941 | 42512.4924 | 39166.9636 | 35392.8068 | 31985.0965 | 28054.5074 | 24485.3836 | 20391.1402 | 16653.1791 | 12387.6818 | 8473.0725 | 4063.447 | -3.4452e-09 | -3.5339e-09 | -3.6249e-09 | -3.7183e-09 | -3.8141e-09 | -3.9123e-09 | -4.0131e-09 | -4.1164e-09 | -4.2225e-09 | -4.3312e-09 | -4.4428e-09 | -4.5572e-09 | -4.6746e-09 | -4.795e-09 | -4.9185e-09 | -5.0452e-09 | -5.1751e-09 | -5.3084e-09 | -5.4451e-09
IFRIC 12 - P90
Operating revenue under IFRIC 12 - P90
|  |  |  | IFRIC 12 accounting used? | 1 | 1 = yes, 0 = no (/OL or FL)
|  |  |  | IFRIC 12 construction margin | 2% | %
|  |  |  | Construction costs under IFRIC 12 POS | 0 | USD 000s | 159043.4534 | 0 | 0 | 0 | 0 | 117413.0686 | 37178.2227 | 4331.9206 | 82.65 | 37.5915 | 0 | 0 | 0 | 0 | 0 | 0 | 0 | 0 | 0 | 0 | 0 | 0 | 0 | 0 | 0 | 0 | 0 | 0 | 0 | 0 | 0 | 0 | 0 | 0 | 0 | 0 | 0 | 0 | 0 | 0 | 0 | 0 | 0 | 0 | 0 | 0 | 0 | 0 | 0 | 0 | 0 | 0 | 0 | 0 | 0 | 0 | 0 | 0 | 0 | 0 | 0 | 0 | 0 | 0 | 0 | 0 | 0 | 0 | 0 | 0 | 0 | 0 | 0 | 0 | 0 | 0 | 0 | 0 | 0 | 0 | 0 | 0 | 0 | 0 | 0 | 0 | 0 | 0
|  |  |  | Construction revenues at fair value - P90 |  | USD 000s | 162224.3225 |  | 0 | 0 | 0 | 119761.3299 | 37921.7872 | 4418.559 | 84.303 | 38.3433 | 0 | 0 | 0 | 0 | 0 | 0 | 0 | 0 | 0 | 0 | 0 | 0 | 0 | 0 | 0 | 0 | 0 | 0 | 0 | 0 | 0 | 0 | 0 | 0 | 0 | 0 | 0 | 0 | 0 | 0 | 0 | 0 | 0 | 0 | 0 | 0 | 0 | 0 | 0 | 0 | 0 | 0 | 0 | 0 | 0 | 0 | 0 | 0 | 0 | 0 | 0 | 0 | 0 | 0 | 0 | 0 | 0 | 0 | 0 | 0 | 0 | 0 | 0 | 0 | 0 | 0 | 0 | 0 | 0 | 0 | 0 | 0 | 0 | 0 | 0 | 0 | 0 | 0
|  |  |  | IFRIC 12 accounting used? | 1 | 1 = yes, 0 = no (/OL or FL)
|  |  |  | Lifecycle costs - total indexed POS | 0 | USD 000s | 0 | 0 | 0 | 0 | 0 | 0 | 0 | 0 | 0 | 0 | 0 | 0 | 0 | 0 | 0 | 0 | 0 | 0 | 0 | 0 | 0 | 0 | 0 | 0 | 0 | 0 | 0 | 0 | 0 | 0 | 0 | 0 | 0 | 0 | 0 | 0 | 0 | 0 | 0 | 0 | 0 | 0 | 0 | 0 | 0 | 0 | 0 | 0 | 0 | 0 | 0 | 0 | 0 | 0 | 0 | 0 | 0 | 0 | 0 | 0 | 0 | 0 | 0 | 0 | 0 | 0 | 0 | 0 | 0 | 0 | 0 | 0 | 0 | 0 | 0 | 0 | 0 | 0 | 0 | 0 | 0 | 0 | 0 | 0 | 0 | 0 | 0 | 0
|  |  |  | Lifecycle costs under IFRIC 12 - P90 POS |  | USD 000s | 0 |  | 0 | 0 | 0 | 0 | 0 | 0 | 0 | 0 | 0 | 0 | 0 | 0 | 0 | 0 | 0 | 0 | 0 | 0 | 0 | 0 | 0 | 0 | 0 | 0 | 0 | 0 | 0 | 0 | 0 | 0 | 0 | 0 | 0 | 0 | 0 | 0 | 0 | 0 | 0 | 0 | 0 | 0 | 0 | 0 | 0 | 0 | 0 | 0 | 0 | 0 | 0 | 0 | 0 | 0 | 0 | 0 | 0 | 0 | 0 | 0 | 0 | 0 | 0 | 0 | 0 | 0 | 0 | 0 | 0 | 0 | 0 | 0 | 0 | 0 | 0 | 0 | 0 | 0 | 0 | 0 | 0 | 0 | 0 | 0 | 0 | 0
|  |  |  | IFRIC 12 accounting used? | 1 | 1 = yes, 0 = no (/OL or FL)
|  |  |  | IFRIC 12 construction margin | 2% | %
|  |  |  | Lifecycle costs - total indexed POS | 0 | USD 000s | 0 | 0 | 0 | 0 | 0 | 0 | 0 | 0 | 0 | 0 | 0 | 0 | 0 | 0 | 0 | 0 | 0 | 0 | 0 | 0 | 0 | 0 | 0 | 0 | 0 | 0 | 0 | 0 | 0 | 0 | 0 | 0 | 0 | 0 | 0 | 0 | 0 | 0 | 0 | 0 | 0 | 0 | 0 | 0 | 0 | 0 | 0 | 0 | 0 | 0 | 0 | 0 | 0 | 0 | 0 | 0 | 0 | 0 | 0 | 0 | 0 | 0 | 0 | 0 | 0 | 0 | 0 | 0 | 0 | 0 | 0 | 0 | 0 | 0 | 0 | 0 | 0 | 0 | 0 | 0 | 0 | 0 | 0 | 0 | 0 | 0 | 0 | 0
|  |  |  | Lifecycle revenues at fair value - P90 |  | USD 000s | 0 |  | 0 | 0 | 0 | 0 | 0 | 0 | 0 | 0 | 0 | 0 | 0 | 0 | 0 | 0 | 0 | 0 | 0 | 0 | 0 | 0 | 0 | 0 | 0 | 0 | 0 | 0 | 0 | 0 | 0 | 0 | 0 | 0 | 0 | 0 | 0 | 0 | 0 | 0 | 0 | 0 | 0 | 0 | 0 | 0 | 0 | 0 | 0 | 0 | 0 | 0 | 0 | 0 | 0 | 0 | 0 | 0 | 0 | 0 | 0 | 0 | 0 | 0 | 0 | 0 | 0 | 0 | 0 | 0 | 0 | 0 | 0 | 0 | 0 | 0 | 0 | 0 | 0 | 0 | 0 | 0 | 0 | 0 | 0 | 0 | 0 | 0
|  |  |  | IFRIC 12 accounting used? | 1 | 1 = yes, 0 = no (/OL or FL)
|  |  |  | Early contract period cash outflow - funded | 0 | USD 000s | 0 | 0 | 0 | 0 | 0 | 0 | 0 | 0 | 0 | 0 | 0 | 0 | 0 | 0 | 0 | 0 | 0 | 0 | 0 | 0 | 0 | 0 | 0 | 0 | 0 | 0 | 0 | 0 | 0 | 0 | 0 | 0 | 0 | 0 | 0 | 0 | 0 | 0 | 0 | 0 | 0 | 0 | 0 | 0 | 0 | 0 | 0 | 0 | 0 | 0 | 0 | 0 | 0 | 0 | 0 | 0 | 0 | 0 | 0 | 0 | 0 | 0 | 0 | 0 | 0 | 0 | 0 | 0 | 0 | 0 | 0 | 0 | 0 | 0 | 0 | 0 | 0 | 0 | 0 | 0 | 0 | 0 | 0 | 0 | 0 | 0 | 0 | 0
|  |  |  | Early contract period cash outflow - funded under IFRIC - P90 POS |  | USD 000s | 0 |  | 0 | 0 | 0 | 0 | 0 | 0 | 0 | 0 | 0 | 0 | 0 | 0 | 0 | 0 | 0 | 0 | 0 | 0 | 0 | 0 | 0 | 0 | 0 | 0 | 0 | 0 | 0 | 0 | 0 | 0 | 0 | 0 | 0 | 0 | 0 | 0 | 0 | 0 | 0 | 0 | 0 | 0 | 0 | 0 | 0 | 0 | 0 | 0 | 0 | 0 | 0 | 0 | 0 | 0 | 0 | 0 | 0 | 0 | 0 | 0 | 0 | 0 | 0 | 0 | 0 | 0 | 0 | 0 | 0 | 0 | 0 | 0 | 0 | 0 | 0 | 0 | 0 | 0 | 0 | 0 | 0 | 0 | 0 | 0 | 0 | 0
|  |  |  | Early contract period cash outflow - funded under IFRIC - P90 |  | USD 000s | 0 |  | 0 | 0 | 0 | 0 | 0 | 0 | 0 | 0 | 0 | 0 | 0 | 0 | 0 | 0 | 0 | 0 | 0 | 0 | 0 | 0 | 0 | 0 | 0 | 0 | 0 | 0 | 0 | 0 | 0 | 0 | 0 | 0 | 0 | 0 | 0 | 0 | 0 | 0 | 0 | 0 | 0 | 0 | 0 | 0 | 0 | 0 | 0 | 0 | 0 | 0 | 0 | 0 | 0 | 0 | 0 | 0 | 0 | 0 | 0 | 0 | 0 | 0 | 0 | 0 | 0 | 0 | 0 | 0 | 0 | 0 | 0 | 0 | 0 | 0 | 0 | 0 | 0 | 0 | 0 | 0 | 0 | 0 | 0 | 0 | 0 | 0
|  |  |  | IFRIC 12 accounting used? | 1 | 1 = yes, 0 = no (/OL or FL)
|  |  |  | IFRIC 12 construction margin | 2% | %
|  |  |  | Early contract period cash outflow - funded | 0 | USD 000s | 0 | 0 | 0 | 0 | 0 | 0 | 0 | 0 | 0 | 0 | 0 | 0 | 0 | 0 | 0 | 0 | 0 | 0 | 0 | 0 | 0 | 0 | 0 | 0 | 0 | 0 | 0 | 0 | 0 | 0 | 0 | 0 | 0 | 0 | 0 | 0 | 0 | 0 | 0 | 0 | 0 | 0 | 0 | 0 | 0 | 0 | 0 | 0 | 0 | 0 | 0 | 0 | 0 | 0 | 0 | 0 | 0 | 0 | 0 | 0 | 0 | 0 | 0 | 0 | 0 | 0 | 0 | 0 | 0 | 0 | 0 | 0 | 0 | 0 | 0 | 0 | 0 | 0 | 0 | 0 | 0 | 0 | 0 | 0 | 0 | 0 | 0 | 0
|  |  |  | Operating revenues at fair value construction - P90 |  | USD 000s | 0 |  | 0 | 0 | 0 | 0 | 0 | 0 | 0 | 0 | 0 | 0 | 0 | 0 | 0 | 0 | 0 | 0 | 0 | 0 | 0 | 0 | 0 | 0 | 0 | 0 | 0 | 0 | 0 | 0 | 0 | 0 | 0 | 0 | 0 | 0 | 0 | 0 | 0 | 0 | 0 | 0 | 0 | 0 | 0 | 0 | 0 | 0 | 0 | 0 | 0 | 0 | 0 | 0 | 0 | 0 | 0 | 0 | 0 | 0 | 0 | 0 | 0 | 0 | 0 | 0 | 0 | 0 | 0 | 0 | 0 | 0 | 0 | 0 | 0 | 0 | 0 | 0 | 0 | 0 | 0 | 0 | 0 | 0 | 0 | 0 | 0 | 0
|  |  |  | IFRIC 12 accounting used? | 1 | 1 = yes, 0 = no (/OL or FL)
|  |  |  | IFRIC 12 operating margin | 6.5% | %
|  |  |  | Operating costs accrued POS | 0 | USD 000s | 76841.7102 | 0 | 0 | 0 | 0 | 0 | 0 | 452.025 | 452.025 | 452.025 | 422.1286 | 419.0007 | 362.5757 | 359.6305 | 624.9096 | 622.1194 | 628.3504 | 625.7087 | 633.3222 | 630.8228 | 738.424 | 736.0608 | 776.544 | 774.3111 | 761.7448 | 759.6368 | 777.9469 | 1384.9273 | 1470.0431 | 1461.2617 | 1399.7078 | 1391.1816 | 1414.8911 | 1406.6126 | 2133.6433 | 2125.6054 | 1386.4348 | 1378.6304 | 1398.602 | 1391.0244 | 1406.5405 | 1399.183 | 1410.7474 | 1403.6037 | 1418.6229 | 1411.6867 | 1430.391 | 1423.6564 | 1498.143 | 1491.604 | 1447.3824 | 1441.0334 | 1450.8312 | 1444.6667 | 1451.7611 | 1445.7757 | 1509.7769 | 1503.9654 | 1483.4665 | 1477.8238 | 1583.7835 | 1578.3048 | 1596.077 | 1590.7574 | 1609.1362 | 1603.9712 | 1622.961 | 1617.9461 | 1670.5513 | 1665.6821 | 0 | 0 | 0 | 0 | 0 | 0 | 0 | 0 | 0 | 0 | 0 | 0 | 0 | 0 | 0 | 0 | 0 | 0
|  |  |  | Operating revenues at fair value - P90 |  | USD 000s | 81836.4214 |  | 0 | 0 | 0 | 0 | 0 | 481.4066 | 481.4066 | 481.4066 | 449.567 | 446.2358 | 386.1431 | 383.0065 | 665.5287 | 662.5572 | 669.1932 | 666.3798 | 674.4882 | 671.8263 | 786.4216 | 783.9047 | 827.0193 | 824.6414 | 811.2582 | 809.0132 | 828.5134 | 1474.9476 | 1565.5959 | 1556.2438 | 1490.6888 | 1481.6084 | 1506.859 | 1498.0424 | 2272.3301 | 2263.7697 | 1476.5531 | 1468.2414 | 1489.5112 | 1481.4409 | 1497.9657 | 1490.1299 | 1502.446 | 1494.8379 | 1510.8334 | 1503.4463 | 1523.3665 | 1516.1941 | 1595.5223 | 1588.5583 | 1541.4623 | 1534.7006 | 1545.1352 | 1538.57 | 1546.1256 | 1539.7511 | 1607.9124 | 1601.7231 | 1579.8919 | 1573.8824 | 1686.7294 | 1680.8946 | 1699.822 | 1694.1566 | 1713.7301 | 1708.2294 | 1728.4535 | 1723.1126 | 1779.1371 | 1773.9514 | 0 | 0 | 0 | 0 | 0 | 0 | 0 | 0 | 0 | 0 | 0 | 0 | 0 | 0 | 0 | 0 | 0 | 0
|  |  |  | Construction revenues at fair value - P90 | 0 | USD 000s | 162224.3225 | 0 | 0 | 0 | 0 | 119761.3299 | 37921.7872 | 4418.559 | 84.303 | 38.3433 | 0 | 0 | 0 | 0 | 0 | 0 | 0 | 0 | 0 | 0 | 0 | 0 | 0 | 0 | 0 | 0 | 0 | 0 | 0 | 0 | 0 | 0 | 0 | 0 | 0 | 0 | 0 | 0 | 0 | 0 | 0 | 0 | 0 | 0 | 0 | 0 | 0 | 0 | 0 | 0 | 0 | 0 | 0 | 0 | 0 | 0 | 0 | 0 | 0 | 0 | 0 | 0 | 0 | 0 | 0 | 0 | 0 | 0 | 0 | 0 | 0 | 0 | 0 | 0 | 0 | 0 | 0 | 0 | 0 | 0 | 0 | 0 | 0 | 0 | 0 | 0 | 0 | 0
|  |  |  | Lifecycle revenues at fair value - P90 | 0 | USD 000s | 0 | 0 | 0 | 0 | 0 | 0 | 0 | 0 | 0 | 0 | 0 | 0 | 0 | 0 | 0 | 0 | 0 | 0 | 0 | 0 | 0 | 0 | 0 | 0 | 0 | 0 | 0 | 0 | 0 | 0 | 0 | 0 | 0 | 0 | 0 | 0 | 0 | 0 | 0 | 0 | 0 | 0 | 0 | 0 | 0 | 0 | 0 | 0 | 0 | 0 | 0 | 0 | 0 | 0 | 0 | 0 | 0 | 0 | 0 | 0 | 0 | 0 | 0 | 0 | 0 | 0 | 0 | 0 | 0 | 0 | 0 | 0 | 0 | 0 | 0 | 0 | 0 | 0 | 0 | 0 | 0 | 0 | 0 | 0 | 0 | 0 | 0 | 0
|  |  |  | Operating revenues at fair value construction - P90 | 0 | USD 000s | 0 | 0 | 0 | 0 | 0 | 0 | 0 | 0 | 0 | 0 | 0 | 0 | 0 | 0 | 0 | 0 | 0 | 0 | 0 | 0 | 0 | 0 | 0 | 0 | 0 | 0 | 0 | 0 | 0 | 0 | 0 | 0 | 0 | 0 | 0 | 0 | 0 | 0 | 0 | 0 | 0 | 0 | 0 | 0 | 0 | 0 | 0 | 0 | 0 | 0 | 0 | 0 | 0 | 0 | 0 | 0 | 0 | 0 | 0 | 0 | 0 | 0 | 0 | 0 | 0 | 0 | 0 | 0 | 0 | 0 | 0 | 0 | 0 | 0 | 0 | 0 | 0 | 0 | 0 | 0 | 0 | 0 | 0 | 0 | 0 | 0 | 0 | 0
|  |  |  | Operating revenues at fair value - P90 | 0 | USD 000s | 81836.4214 | 0 | 0 | 0 | 0 | 0 | 0 | 481.4066 | 481.4066 | 481.4066 | 449.567 | 446.2358 | 386.1431 | 383.0065 | 665.5287 | 662.5572 | 669.1932 | 666.3798 | 674.4882 | 671.8263 | 786.4216 | 783.9047 | 827.0193 | 824.6414 | 811.2582 | 809.0132 | 828.5134 | 1474.9476 | 1565.5959 | 1556.2438 | 1490.6888 | 1481.6084 | 1506.859 | 1498.0424 | 2272.3301 | 2263.7697 | 1476.5531 | 1468.2414 | 1489.5112 | 1481.4409 | 1497.9657 | 1490.1299 | 1502.446 | 1494.8379 | 1510.8334 | 1503.4463 | 1523.3665 | 1516.1941 | 1595.5223 | 1588.5583 | 1541.4623 | 1534.7006 | 1545.1352 | 1538.57 | 1546.1256 | 1539.7511 | 1607.9124 | 1601.7231 | 1579.8919 | 1573.8824 | 1686.7294 | 1680.8946 | 1699.822 | 1694.1566 | 1713.7301 | 1708.2294 | 1728.4535 | 1723.1126 | 1779.1371 | 1773.9514 | 0 | 0 | 0 | 0 | 0 | 0 | 0 | 0 | 0 | 0 | 0 | 0 | 0 | 0 | 0 | 0 | 0 | 0
|  |  |  | Interest on financial asset - P90 | 0 | USD 000s | 142876.1624 | 0 | 0 | 0 | 0 | 0 | 2852.6587 | 3823.8869 | 3881.1643 | 3824.7884 | 3777.7525 | 3721.8737 | 3675.9465 | 3616.4634 | 3566.8268 | 3511.7346 | 3466.5729 | 3409.5178 | 3362.3258 | 3303.2542 | 3253.9767 | 3195.3344 | 3146.4747 | 3086.5848 | 3036.4261 | 2973.8871 | 2920.9942 | 2856.4671 | 2816.9645 | 2767.8704 | 2728.5222 | 2675.8944 | 2632.9089 | 2578.7488 | 2534.1746 | 2496.2588 | 2468.2957 | 2410.2227 | 2361.6015 | 2301.6657 | 2251.1161 | 2189.1218 | 2136.4434 | 2072.1997 | 2017.1965 | 1950.6893 | 1893.3466 | 1824.5673 | 1764.8759 | 1695.1375 | 1634.4415 | 1560.6956 | 1495.8732 | 1419.3039 | 1351.5673 | 1271.9756 | 1201.1208 | 1119.8106 | 1047.1722 | 961.9211 | 885.2237 | 799.0535 | 721.3906 | 632.0234 | 551.0628 | 458.3633 | 373.9665 | 277.7929 | 189.8144 | 90.8552 | 7.8769e-11 | 8.0646e-11 | 8.2567e-11 | 8.4533e-11 | 8.6547e-11 | 8.8608e-11 | 9.0719e-11 | 9.288e-11 | 9.5092e-11 | 9.7357e-11 | 9.9676e-11 | 1.0205e-10 | 1.0448e-10 | 1.0697e-10 | 1.0952e-10 | 1.1213e-10 | 1.148e-10 | 1.1753e-10
|  |  |  | Operating revenue under IFRIC 12 - P90 |  | USD 000s | 386936.9063 |  | 0 | 0 | 0 | 119761.3299 | 40774.4459 | 8723.8526 | 4446.8739 | 4344.5384 | 4227.3195 | 4168.1094 | 4062.0896 | 3999.4699 | 4232.3556 | 4174.2918 | 4135.7661 | 4075.8976 | 4036.814 | 3975.0806 | 4040.3982 | 3979.2391 | 3973.4941 | 3911.2262 | 3847.6843 | 3782.9004 | 3749.5076 | 4331.4148 | 4382.5604 | 4324.1142 | 4219.211 | 4157.5028 | 4139.7679 | 4076.7913 | 4806.5048 | 4760.0286 | 3944.8488 | 3878.4641 | 3851.1127 | 3783.1066 | 3749.0817 | 3679.2517 | 3638.8894 | 3567.0376 | 3528.0298 | 3454.1357 | 3416.7131 | 3340.7614 | 3360.3982 | 3283.6958 | 3175.9038 | 3095.3962 | 3041.0084 | 2957.8739 | 2897.6928 | 2811.7267 | 2809.0332 | 2721.5337 | 2627.064 | 2535.8035 | 2571.9532 | 2479.9481 | 2421.2126 | 2326.18 | 2264.7929 | 2166.5927 | 2102.4199 | 2000.9054 | 1968.9516 | 1864.8067 | 7.8769e-11 | 8.0646e-11 | 8.2567e-11 | 8.4533e-11 | 8.6547e-11 | 8.8608e-11 | 9.0719e-11 | 9.288e-11 | 9.5092e-11 | 9.7357e-11 | 9.9676e-11 | 1.0205e-10 | 1.0448e-10 | 1.0697e-10 | 1.0952e-10 | 1.1213e-10 | 1.148e-10 | 1.1753e-10
Operating revenue under operating lease - P90
|  |  |  | Operating lease accounting used? | 0 | 1 = yes, 0 = no (/IFRIC 12)
|  |  |  | Pre-operations energy charge treated as revenue | 0 | USD 000s | 19452.0951 | 0 | 0 | 0 | 0 | 0 | 0 | 6319.2143 | 6813.6665 | 6319.2143 | 0 | 0 | 0 | 0 | 0 | 0 | 0 | 0 | 0 | 0 | 0 | 0 | 0 | 0 | 0 | 0 | 0 | 0 | 0 | 0 | 0 | 0 | 0 | 0 | 0 | 0 | 0 | 0 | 0 | 0 | 0 | 0 | 0 | 0 | 0 | 0 | 0 | 0 | 0 | 0 | 0 | 0 | 0 | 0 | 0 | 0 | 0 | 0 | 0 | 0 | 0 | 0 | 0 | 0 | 0 | 0 | 0 | 0 | 0 | 0 | 0 | 0 | 0 | 0 | 0 | 0 | 0 | 0 | 0 | 0 | 0 | 0 | 0 | 0 | 0 | 0 | 0 | 0
|  |  |  | Energy charge - P90 | 0 | USD 000s | 367484.8112 | 0 | 0 | 0 | 0 | 0 | 0 | 0 | 0 | 0 | 6573.2468 | 6096.2412 | 6559.327 | 6083.3316 | 6545.2582 | 6070.2837 | 6531.0747 | 6057.1295 | 6516.7765 | 6043.869 | 6502.3408 | 6030.4808 | 6487.8134 | 6017.0075 | 6473.2171 | 6003.4705 | 6458.5062 | 5989.8271 | 6443.6462 | 5976.0455 | 6428.6486 | 5962.1363 | 6413.5364 | 5948.1207 | 6398.298 | 5933.9882 | 6382.8877 | 5919.6961 | 6367.3627 | 5905.2977 | 6351.746 | 5890.8142 | 6335.9916 | 5876.2032 | 6320.157 | 5861.5177 | 6304.2307 | 5846.7471 | 6288.1783 | 5831.8595 | 6271.9309 | 5816.7912 | 6255.5689 | 5801.6165 | 6239.1381 | 5786.378 | 6222.627 | 5771.0651 | 6206.1044 | 5755.7416 | 6189.5819 | 5740.418 | 6173.0593 | 5725.0945 | 6156.5368 | 5709.7709 | 6140.0142 | 5694.4474 | 6123.4917 | 5679.1238 | 0 | 0 | 0 | 0 | 0 | 0 | 0 | 0 | 0 | 0 | 0 | 0 | 0 | 0 | 0 | 0 | 0 | 0
|  |  |  | Operating revenue under operating lease - P90 |  | USD 000s | 0 |  | 0 | 0 | 0 | 0 | 0 | 0 | 0 | 0 | 0 | 0 | 0 | 0 | 0 | 0 | 0 | 0 | 0 | 0 | 0 | 0 | 0 | 0 | 0 | 0 | 0 | 0 | 0 | 0 | 0 | 0 | 0 | 0 | 0 | 0 | 0 | 0 | 0 | 0 | 0 | 0 | 0 | 0 | 0 | 0 | 0 | 0 | 0 | 0 | 0 | 0 | 0 | 0 | 0 | 0 | 0 | 0 | 0 | 0 | 0 | 0 | 0 | 0 | 0 | 0 | 0 | 0 | 0 | 0 | 0 | 0 | 0 | 0 | 0 | 0 | 0 | 0 | 0 | 0 | 0 | 0 | 0 | 0 | 0 | 0 | 0 | 0
Revenue recognised - P90
|  |  |  | Operating revenue under IFRIC 12 - P90 | 0 | USD 000s | 386936.9063 | 0 | 0 | 0 | 0 | 119761.3299 | 40774.4459 | 8723.8526 | 4446.8739 | 4344.5384 | 4227.3195 | 4168.1094 | 4062.0896 | 3999.4699 | 4232.3556 | 4174.2918 | 4135.7661 | 4075.8976 | 4036.814 | 3975.0806 | 4040.3982 | 3979.2391 | 3973.4941 | 3911.2262 | 3847.6843 | 3782.9004 | 3749.5076 | 4331.4148 | 4382.5604 | 4324.1142 | 4219.211 | 4157.5028 | 4139.7679 | 4076.7913 | 4806.5048 | 4760.0286 | 3944.8488 | 3878.4641 | 3851.1127 | 3783.1066 | 3749.0817 | 3679.2517 | 3638.8894 | 3567.0376 | 3528.0298 | 3454.1357 | 3416.7131 | 3340.7614 | 3360.3982 | 3283.6958 | 3175.9038 | 3095.3962 | 3041.0084 | 2957.8739 | 2897.6928 | 2811.7267 | 2809.0332 | 2721.5337 | 2627.064 | 2535.8035 | 2571.9532 | 2479.9481 | 2421.2126 | 2326.18 | 2264.7929 | 2166.5927 | 2102.4199 | 2000.9054 | 1968.9516 | 1864.8067 | 7.8769e-11 | 8.0646e-11 | 8.2567e-11 | 8.4533e-11 | 8.6547e-11 | 8.8608e-11 | 9.0719e-11 | 9.288e-11 | 9.5092e-11 | 9.7357e-11 | 9.9676e-11 | 1.0205e-10 | 1.0448e-10 | 1.0697e-10 | 1.0952e-10 | 1.1213e-10 | 1.148e-10 | 1.1753e-10
|  |  |  | Operating revenue under operating lease - P90 | 0 | USD 000s | 0 | 0 | 0 | 0 | 0 | 0 | 0 | 0 | 0 | 0 | 0 | 0 | 0 | 0 | 0 | 0 | 0 | 0 | 0 | 0 | 0 | 0 | 0 | 0 | 0 | 0 | 0 | 0 | 0 | 0 | 0 | 0 | 0 | 0 | 0 | 0 | 0 | 0 | 0 | 0 | 0 | 0 | 0 | 0 | 0 | 0 | 0 | 0 | 0 | 0 | 0 | 0 | 0 | 0 | 0 | 0 | 0 | 0 | 0 | 0 | 0 | 0 | 0 | 0 | 0 | 0 | 0 | 0 | 0 | 0 | 0 | 0 | 0 | 0 | 0 | 0 | 0 | 0 | 0 | 0 | 0 | 0 | 0 | 0 | 0 | 0 | 0 | 0
|  |  |  | Operating revenue - P90 |  | USD 000s | 386936.9063 |  | 0 | 0 | 0 | 119761.3299 | 40774.4459 | 8723.8526 | 4446.8739 | 4344.5384 | 4227.3195 | 4168.1094 | 4062.0896 | 3999.4699 | 4232.3556 | 4174.2918 | 4135.7661 | 4075.8976 | 4036.814 | 3975.0806 | 4040.3982 | 3979.2391 | 3973.4941 | 3911.2262 | 3847.6843 | 3782.9004 | 3749.5076 | 4331.4148 | 4382.5604 | 4324.1142 | 4219.211 | 4157.5028 | 4139.7679 | 4076.7913 | 4806.5048 | 4760.0286 | 3944.8488 | 3878.4641 | 3851.1127 | 3783.1066 | 3749.0817 | 3679.2517 | 3638.8894 | 3567.0376 | 3528.0298 | 3454.1357 | 3416.7131 | 3340.7614 | 3360.3982 | 3283.6958 | 3175.9038 | 3095.3962 | 3041.0084 | 2957.8739 | 2897.6928 | 2811.7267 | 2809.0332 | 2721.5337 | 2627.064 | 2535.8035 | 2571.9532 | 2479.9481 | 2421.2126 | 2326.18 | 2264.7929 | 2166.5927 | 2102.4199 | 2000.9054 | 1968.9516 | 1864.8067 | 7.8769e-11 | 8.0646e-11 | 8.2567e-11 | 8.4533e-11 | 8.6547e-11 | 8.8608e-11 | 9.0719e-11 | 9.288e-11 | 9.5092e-11 | 9.7357e-11 | 9.9676e-11 | 1.0205e-10 | 1.0448e-10 | 1.0697e-10 | 1.0952e-10 | 1.1213e-10 | 1.148e-10 | 1.1753e-10
EBITDA for cash waterfall - P90
|  |  |  | EBITDA - P90 | 0 | USD 000s | 151051.7426 | 0 | 0 | 0 | 0 | 2348.2614 | 3596.2232 | 3939.907 | 3912.1989 | 3854.9219 | 3805.1909 | 3749.1087 | 3699.5139 | 3639.8394 | 3607.446 | 3552.1723 | 3507.4157 | 3450.1889 | 3403.4917 | 3344.2577 | 3301.9742 | 3243.1783 | 3196.9501 | 3136.9151 | 3085.9395 | 3023.2635 | 2971.5608 | 2946.4874 | 2912.5173 | 2862.8524 | 2819.5032 | 2766.3212 | 2724.8768 | 2670.1786 | 2672.8614 | 2634.4232 | 2558.4139 | 2499.8337 | 2452.5107 | 2392.0822 | 2342.5412 | 2280.0687 | 2228.142 | 2163.434 | 2109.407 | 2042.449 | 1986.322 | 1917.105 | 1862.2552 | 1792.0918 | 1728.5213 | 1654.3627 | 1590.1772 | 1513.2072 | 1445.9317 | 1365.951 | 1299.2563 | 1217.5683 | 1143.5975 | 1057.9797 | 988.1696 | 901.6433 | 825.1356 | 735.4226 | 655.6567 | 562.6215 | 479.4589 | 382.9594 | 298.4003 | 199.1246 | 7.8769e-11 | 8.0646e-11 | 8.2567e-11 | 8.4533e-11 | 8.6547e-11 | 8.8608e-11 | 9.0719e-11 | 9.288e-11 | 9.5092e-11 | 9.7357e-11 | 9.9676e-11 | 1.0205e-10 | 1.0448e-10 | 1.0697e-10 | 1.0952e-10 | 1.1213e-10 | 1.148e-10 | 1.1753e-10
|  |  | Less | Operating revenue - P90 | 0 | USD 000s | 386936.9063 | 0 | 0 | 0 | 0 | 119761.3299 | 40774.4459 | 8723.8526 | 4446.8739 | 4344.5384 | 4227.3195 | 4168.1094 | 4062.0896 | 3999.4699 | 4232.3556 | 4174.2918 | 4135.7661 | 4075.8976 | 4036.814 | 3975.0806 | 4040.3982 | 3979.2391 | 3973.4941 | 3911.2262 | 3847.6843 | 3782.9004 | 3749.5076 | 4331.4148 | 4382.5604 | 4324.1142 | 4219.211 | 4157.5028 | 4139.7679 | 4076.7913 | 4806.5048 | 4760.0286 | 3944.8488 | 3878.4641 | 3851.1127 | 3783.1066 | 3749.0817 | 3679.2517 | 3638.8894 | 3567.0376 | 3528.0298 | 3454.1357 | 3416.7131 | 3340.7614 | 3360.3982 | 3283.6958 | 3175.9038 | 3095.3962 | 3041.0084 | 2957.8739 | 2897.6928 | 2811.7267 | 2809.0332 | 2721.5337 | 2627.064 | 2535.8035 | 2571.9532 | 2479.9481 | 2421.2126 | 2326.18 | 2264.7929 | 2166.5927 | 2102.4199 | 2000.9054 | 1968.9516 | 1864.8067 | 7.8769e-11 | 8.0646e-11 | 8.2567e-11 | 8.4533e-11 | 8.6547e-11 | 8.8608e-11 | 9.0719e-11 | 9.288e-11 | 9.5092e-11 | 9.7357e-11 | 9.9676e-11 | 1.0205e-10 | 1.0448e-10 | 1.0697e-10 | 1.0952e-10 | 1.1213e-10 | 1.148e-10 | 1.1753e-10
|  |  | Plus | Construction costs under IFRIC 12 POS | 0 | USD 000s | 159043.4534 | 0 | 0 | 0 | 0 | 117413.0686 | 37178.2227 | 4331.9206 | 82.65 | 37.5915 | 0 | 0 | 0 | 0 | 0 | 0 | 0 | 0 | 0 | 0 | 0 | 0 | 0 | 0 | 0 | 0 | 0 | 0 | 0 | 0 | 0 | 0 | 0 | 0 | 0 | 0 | 0 | 0 | 0 | 0 | 0 | 0 | 0 | 0 | 0 | 0 | 0 | 0 | 0 | 0 | 0 | 0 | 0 | 0 | 0 | 0 | 0 | 0 | 0 | 0 | 0 | 0 | 0 | 0 | 0 | 0 | 0 | 0 | 0 | 0 | 0 | 0 | 0 | 0 | 0 | 0 | 0 | 0 | 0 | 0 | 0 | 0 | 0 | 0 | 0 | 0 | 0 | 0
|  |  | Plus | Lifecycle costs - total indexed POS | 0 | USD 000s | 0 | 0 | 0 | 0 | 0 | 0 | 0 | 0 | 0 | 0 | 0 | 0 | 0 | 0 | 0 | 0 | 0 | 0 | 0 | 0 | 0 | 0 | 0 | 0 | 0 | 0 | 0 | 0 | 0 | 0 | 0 | 0 | 0 | 0 | 0 | 0 | 0 | 0 | 0 | 0 | 0 | 0 | 0 | 0 | 0 | 0 | 0 | 0 | 0 | 0 | 0 | 0 | 0 | 0 | 0 | 0 | 0 | 0 | 0 | 0 | 0 | 0 | 0 | 0 | 0 | 0 | 0 | 0 | 0 | 0 | 0 | 0 | 0 | 0 | 0 | 0 | 0 | 0 | 0 | 0 | 0 | 0 | 0 | 0 | 0 | 0 | 0 | 0
|  |  | Plus | Early contract period cash outflow - funded under IFRIC - P90 POS | 0 | USD 000s | 0 | 0 | 0 | 0 | 0 | 0 | 0 | 0 | 0 | 0 | 0 | 0 | 0 | 0 | 0 | 0 | 0 | 0 | 0 | 0 | 0 | 0 | 0 | 0 | 0 | 0 | 0 | 0 | 0 | 0 | 0 | 0 | 0 | 0 | 0 | 0 | 0 | 0 | 0 | 0 | 0 | 0 | 0 | 0 | 0 | 0 | 0 | 0 | 0 | 0 | 0 | 0 | 0 | 0 | 0 | 0 | 0 | 0 | 0 | 0 | 0 | 0 | 0 | 0 | 0 | 0 | 0 | 0 | 0 | 0 | 0 | 0 | 0 | 0 | 0 | 0 | 0 | 0 | 0 | 0 | 0 | 0 | 0 | 0 | 0 | 0 | 0 | 0
|  |  | Plus | Energy charge - P90 | 0 | USD 000s | 367484.8112 | 0 | 0 | 0 | 0 | 0 | 0 | 0 | 0 | 0 | 6573.2468 | 6096.2412 | 6559.327 | 6083.3316 | 6545.2582 | 6070.2837 | 6531.0747 | 6057.1295 | 6516.7765 | 6043.869 | 6502.3408 | 6030.4808 | 6487.8134 | 6017.0075 | 6473.2171 | 6003.4705 | 6458.5062 | 5989.8271 | 6443.6462 | 5976.0455 | 6428.6486 | 5962.1363 | 6413.5364 | 5948.1207 | 6398.298 | 5933.9882 | 6382.8877 | 5919.6961 | 6367.3627 | 5905.2977 | 6351.746 | 5890.8142 | 6335.9916 | 5876.2032 | 6320.157 | 5861.5177 | 6304.2307 | 5846.7471 | 6288.1783 | 5831.8595 | 6271.9309 | 5816.7912 | 6255.5689 | 5801.6165 | 6239.1381 | 5786.378 | 6222.627 | 5771.0651 | 6206.1044 | 5755.7416 | 6189.5819 | 5740.418 | 6173.0593 | 5725.0945 | 6156.5368 | 5709.7709 | 6140.0142 | 5694.4474 | 6123.4917 | 5679.1238 | 0 | 0 | 0 | 0 | 0 | 0 | 0 | 0 | 0 | 0 | 0 | 0 | 0 | 0 | 0 | 0 | 0 | 0
|  |  | Plus | Pre-operations energy charge | 0 | USD 000s | 19452.0951 | 0 | 0 | 0 | 0 | 0 | 0 | 6319.2143 | 6813.6665 | 6319.2143 | 0 | 0 | 0 | 0 | 0 | 0 | 0 | 0 | 0 | 0 | 0 | 0 | 0 | 0 | 0 | 0 | 0 | 0 | 0 | 0 | 0 | 0 | 0 | 0 | 0 | 0 | 0 | 0 | 0 | 0 | 0 | 0 | 0 | 0 | 0 | 0 | 0 | 0 | 0 | 0 | 0 | 0 | 0 | 0 | 0 | 0 | 0 | 0 | 0 | 0 | 0 | 0 | 0 | 0 | 0 | 0 | 0 | 0 | 0 | 0 | 0 | 0 | 0 | 0 | 0 | 0 | 0 | 0 | 0 | 0 | 0 | 0 | 0 | 0 | 0 | 0 | 0 | 0
|  |  | Plus | Operating costs during construction excluding VAT non WIP POS | 0 | USD 000s | 1356.075 | 0 | 0 | 0 | 0 | 0 | 0 | 452.025 | 452.025 | 452.025 | 0 | 0 | 0 | 0 | 0 | 0 | 0 | 0 | 0 | 0 | 0 | 0 | 0 | 0 | 0 | 0 | 0 | 0 | 0 | 0 | 0 | 0 | 0 | 0 | 0 | 0 | 0 | 0 | 0 | 0 | 0 | 0 | 0 | 0 | 0 | 0 | 0 | 0 | 0 | 0 | 0 | 0 | 0 | 0 | 0 | 0 | 0 | 0 | 0 | 0 | 0 | 0 | 0 | 0 | 0 | 0 | 0 | 0 | 0 | 0 | 0 | 0 | 0 | 0 | 0 | 0 | 0 | 0 | 0 | 0 | 0 | 0 | 0 | 0 | 0 | 0 | 0 | 0
|  |  | less | Operating costs during construction excluding VAT POS | 0 | USD 000s | 1356.075 | 0 | 0 | 0 | 0 | 0 | 0 | 452.025 | 452.025 | 452.025 | 0 | 0 | 0 | 0 | 0 | 0 | 0 | 0 | 0 | 0 | 0 | 0 | 0 | 0 | 0 | 0 | 0 | 0 | 0 | 0 | 0 | 0 | 0 | 0 | 0 | 0 | 0 | 0 | 0 | 0 | 0 | 0 | 0 | 0 | 0 | 0 | 0 | 0 | 0 | 0 | 0 | 0 | 0 | 0 | 0 | 0 | 0 | 0 | 0 | 0 | 0 | 0 | 0 | 0 | 0 | 0 | 0 | 0 | 0 | 0 | 0 | 0 | 0 | 0 | 0 | 0 | 0 | 0 | 0 | 0 | 0 | 0 | 0 | 0 | 0 | 0 | 0 | 0
|  |  |  | EBITDA - P90- adj |  | USD 000s | 310095.1961 |  | 0 | 0 | 0 | 0 | 0 | 5867.1893 | 6361.6415 | 5867.1893 | 6151.1181 | 5677.2405 | 6196.7513 | 5723.7011 | 5920.3486 | 5448.1643 | 5902.7243 | 5431.4208 | 5883.4543 | 5413.0461 | 5763.9168 | 5294.42 | 5711.2694 | 5242.6964 | 5711.4723 | 5243.8337 | 5680.5593 | 4604.8998 | 4973.6031 | 4514.7838 | 5028.9409 | 4570.9547 | 4998.6453 | 4541.5081 | 4264.6547 | 3808.3828 | 4996.4529 | 4541.0657 | 4968.7607 | 4514.2733 | 4945.2054 | 4491.6312 | 4925.2442 | 4472.5995 | 4901.5342 | 4449.831 | 4873.8397 | 4423.0907 | 4790.0353 | 4340.2555 | 4824.5485 | 4375.7578 | 4804.7377 | 4356.9498 | 4787.377 | 4340.6024 | 4712.85 | 4267.0997 | 4722.6379 | 4277.9177 | 4605.7983 | 4162.1133 | 4576.9824 | 4134.3371 | 4547.4005 | 4105.7997 | 4517.0532 | 4076.5013 | 4452.9403 | 4013.4418 | 0 | 0 | 0 | 0 | 0 | 0 | 0 | 0 | 0 | 0 | 0 | 0 | 0 | 0 | 0 | 0 | 0 | 0
IFRIC 12 financial asset - P90
|  |  |  | IFRIC 12 accounting used? | 1 | 1 = yes, 0 = no (/OL or FL)
|  |  |  | Early generation profit (/loss) credited to wip | 0 | USD 000s | 0 | 0 | 0 | 0 | 0 | 0 | 0 | 0 | 0 | 0 | 0 | 0 | 0 | 0 | 0 | 0 | 0 | 0 | 0 | 0 | 0 | 0 | 0 | 0 | 0 | 0 | 0 | 0 | 0 | 0 | 0 | 0 | 0 | 0 | 0 | 0 | 0 | 0 | 0 | 0 | 0 | 0 | 0 | 0 | 0 | 0 | 0 | 0 | 0 | 0 | 0 | 0 | 0 | 0 | 0 | 0 | 0 | 0 | 0 | 0 | 0 | 0 | 0 | 0 | 0 | 0 | 0 | 0 | 0 | 0 | 0 | 0 | 0 | 0 | 0 | 0 | 0 | 0 | 0 | 0 | 0 | 0 | 0 | 0 | 0 | 0 | 0 | 0
|  |  | Plus | Energy charge - P90 | 0 | USD 000s | 367484.8112 | 0 | 0 | 0 | 0 | 0 | 0 | 0 | 0 | 0 | 6573.2468 | 6096.2412 | 6559.327 | 6083.3316 | 6545.2582 | 6070.2837 | 6531.0747 | 6057.1295 | 6516.7765 | 6043.869 | 6502.3408 | 6030.4808 | 6487.8134 | 6017.0075 | 6473.2171 | 6003.4705 | 6458.5062 | 5989.8271 | 6443.6462 | 5976.0455 | 6428.6486 | 5962.1363 | 6413.5364 | 5948.1207 | 6398.298 | 5933.9882 | 6382.8877 | 5919.6961 | 6367.3627 | 5905.2977 | 6351.746 | 5890.8142 | 6335.9916 | 5876.2032 | 6320.157 | 5861.5177 | 6304.2307 | 5846.7471 | 6288.1783 | 5831.8595 | 6271.9309 | 5816.7912 | 6255.5689 | 5801.6165 | 6239.1381 | 5786.378 | 6222.627 | 5771.0651 | 6206.1044 | 5755.7416 | 6189.5819 | 5740.418 | 6173.0593 | 5725.0945 | 6156.5368 | 5709.7709 | 6140.0142 | 5694.4474 | 6123.4917 | 5679.1238 | 0 | 0 | 0 | 0 | 0 | 0 | 0 | 0 | 0 | 0 | 0 | 0 | 0 | 0 | 0 | 0 | 0 | 0
|  |  | Plus | Pre-operations energy charge treated as revenue | 0 | USD 000s | 19452.0951 | 0 | 0 | 0 | 0 | 0 | 0 | 6319.2143 | 6813.6665 | 6319.2143 | 0 | 0 | 0 | 0 | 0 | 0 | 0 | 0 | 0 | 0 | 0 | 0 | 0 | 0 | 0 | 0 | 0 | 0 | 0 | 0 | 0 | 0 | 0 | 0 | 0 | 0 | 0 | 0 | 0 | 0 | 0 | 0 | 0 | 0 | 0 | 0 | 0 | 0 | 0 | 0 | 0 | 0 | 0 | 0 | 0 | 0 | 0 | 0 | 0 | 0 | 0 | 0 | 0 | 0 | 0 | 0 | 0 | 0 | 0 | 0 | 0 | 0 | 0 | 0 | 0 | 0 | 0 | 0 | 0 | 0 | 0 | 0 | 0 | 0 | 0 | 0 | 0 | 0
|  |  |  | Energy charge under IFRIC 12 - P90 |  | USD 000s | 386936.9063 |  | 0 | 0 | 0 | 0 | 0 | 6319.2143 | 6813.6665 | 6319.2143 | 6573.2468 | 6096.2412 | 6559.327 | 6083.3316 | 6545.2582 | 6070.2837 | 6531.0747 | 6057.1295 | 6516.7765 | 6043.869 | 6502.3408 | 6030.4808 | 6487.8134 | 6017.0075 | 6473.2171 | 6003.4705 | 6458.5062 | 5989.8271 | 6443.6462 | 5976.0455 | 6428.6486 | 5962.1363 | 6413.5364 | 5948.1207 | 6398.298 | 5933.9882 | 6382.8877 | 5919.6961 | 6367.3627 | 5905.2977 | 6351.746 | 5890.8142 | 6335.9916 | 5876.2032 | 6320.157 | 5861.5177 | 6304.2307 | 5846.7471 | 6288.1783 | 5831.8595 | 6271.9309 | 5816.7912 | 6255.5689 | 5801.6165 | 6239.1381 | 5786.378 | 6222.627 | 5771.0651 | 6206.1044 | 5755.7416 | 6189.5819 | 5740.418 | 6173.0593 | 5725.0945 | 6156.5368 | 5709.7709 | 6140.0142 | 5694.4474 | 6123.4917 | 5679.1238 | 0 | 0 | 0 | 0 | 0 | 0 | 0 | 0 | 0 | 0 | 0 | 0 | 0 | 0 | 0 | 0 | 0 | 0
|  |  |  | Energy charge under IFRIC 12 - P90 | 0 | USD 000s | 386936.9063 | 0 | 0 | 0 | 0 | 0 | 0 | 6319.2143 | 6813.6665 | 6319.2143 | 6573.2468 | 6096.2412 | 6559.327 | 6083.3316 | 6545.2582 | 6070.2837 | 6531.0747 | 6057.1295 | 6516.7765 | 6043.869 | 6502.3408 | 6030.4808 | 6487.8134 | 6017.0075 | 6473.2171 | 6003.4705 | 6458.5062 | 5989.8271 | 6443.6462 | 5976.0455 | 6428.6486 | 5962.1363 | 6413.5364 | 5948.1207 | 6398.298 | 5933.9882 | 6382.8877 | 5919.6961 | 6367.3627 | 5905.2977 | 6351.746 | 5890.8142 | 6335.9916 | 5876.2032 | 6320.157 | 5861.5177 | 6304.2307 | 5846.7471 | 6288.1783 | 5831.8595 | 6271.9309 | 5816.7912 | 6255.5689 | 5801.6165 | 6239.1381 | 5786.378 | 6222.627 | 5771.0651 | 6206.1044 | 5755.7416 | 6189.5819 | 5740.418 | 6173.0593 | 5725.0945 | 6156.5368 | 5709.7709 | 6140.0142 | 5694.4474 | 6123.4917 | 5679.1238 | 0 | 0 | 0 | 0 | 0 | 0 | 0 | 0 | 0 | 0 | 0 | 0 | 0 | 0 | 0 | 0 | 0 | 0
|  |  | Less | Construction revenues at fair value - P90 | 0 | USD 000s | 162224.3225 | 0 | 0 | 0 | 0 | 119761.3299 | 37921.7872 | 4418.559 | 84.303 | 38.3433 | 0 | 0 | 0 | 0 | 0 | 0 | 0 | 0 | 0 | 0 | 0 | 0 | 0 | 0 | 0 | 0 | 0 | 0 | 0 | 0 | 0 | 0 | 0 | 0 | 0 | 0 | 0 | 0 | 0 | 0 | 0 | 0 | 0 | 0 | 0 | 0 | 0 | 0 | 0 | 0 | 0 | 0 | 0 | 0 | 0 | 0 | 0 | 0 | 0 | 0 | 0 | 0 | 0 | 0 | 0 | 0 | 0 | 0 | 0 | 0 | 0 | 0 | 0 | 0 | 0 | 0 | 0 | 0 | 0 | 0 | 0 | 0 | 0 | 0 | 0 | 0 | 0 | 0
|  |  | Less | Lifecycle revenues at fair value - P90 | 0 | USD 000s | 0 | 0 | 0 | 0 | 0 | 0 | 0 | 0 | 0 | 0 | 0 | 0 | 0 | 0 | 0 | 0 | 0 | 0 | 0 | 0 | 0 | 0 | 0 | 0 | 0 | 0 | 0 | 0 | 0 | 0 | 0 | 0 | 0 | 0 | 0 | 0 | 0 | 0 | 0 | 0 | 0 | 0 | 0 | 0 | 0 | 0 | 0 | 0 | 0 | 0 | 0 | 0 | 0 | 0 | 0 | 0 | 0 | 0 | 0 | 0 | 0 | 0 | 0 | 0 | 0 | 0 | 0 | 0 | 0 | 0 | 0 | 0 | 0 | 0 | 0 | 0 | 0 | 0 | 0 | 0 | 0 | 0 | 0 | 0 | 0 | 0 | 0 | 0
|  |  | Less | Operating revenues at fair value construction - P90 | 0 | USD 000s | 0 | 0 | 0 | 0 | 0 | 0 | 0 | 0 | 0 | 0 | 0 | 0 | 0 | 0 | 0 | 0 | 0 | 0 | 0 | 0 | 0 | 0 | 0 | 0 | 0 | 0 | 0 | 0 | 0 | 0 | 0 | 0 | 0 | 0 | 0 | 0 | 0 | 0 | 0 | 0 | 0 | 0 | 0 | 0 | 0 | 0 | 0 | 0 | 0 | 0 | 0 | 0 | 0 | 0 | 0 | 0 | 0 | 0 | 0 | 0 | 0 | 0 | 0 | 0 | 0 | 0 | 0 | 0 | 0 | 0 | 0 | 0 | 0 | 0 | 0 | 0 | 0 | 0 | 0 | 0 | 0 | 0 | 0 | 0 | 0 | 0 | 0 | 0
|  |  | Less | Operating revenues at fair value - P90 | 0 | USD 000s | 81836.4214 | 0 | 0 | 0 | 0 | 0 | 0 | 481.4066 | 481.4066 | 481.4066 | 449.567 | 446.2358 | 386.1431 | 383.0065 | 665.5287 | 662.5572 | 669.1932 | 666.3798 | 674.4882 | 671.8263 | 786.4216 | 783.9047 | 827.0193 | 824.6414 | 811.2582 | 809.0132 | 828.5134 | 1474.9476 | 1565.5959 | 1556.2438 | 1490.6888 | 1481.6084 | 1506.859 | 1498.0424 | 2272.3301 | 2263.7697 | 1476.5531 | 1468.2414 | 1489.5112 | 1481.4409 | 1497.9657 | 1490.1299 | 1502.446 | 1494.8379 | 1510.8334 | 1503.4463 | 1523.3665 | 1516.1941 | 1595.5223 | 1588.5583 | 1541.4623 | 1534.7006 | 1545.1352 | 1538.57 | 1546.1256 | 1539.7511 | 1607.9124 | 1601.7231 | 1579.8919 | 1573.8824 | 1686.7294 | 1680.8946 | 1699.822 | 1694.1566 | 1713.7301 | 1708.2294 | 1728.4535 | 1723.1126 | 1779.1371 | 1773.9514 | 0 | 0 | 0 | 0 | 0 | 0 | 0 | 0 | 0 | 0 | 0 | 0 | 0 | 0 | 0 | 0 | 0 | 0
|  |  |  | Net return on financial asset - P90 |  | USD 000s | 142876.1624 |  | 0 | 0 | 0 | -119761.3299 | -37921.7872 | 1419.2486 | 6247.9569 | 5799.4643 | 6123.6798 | 5650.0055 | 6173.1838 | 5700.3251 | 5879.7294 | 5407.7265 | 5861.8815 | 5390.7497 | 5842.2884 | 5372.0426 | 5715.9193 | 5246.5761 | 5660.794 | 5192.3662 | 5661.9589 | 5194.4573 | 5629.9927 | 4514.8795 | 4878.0503 | 4419.8017 | 4937.9598 | 4480.5279 | 4906.6774 | 4450.0783 | 4125.9679 | 3670.2184 | 4906.3346 | 4451.4547 | 4877.8515 | 4423.8568 | 4853.7803 | 4400.6843 | 4833.5456 | 4381.3652 | 4809.3237 | 4358.0713 | 4780.8642 | 4330.553 | 4692.656 | 4243.3013 | 4730.4686 | 4282.0906 | 4710.4336 | 4263.0465 | 4693.0125 | 4246.627 | 4614.7145 | 4169.342 | 4626.2126 | 4181.8592 | 4502.8524 | 4059.5234 | 4473.2374 | 4030.9379 | 4442.8067 | 4001.5416 | 4411.5607 | 3971.3348 | 4344.3545 | 3905.1724 | 0 | 0 | 0 | 0 | 0 | 0 | 0 | 0 | 0 | 0 | 0 | 0 | 0 | 0 | 0 | 0 | 0 | 0
|  |  |  | Net return on financial asset - P90 | 0 | USD 000s | 142876.1624 | 0 | 0 | 0 | 0 | -119761.3299 | -37921.7872 | 1419.2486 | 6247.9569 | 5799.4643 | 6123.6798 | 5650.0055 | 6173.1838 | 5700.3251 | 5879.7294 | 5407.7265 | 5861.8815 | 5390.7497 | 5842.2884 | 5372.0426 | 5715.9193 | 5246.5761 | 5660.794 | 5192.3662 | 5661.9589 | 5194.4573 | 5629.9927 | 4514.8795 | 4878.0503 | 4419.8017 | 4937.9598 | 4480.5279 | 4906.6774 | 4450.0783 | 4125.9679 | 3670.2184 | 4906.3346 | 4451.4547 | 4877.8515 | 4423.8568 | 4853.7803 | 4400.6843 | 4833.5456 | 4381.3652 | 4809.3237 | 4358.0713 | 4780.8642 | 4330.553 | 4692.656 | 4243.3013 | 4730.4686 | 4282.0906 | 4710.4336 | 4263.0465 | 4693.0125 | 4246.627 | 4614.7145 | 4169.342 | 4626.2126 | 4181.8592 | 4502.8524 | 4059.5234 | 4473.2374 | 4030.9379 | 4442.8067 | 4001.5416 | 4411.5607 | 3971.3348 | 4344.3545 | 3905.1724 | 0 | 0 | 0 | 0 | 0 | 0 | 0 | 0 | 0 | 0 | 0 | 0 | 0 | 0 | 0 | 0 | 0 | 0
|  |  |  | Interest rate on finance asset - P90 | 2.382% | % p. period
|  |  |  | Interest rate on finance asset - P90 | 2.382% | % p. period
|  |  |  | IFRIC 12 financial asset balance BEG - P90 | 0 | USD 000s | 0 | 0 | 0 | 0 | 0 | 0 | 119761.3299 | 160535.7759 | 162940.4142 | 160573.6216 | 158598.9457 | 156253.0184 | 154324.8866 | 151827.6492 | 149743.7875 | 147430.8849 | 145534.8929 | 143139.5843 | 141158.3524 | 138678.3899 | 136609.6015 | 134147.6589 | 132096.4172 | 129582.0979 | 127476.3165 | 124850.7838 | 122630.2136 | 119921.2151 | 118262.8027 | 116201.7169 | 114549.7856 | 112340.3479 | 110535.7145 | 108261.946 | 106390.6165 | 104798.8233 | 103624.8637 | 101186.8248 | 99145.5928 | 96629.3428 | 94507.1517 | 91904.4875 | 89692.925 | 86995.8228 | 84686.6572 | 81894.53 | 79487.148 | 76599.6304 | 74093.6446 | 71165.8645 | 68617.7008 | 65521.6737 | 62800.2786 | 59585.7182 | 56741.9756 | 53400.5303 | 50425.879 | 47012.2852 | 43962.7538 | 40383.7135 | 37163.7754 | 33546.1467 | 30285.6767 | 26533.83 | 23134.9155 | 19243.1717 | 15699.9935 | 11662.3992 | 7968.8573 | 3814.3172 | 3.3069e-09 | 3.3857e-09 | 3.4663e-09 | 3.5489e-09 | 3.6334e-09 | 3.72e-09 | 3.8086e-09 | 3.8993e-09 | 3.9922e-09 | 4.0873e-09 | 4.1846e-09 | 4.2843e-09 | 4.3864e-09 | 4.4908e-09 | 4.5978e-09 | 4.7073e-09 | 4.8195e-09 | 4.9343e-09
|  |  |  | Interest on financial asset - P90 |  | USD 000s | 142876.1624 |  | 0 | 0 | 0 | 0 | 2852.6587 | 3823.8869 | 3881.1643 | 3824.7884 | 3777.7525 | 3721.8737 | 3675.9465 | 3616.4634 | 3566.8268 | 3511.7346 | 3466.5729 | 3409.5178 | 3362.3258 | 3303.2542 | 3253.9767 | 3195.3344 | 3146.4747 | 3086.5848 | 3036.4261 | 2973.8871 | 2920.9942 | 2856.4671 | 2816.9645 | 2767.8704 | 2728.5222 | 2675.8944 | 2632.9089 | 2578.7488 | 2534.1746 | 2496.2588 | 2468.2957 | 2410.2227 | 2361.6015 | 2301.6657 | 2251.1161 | 2189.1218 | 2136.4434 | 2072.1997 | 2017.1965 | 1950.6893 | 1893.3466 | 1824.5673 | 1764.8759 | 1695.1375 | 1634.4415 | 1560.6956 | 1495.8732 | 1419.3039 | 1351.5673 | 1271.9756 | 1201.1208 | 1119.8106 | 1047.1722 | 961.9211 | 885.2237 | 799.0535 | 721.3906 | 632.0234 | 551.0628 | 458.3633 | 373.9665 | 277.7929 | 189.8144 | 90.8552 | 7.8769e-11 | 8.0646e-11 | 8.2567e-11 | 8.4533e-11 | 8.6547e-11 | 8.8608e-11 | 9.0719e-11 | 9.288e-11 | 9.5092e-11 | 9.7357e-11 | 9.9676e-11 | 1.0205e-10 | 1.0448e-10 | 1.0697e-10 | 1.0952e-10 | 1.1213e-10 | 1.148e-10 | 1.1753e-10
|  |  |  | IFRIC 12 financial asset balance BEG - P90 |  | USD 000s |  |  | 0 | 0 | 0 | 0 | 119761.3299 | 160535.7759 | 162940.4142 | 160573.6216 | 158598.9457 | 156253.0184 | 154324.8866 | 151827.6492 | 149743.7875 | 147430.8849 | 145534.8929 | 143139.5843 | 141158.3524 | 138678.3899 | 136609.6015 | 134147.6589 | 132096.4172 | 129582.0979 | 127476.3165 | 124850.7838 | 122630.2136 | 119921.2151 | 118262.8027 | 116201.7169 | 114549.7856 | 112340.3479 | 110535.7145 | 108261.946 | 106390.6165 | 104798.8233 | 103624.8637 | 101186.8248 | 99145.5928 | 96629.3428 | 94507.1517 | 91904.4875 | 89692.925 | 86995.8228 | 84686.6572 | 81894.53 | 79487.148 | 76599.6304 | 74093.6446 | 71165.8645 | 68617.7008 | 65521.6737 | 62800.2786 | 59585.7182 | 56741.9756 | 53400.5303 | 50425.879 | 47012.2852 | 43962.7538 | 40383.7135 | 37163.7754 | 33546.1467 | 30285.6767 | 26533.83 | 23134.9155 | 19243.1717 | 15699.9935 | 11662.3992 | 7968.8573 | 3814.3172 | 3.3069e-09 | 3.3857e-09 | 3.4663e-09 | 3.5489e-09 | 3.6334e-09 | 3.72e-09 | 3.8086e-09 | 3.8993e-09 | 3.9922e-09 | 4.0873e-09 | 4.1846e-09 | 4.2843e-09 | 4.3864e-09 | 4.4908e-09 | 4.5978e-09 | 4.7073e-09 | 4.8195e-09 | 4.9343e-09
|  |  | Plus | Construction revenues at fair value - P90 | 0 | USD 000s | 162224.3225 | 0 | 0 | 0 | 0 | 119761.3299 | 37921.7872 | 4418.559 | 84.303 | 38.3433 | 0 | 0 | 0 | 0 | 0 | 0 | 0 | 0 | 0 | 0 | 0 | 0 | 0 | 0 | 0 | 0 | 0 | 0 | 0 | 0 | 0 | 0 | 0 | 0 | 0 | 0 | 0 | 0 | 0 | 0 | 0 | 0 | 0 | 0 | 0 | 0 | 0 | 0 | 0 | 0 | 0 | 0 | 0 | 0 | 0 | 0 | 0 | 0 | 0 | 0 | 0 | 0 | 0 | 0 | 0 | 0 | 0 | 0 | 0 | 0 | 0 | 0 | 0 | 0 | 0 | 0 | 0 | 0 | 0 | 0 | 0 | 0 | 0 | 0 | 0 | 0 | 0 | 0
|  |  | Plus | Lifecycle revenues at fair value - P90 | 0 | USD 000s | 0 | 0 | 0 | 0 | 0 | 0 | 0 | 0 | 0 | 0 | 0 | 0 | 0 | 0 | 0 | 0 | 0 | 0 | 0 | 0 | 0 | 0 | 0 | 0 | 0 | 0 | 0 | 0 | 0 | 0 | 0 | 0 | 0 | 0 | 0 | 0 | 0 | 0 | 0 | 0 | 0 | 0 | 0 | 0 | 0 | 0 | 0 | 0 | 0 | 0 | 0 | 0 | 0 | 0 | 0 | 0 | 0 | 0 | 0 | 0 | 0 | 0 | 0 | 0 | 0 | 0 | 0 | 0 | 0 | 0 | 0 | 0 | 0 | 0 | 0 | 0 | 0 | 0 | 0 | 0 | 0 | 0 | 0 | 0 | 0 | 0 | 0 | 0
|  |  | Plus | Operating revenues at fair value construction - P90 | 0 | USD 000s | 0 | 0 | 0 | 0 | 0 | 0 | 0 | 0 | 0 | 0 | 0 | 0 | 0 | 0 | 0 | 0 | 0 | 0 | 0 | 0 | 0 | 0 | 0 | 0 | 0 | 0 | 0 | 0 | 0 | 0 | 0 | 0 | 0 | 0 | 0 | 0 | 0 | 0 | 0 | 0 | 0 | 0 | 0 | 0 | 0 | 0 | 0 | 0 | 0 | 0 | 0 | 0 | 0 | 0 | 0 | 0 | 0 | 0 | 0 | 0 | 0 | 0 | 0 | 0 | 0 | 0 | 0 | 0 | 0 | 0 | 0 | 0 | 0 | 0 | 0 | 0 | 0 | 0 | 0 | 0 | 0 | 0 | 0 | 0 | 0 | 0 | 0 | 0
|  |  | Plus | Operating revenues at fair value - P90 | 0 | USD 000s | 81836.4214 | 0 | 0 | 0 | 0 | 0 | 0 | 481.4066 | 481.4066 | 481.4066 | 449.567 | 446.2358 | 386.1431 | 383.0065 | 665.5287 | 662.5572 | 669.1932 | 666.3798 | 674.4882 | 671.8263 | 786.4216 | 783.9047 | 827.0193 | 824.6414 | 811.2582 | 809.0132 | 828.5134 | 1474.9476 | 1565.5959 | 1556.2438 | 1490.6888 | 1481.6084 | 1506.859 | 1498.0424 | 2272.3301 | 2263.7697 | 1476.5531 | 1468.2414 | 1489.5112 | 1481.4409 | 1497.9657 | 1490.1299 | 1502.446 | 1494.8379 | 1510.8334 | 1503.4463 | 1523.3665 | 1516.1941 | 1595.5223 | 1588.5583 | 1541.4623 | 1534.7006 | 1545.1352 | 1538.57 | 1546.1256 | 1539.7511 | 1607.9124 | 1601.7231 | 1579.8919 | 1573.8824 | 1686.7294 | 1680.8946 | 1699.822 | 1694.1566 | 1713.7301 | 1708.2294 | 1728.4535 | 1723.1126 | 1779.1371 | 1773.9514 | 0 | 0 | 0 | 0 | 0 | 0 | 0 | 0 | 0 | 0 | 0 | 0 | 0 | 0 | 0 | 0 | 0 | 0
|  |  | Plus | Interest on financial asset - P90 | 0 | USD 000s | 142876.1624 | 0 | 0 | 0 | 0 | 0 | 2852.6587 | 3823.8869 | 3881.1643 | 3824.7884 | 3777.7525 | 3721.8737 | 3675.9465 | 3616.4634 | 3566.8268 | 3511.7346 | 3466.5729 | 3409.5178 | 3362.3258 | 3303.2542 | 3253.9767 | 3195.3344 | 3146.4747 | 3086.5848 | 3036.4261 | 2973.8871 | 2920.9942 | 2856.4671 | 2816.9645 | 2767.8704 | 2728.5222 | 2675.8944 | 2632.9089 | 2578.7488 | 2534.1746 | 2496.2588 | 2468.2957 | 2410.2227 | 2361.6015 | 2301.6657 | 2251.1161 | 2189.1218 | 2136.4434 | 2072.1997 | 2017.1965 | 1950.6893 | 1893.3466 | 1824.5673 | 1764.8759 | 1695.1375 | 1634.4415 | 1560.6956 | 1495.8732 | 1419.3039 | 1351.5673 | 1271.9756 | 1201.1208 | 1119.8106 | 1047.1722 | 961.9211 | 885.2237 | 799.0535 | 721.3906 | 632.0234 | 551.0628 | 458.3633 | 373.9665 | 277.7929 | 189.8144 | 90.8552 | 7.8769e-11 | 8.0646e-11 | 8.2567e-11 | 8.4533e-11 | 8.6547e-11 | 8.8608e-11 | 9.0719e-11 | 9.288e-11 | 9.5092e-11 | 9.7357e-11 | 9.9676e-11 | 1.0205e-10 | 1.0448e-10 | 1.0697e-10 | 1.0952e-10 | 1.1213e-10 | 1.148e-10 | 1.1753e-10
|  |  | Less | Energy charge under IFRIC 12 - P90 | 0 | USD 000s | 386936.9063 | 0 | 0 | 0 | 0 | 0 | 0 | 6319.2143 | 6813.6665 | 6319.2143 | 6573.2468 | 6096.2412 | 6559.327 | 6083.3316 | 6545.2582 | 6070.2837 | 6531.0747 | 6057.1295 | 6516.7765 | 6043.869 | 6502.3408 | 6030.4808 | 6487.8134 | 6017.0075 | 6473.2171 | 6003.4705 | 6458.5062 | 5989.8271 | 6443.6462 | 5976.0455 | 6428.6486 | 5962.1363 | 6413.5364 | 5948.1207 | 6398.298 | 5933.9882 | 6382.8877 | 5919.6961 | 6367.3627 | 5905.2977 | 6351.746 | 5890.8142 | 6335.9916 | 5876.2032 | 6320.157 | 5861.5177 | 6304.2307 | 5846.7471 | 6288.1783 | 5831.8595 | 6271.9309 | 5816.7912 | 6255.5689 | 5801.6165 | 6239.1381 | 5786.378 | 6222.627 | 5771.0651 | 6206.1044 | 5755.7416 | 6189.5819 | 5740.418 | 6173.0593 | 5725.0945 | 6156.5368 | 5709.7709 | 6140.0142 | 5694.4474 | 6123.4917 | 5679.1238 | 0 | 0 | 0 | 0 | 0 | 0 | 0 | 0 | 0 | 0 | 0 | 0 | 0 | 0 | 0 | 0 | 0 | 0
|  |  |  | IFRIC 12 financial asset balance - P90 |  | USD 000s |  |  | 0 | 0 | 0 | 119761.3299 | 160535.7759 | 162940.4142 | 160573.6216 | 158598.9457 | 156253.0184 | 154324.8866 | 151827.6492 | 149743.7875 | 147430.8849 | 145534.8929 | 143139.5843 | 141158.3524 | 138678.3899 | 136609.6015 | 134147.6589 | 132096.4172 | 129582.0979 | 127476.3165 | 124850.7838 | 122630.2136 | 119921.2151 | 118262.8027 | 116201.7169 | 114549.7856 | 112340.3479 | 110535.7145 | 108261.946 | 106390.6165 | 104798.8233 | 103624.8637 | 101186.8248 | 99145.5928 | 96629.3428 | 94507.1517 | 91904.4875 | 89692.925 | 86995.8228 | 84686.6572 | 81894.53 | 79487.148 | 76599.6304 | 74093.6446 | 71165.8645 | 68617.7008 | 65521.6737 | 62800.2786 | 59585.7182 | 56741.9756 | 53400.5303 | 50425.879 | 47012.2852 | 43962.7538 | 40383.7135 | 37163.7754 | 33546.1467 | 30285.6767 | 26533.83 | 23134.9155 | 19243.1717 | 15699.9935 | 11662.3992 | 7968.8573 | 3814.3172 | 3.3069e-09 | 3.3857e-09 | 3.4663e-09 | 3.5489e-09 | 3.6334e-09 | 3.72e-09 | 3.8086e-09 | 3.8993e-09 | 3.9922e-09 | 4.0873e-09 | 4.1846e-09 | 4.2843e-09 | 4.3864e-09 | 4.4908e-09 | 4.5978e-09 | 4.7073e-09 | 4.8195e-09 | 4.9343e-09 | 5.0518e-09
DEPRECIATION AND AMORTISATION
Non current assets
PV asset
|  |  |  | Length of PPA | 30 | years
|  |  |  | Additional operation years post PPA | 0 | years
|  |  |  | Useful life of non current asset under operating lease | 30 | years
|  |  |  | Number of semi annual periods in year | 2 | periods
|  |  |  | Depreciation periods post COD | 60 | periods
|  |  |  | Total number of iep months | 18 | months
|  |  |  | Months in semi annual period | 6 | months
|  |  |  | Depreciation periods during construction | 3 | period
|  |  |  | Depreciation periods post COD | 60 | periods
|  |  |  | Depreciation periods during construction | 3 | period
|  |  |  | PV asset depreciation rate - including EGR period | 1.587% | %
|  |  |  | Depreciation periods post COD | 60 | periods
|  |  |  | PV asset depreciation rate - post COD | 1.667% | %
|  |  |  | Accounting depreciation to start from EGR period commencement | 1 | 1 = yes, 0 = no
|  |  |  | PV asset depreciation rate - including EGR period | 1.587% | %
|  |  |  | PV asset balance BEG | 0 | USD 000s | 0 | 0 | 0 | 0 | 0 | 0 | 95263.5188 | 127767.595 | 125739.5379 | 123743.6723 | 121779.487 | 119749.8289 | 117720.1707 | 115690.5126 | 113660.8545 | 111631.1964 | 109601.5383 | 107571.8802 | 105542.2221 | 103512.5639 | 101482.9058 | 99453.2477 | 97423.5896 | 95393.9315 | 93364.2734 | 91334.6152 | 89304.9571 | 87275.299 | 85245.6409 | 83215.9828 | 81186.3247 | 79156.6665 | 77127.0084 | 75097.3503 | 73067.6922 | 71038.0341 | 69008.376 | 66978.7178 | 64949.0597 | 62919.4016 | 60889.7435 | 58860.0854 | 56830.4273 | 54800.7691 | 52771.111 | 50741.4529 | 48711.7948 | 46682.1367 | 44652.4786 | 42622.8204 | 40593.1623 | 38563.5042 | 36533.8461 | 34504.188 | 32474.5299 | 30444.8717 | 28415.2136 | 26385.5555 | 24355.8974 | 22326.2393 | 20296.5812 | 18266.923 | 16237.2649 | 14207.6068 | 12177.9487 | 10148.2906 | 8118.6325 | 6088.9743 | 4059.3162 | 2029.6581 | -7.9126e-11 | -7.9126e-11 | -7.9126e-11 | -7.9126e-11 | -7.9126e-11 | -7.9126e-11 | -7.9126e-11 | -7.9126e-11 | -7.9126e-11 | -7.9126e-11 | -7.9126e-11 | -7.9126e-11 | -7.9126e-11 | -7.9126e-11 | -7.9126e-11 | -7.9126e-11 | -7.9126e-11 | -7.9126e-11
|  |  |  | EGR periods flag | 0 | flag | 3 | 0 | 0 | 0 | 0 | 0 | 0 | 1 | 1 | 1 | 0 | 0 | 0 | 0 | 0 | 0 | 0 | 0 | 0 | 0 | 0 | 0 | 0 | 0 | 0 | 0 | 0 | 0 | 0 | 0 | 0 | 0 | 0 | 0 | 0 | 0 | 0 | 0 | 0 | 0 | 0 | 0 | 0 | 0 | 0 | 0 | 0 | 0 | 0 | 0 | 0 | 0 | 0 | 0 | 0 | 0 | 0 | 0 | 0 | 0 | 0 | 0 | 0 | 0 | 0 | 0 | 0 | 0 | 0 | 0 | 0 | 0 | 0 | 0 | 0 | 0 | 0 | 0 | 0 | 0 | 0 | 0 | 0 | 0 | 0 | 0 | 0 | 0
|  |  |  | EGR period ppf - actual / actual | 0 | factor | 3.0054 | 0 | 0 | 0 | 0 | 0 | 0.0054348 | 1 | 1 | 1 | 0 | 0 | 0 | 0 | 0 | 0 | 0 | 0 | 0 | 0 | 0 | 0 | 0 | 0 | 0 | 0 | 0 | 0 | 0 | 0 | 0 | 0 | 0 | 0 | 0 | 0 | 0 | 0 | 0 | 0 | 0 | 0 | 0 | 0 | 0 | 0 | 0 | 0 | 0 | 0 | 0 | 0 | 0 | 0 | 0 | 0 | 0 | 0 | 0 | 0 | 0 | 0 | 0 | 0 | 0 | 0 | 0 | 0 | 0 | 0 | 0 | 0 | 0 | 0 | 0 | 0 | 0 | 0 | 0 | 0 | 0 | 0 | 0 | 0 | 0 | 0 | 0 | 0
|  |  |  | PV asset depreciation - EGR period |  | USD 000s | 5988.108 |  | 0 | 0 | 0 | 0 | 0 | 2028.0571 | 1995.8657 | 1964.1853 | 0 | 0 | 0 | 0 | 0 | 0 | 0 | 0 | 0 | 0 | 0 | 0 | 0 | 0 | 0 | 0 | 0 | 0 | 0 | 0 | 0 | 0 | 0 | 0 | 0 | 0 | 0 | 0 | 0 | 0 | 0 | 0 | 0 | 0 | 0 | 0 | 0 | 0 | 0 | 0 | 0 | 0 | 0 | 0 | 0 | 0 | 0 | 0 | 0 | 0 | 0 | 0 | 0 | 0 | 0 | 0 | 0 | 0 | 0 | 0 | 0 | 0 | 0 | 0 | 0 | 0 | 0 | 0 | 0 | 0 | 0 | 0 | 0 | 0 | 0 | 0 | 0 | 0
|  |  |  | Accounting depreciation of PV asset - EGR period | 5988.108 | USD 000s
|  |  |  | PV EPC costs s.a. | 0 | USD 000s | 127767.595 | 0 | 0 | 0 | 0 | 95263.5188 | 32504.0762 | 0 | 0 | 0 | 0 | 0 | 0 | 0 | 0 | 0 | 0 | 0 | 0 | 0 | 0 | 0 | 0 | 0 | 0 | 0 | 0 | 0 | 0 | 0 | 0 | 0 | 0 | 0 | 0 | 0 | 0 | 0 | 0 | 0 | 0 | 0 | 0 | 0 | 0 | 0 | 0 | 0 | 0 | 0 | 0 | 0 | 0 | 0 | 0 | 0 | 0 | 0 | 0 | 0 | 0 | 0 | 0 | 0 | 0 | 0 | 0 | 0 | 0 | 0 | 0 | 0 | 0 | 0 | 0 | 0 | 0 | 0 | 0 | 0 | 0 | 0 | 0 | 0 | 0 | 0 | 0 | 0
|  |  |  | PV assets additions |  | USD 000s | 127767.595 |  | 0 | 0 | 0 | 95263.5188 | 32504.0762 | 0 | 0 | 0 | 0 | 0 | 0 | 0 | 0 | 0 | 0 | 0 | 0 | 0 | 0 | 0 | 0 | 0 | 0 | 0 | 0 | 0 | 0 | 0 | 0 | 0 | 0 | 0 | 0 | 0 | 0 | 0 | 0 | 0 | 0 | 0 | 0 | 0 | 0 | 0 | 0 | 0 | 0 | 0 | 0 | 0 | 0 | 0 | 0 | 0 | 0 | 0 | 0 | 0 | 0 | 0 | 0 | 0 | 0 | 0 | 0 | 0 | 0 | 0 | 0 | 0 | 0 | 0 | 0 | 0 | 0 | 0 | 0 | 0 | 0 | 0 | 0 | 0 | 0 | 0 | 0 | 0
|  |  |  | PV asset depreciable balance | 127767.595 | USD 000s
|  |  |  | PV asset depreciable balance | 127767.595 | USD 000s
|  |  |  | Accounting depreciation of PV asset - EGR period | 5988.108 | USD 000s
|  |  |  | PV asset depreciable balance less EGR period depreciation | 121779.487 | USD 000s
|  |  |  | PV asset depreciable balance less EGR period depreciation | 121779.487 | USD 000s
|  |  |  | PV asset depreciation rate - post COD | 1.667% | %
|  |  |  | PV asset balance BEG | 0 | USD 000s | 0 | 0 | 0 | 0 | 0 | 0 | 95263.5188 | 127767.595 | 125739.5379 | 123743.6723 | 121779.487 | 119749.8289 | 117720.1707 | 115690.5126 | 113660.8545 | 111631.1964 | 109601.5383 | 107571.8802 | 105542.2221 | 103512.5639 | 101482.9058 | 99453.2477 | 97423.5896 | 95393.9315 | 93364.2734 | 91334.6152 | 89304.9571 | 87275.299 | 85245.6409 | 83215.9828 | 81186.3247 | 79156.6665 | 77127.0084 | 75097.3503 | 73067.6922 | 71038.0341 | 69008.376 | 66978.7178 | 64949.0597 | 62919.4016 | 60889.7435 | 58860.0854 | 56830.4273 | 54800.7691 | 52771.111 | 50741.4529 | 48711.7948 | 46682.1367 | 44652.4786 | 42622.8204 | 40593.1623 | 38563.5042 | 36533.8461 | 34504.188 | 32474.5299 | 30444.8717 | 28415.2136 | 26385.5555 | 24355.8974 | 22326.2393 | 20296.5812 | 18266.923 | 16237.2649 | 14207.6068 | 12177.9487 | 10148.2906 | 8118.6325 | 6088.9743 | 4059.3162 | 2029.6581 | -7.9126e-11 | -7.9126e-11 | -7.9126e-11 | -7.9126e-11 | -7.9126e-11 | -7.9126e-11 | -7.9126e-11 | -7.9126e-11 | -7.9126e-11 | -7.9126e-11 | -7.9126e-11 | -7.9126e-11 | -7.9126e-11 | -7.9126e-11 | -7.9126e-11 | -7.9126e-11 | -7.9126e-11 | -7.9126e-11
|  |  |  | EGR periods flag | 0 | flag | 3 | 0 | 0 | 0 | 0 | 0 | 0 | 1 | 1 | 1 | 0 | 0 | 0 | 0 | 0 | 0 | 0 | 0 | 0 | 0 | 0 | 0 | 0 | 0 | 0 | 0 | 0 | 0 | 0 | 0 | 0 | 0 | 0 | 0 | 0 | 0 | 0 | 0 | 0 | 0 | 0 | 0 | 0 | 0 | 0 | 0 | 0 | 0 | 0 | 0 | 0 | 0 | 0 | 0 | 0 | 0 | 0 | 0 | 0 | 0 | 0 | 0 | 0 | 0 | 0 | 0 | 0 | 0 | 0 | 0 | 0 | 0 | 0 | 0 | 0 | 0 | 0 | 0 | 0 | 0 | 0 | 0 | 0 | 0 | 0 | 0 | 0 | 0
|  |  |  | Operations period ppf - actual / actual | 0 | factor | 60 | 0 | 0 | 0 | 0 | 0 | 0 | 0 | 0 | 0 | 1 | 1 | 1 | 1 | 1 | 1 | 1 | 1 | 1 | 1 | 1 | 1 | 1 | 1 | 1 | 1 | 1 | 1 | 1 | 1 | 1 | 1 | 1 | 1 | 1 | 1 | 1 | 1 | 1 | 1 | 1 | 1 | 1 | 1 | 1 | 1 | 1 | 1 | 1 | 1 | 1 | 1 | 1 | 1 | 1 | 1 | 1 | 1 | 1 | 1 | 1 | 1 | 1 | 1 | 1 | 1 | 1 | 1 | 1 | 1 | 0 | 0 | 0 | 0 | 0 | 0 | 0 | 0 | 0 | 0 | 0 | 0 | 0 | 0 | 0 | 0 | 0 | 0
|  |  |  | End of operations period flag | 0 | flag | 1 | 0 | 0 | 0 | 0 | 0 | 0 | 0 | 0 | 0 | 0 | 0 | 0 | 0 | 0 | 0 | 0 | 0 | 0 | 0 | 0 | 0 | 0 | 0 | 0 | 0 | 0 | 0 | 0 | 0 | 0 | 0 | 0 | 0 | 0 | 0 | 0 | 0 | 0 | 0 | 0 | 0 | 0 | 0 | 0 | 0 | 0 | 0 | 0 | 0 | 0 | 0 | 0 | 0 | 0 | 0 | 0 | 0 | 0 | 0 | 0 | 0 | 0 | 0 | 0 | 0 | 0 | 0 | 0 | 1 | 0 | 0 | 0 | 0 | 0 | 0 | 0 | 0 | 0 | 0 | 0 | 0 | 0 | 0 | 0 | 0 | 0 | 0
|  |  |  | PV asset depreciation - EGR period | 0 | USD 000s | 5988.108 | 0 | 0 | 0 | 0 | 0 | 0 | 2028.0571 | 1995.8657 | 1964.1853 | 0 | 0 | 0 | 0 | 0 | 0 | 0 | 0 | 0 | 0 | 0 | 0 | 0 | 0 | 0 | 0 | 0 | 0 | 0 | 0 | 0 | 0 | 0 | 0 | 0 | 0 | 0 | 0 | 0 | 0 | 0 | 0 | 0 | 0 | 0 | 0 | 0 | 0 | 0 | 0 | 0 | 0 | 0 | 0 | 0 | 0 | 0 | 0 | 0 | 0 | 0 | 0 | 0 | 0 | 0 | 0 | 0 | 0 | 0 | 0 | 0 | 0 | 0 | 0 | 0 | 0 | 0 | 0 | 0 | 0 | 0 | 0 | 0 | 0 | 0 | 0 | 0 | 0
|  |  |  | PV asset depreciation POS |  | USD 000s | 127767.595 |  | 0 | 0 | 0 | 0 | 0 | 2028.0571 | 1995.8657 | 1964.1853 | 2029.6581 | 2029.6581 | 2029.6581 | 2029.6581 | 2029.6581 | 2029.6581 | 2029.6581 | 2029.6581 | 2029.6581 | 2029.6581 | 2029.6581 | 2029.6581 | 2029.6581 | 2029.6581 | 2029.6581 | 2029.6581 | 2029.6581 | 2029.6581 | 2029.6581 | 2029.6581 | 2029.6581 | 2029.6581 | 2029.6581 | 2029.6581 | 2029.6581 | 2029.6581 | 2029.6581 | 2029.6581 | 2029.6581 | 2029.6581 | 2029.6581 | 2029.6581 | 2029.6581 | 2029.6581 | 2029.6581 | 2029.6581 | 2029.6581 | 2029.6581 | 2029.6581 | 2029.6581 | 2029.6581 | 2029.6581 | 2029.6581 | 2029.6581 | 2029.6581 | 2029.6581 | 2029.6581 | 2029.6581 | 2029.6581 | 2029.6581 | 2029.6581 | 2029.6581 | 2029.6581 | 2029.6581 | 2029.6581 | 2029.6581 | 2029.6581 | 2029.6581 | 2029.6581 | 2029.6581 | 0 | 0 | 0 | 0 | 0 | 0 | 0 | 0 | 0 | 0 | 0 | 0 | 0 | 0 | 0 | 0 | 0 | 0
|  |  |  | PV asset balance BEG |  | USD 000s |  |  | 0 | 0 | 0 | 0 | 95263.5188 | 127767.595 | 125739.5379 | 123743.6723 | 121779.487 | 119749.8289 | 117720.1707 | 115690.5126 | 113660.8545 | 111631.1964 | 109601.5383 | 107571.8802 | 105542.2221 | 103512.5639 | 101482.9058 | 99453.2477 | 97423.5896 | 95393.9315 | 93364.2734 | 91334.6152 | 89304.9571 | 87275.299 | 85245.6409 | 83215.9828 | 81186.3247 | 79156.6665 | 77127.0084 | 75097.3503 | 73067.6922 | 71038.0341 | 69008.376 | 66978.7178 | 64949.0597 | 62919.4016 | 60889.7435 | 58860.0854 | 56830.4273 | 54800.7691 | 52771.111 | 50741.4529 | 48711.7948 | 46682.1367 | 44652.4786 | 42622.8204 | 40593.1623 | 38563.5042 | 36533.8461 | 34504.188 | 32474.5299 | 30444.8717 | 28415.2136 | 26385.5555 | 24355.8974 | 22326.2393 | 20296.5812 | 18266.923 | 16237.2649 | 14207.6068 | 12177.9487 | 10148.2906 | 8118.6325 | 6088.9743 | 4059.3162 | 2029.6581 | -7.9126e-11 | -7.9126e-11 | -7.9126e-11 | -7.9126e-11 | -7.9126e-11 | -7.9126e-11 | -7.9126e-11 | -7.9126e-11 | -7.9126e-11 | -7.9126e-11 | -7.9126e-11 | -7.9126e-11 | -7.9126e-11 | -7.9126e-11 | -7.9126e-11 | -7.9126e-11 | -7.9126e-11 | -7.9126e-11
|  |  | Plus | PV assets additions | 0 | USD 000s | 127767.595 | 0 | 0 | 0 | 0 | 95263.5188 | 32504.0762 | 0 | 0 | 0 | 0 | 0 | 0 | 0 | 0 | 0 | 0 | 0 | 0 | 0 | 0 | 0 | 0 | 0 | 0 | 0 | 0 | 0 | 0 | 0 | 0 | 0 | 0 | 0 | 0 | 0 | 0 | 0 | 0 | 0 | 0 | 0 | 0 | 0 | 0 | 0 | 0 | 0 | 0 | 0 | 0 | 0 | 0 | 0 | 0 | 0 | 0 | 0 | 0 | 0 | 0 | 0 | 0 | 0 | 0 | 0 | 0 | 0 | 0 | 0 | 0 | 0 | 0 | 0 | 0 | 0 | 0 | 0 | 0 | 0 | 0 | 0 | 0 | 0 | 0 | 0 | 0 | 0
|  |  | Less | PV asset depreciation POS | 0 | USD 000s | 127767.595 | 0 | 0 | 0 | 0 | 0 | 0 | 2028.0571 | 1995.8657 | 1964.1853 | 2029.6581 | 2029.6581 | 2029.6581 | 2029.6581 | 2029.6581 | 2029.6581 | 2029.6581 | 2029.6581 | 2029.6581 | 2029.6581 | 2029.6581 | 2029.6581 | 2029.6581 | 2029.6581 | 2029.6581 | 2029.6581 | 2029.6581 | 2029.6581 | 2029.6581 | 2029.6581 | 2029.6581 | 2029.6581 | 2029.6581 | 2029.6581 | 2029.6581 | 2029.6581 | 2029.6581 | 2029.6581 | 2029.6581 | 2029.6581 | 2029.6581 | 2029.6581 | 2029.6581 | 2029.6581 | 2029.6581 | 2029.6581 | 2029.6581 | 2029.6581 | 2029.6581 | 2029.6581 | 2029.6581 | 2029.6581 | 2029.6581 | 2029.6581 | 2029.6581 | 2029.6581 | 2029.6581 | 2029.6581 | 2029.6581 | 2029.6581 | 2029.6581 | 2029.6581 | 2029.6581 | 2029.6581 | 2029.6581 | 2029.6581 | 2029.6581 | 2029.6581 | 2029.6581 | 2029.6581 | 0 | 0 | 0 | 0 | 0 | 0 | 0 | 0 | 0 | 0 | 0 | 0 | 0 | 0 | 0 | 0 | 0 | 0
|  |  |  | PV asset balance |  | USD 000s |  |  | 0 | 0 | 0 | 95263.5188 | 127767.595 | 125739.5379 | 123743.6723 | 121779.487 | 119749.8289 | 117720.1707 | 115690.5126 | 113660.8545 | 111631.1964 | 109601.5383 | 107571.8802 | 105542.2221 | 103512.5639 | 101482.9058 | 99453.2477 | 97423.5896 | 95393.9315 | 93364.2734 | 91334.6152 | 89304.9571 | 87275.299 | 85245.6409 | 83215.9828 | 81186.3247 | 79156.6665 | 77127.0084 | 75097.3503 | 73067.6922 | 71038.0341 | 69008.376 | 66978.7178 | 64949.0597 | 62919.4016 | 60889.7435 | 58860.0854 | 56830.4273 | 54800.7691 | 52771.111 | 50741.4529 | 48711.7948 | 46682.1367 | 44652.4786 | 42622.8204 | 40593.1623 | 38563.5042 | 36533.8461 | 34504.188 | 32474.5299 | 30444.8717 | 28415.2136 | 26385.5555 | 24355.8974 | 22326.2393 | 20296.5812 | 18266.923 | 16237.2649 | 14207.6068 | 12177.9487 | 10148.2906 | 8118.6325 | 6088.9743 | 4059.3162 | 2029.6581 | -7.9126e-11 | -7.9126e-11 | -7.9126e-11 | -7.9126e-11 | -7.9126e-11 | -7.9126e-11 | -7.9126e-11 | -7.9126e-11 | -7.9126e-11 | -7.9126e-11 | -7.9126e-11 | -7.9126e-11 | -7.9126e-11 | -7.9126e-11 | -7.9126e-11 | -7.9126e-11 | -7.9126e-11 | -7.9126e-11 | -7.9126e-11
Spare 2 asset
|  |  |  | Length of PPA | 30 | years
|  |  |  | Additional operation years post PPA | 0 | years
|  |  |  | Useful life of non current asset under operating lease | 30 | years
|  |  |  | Number of semi annual periods in year | 2 | periods
|  |  |  | Depreciation periods post COD | 60 | periods
|  |  |  | Total number of iep months | 18 | months
|  |  |  | Months in semi annual period | 6 | months
|  |  |  | Depreciation periods during construction | 3 | period
|  |  |  | Depreciation periods post COD | 60 | periods
|  |  |  | Depreciation periods during construction | 3 | period
|  |  |  | Spare 2 asset depreciation rate - including EGR period | 1.587% | %
|  |  |  | Depreciation periods post COD | 60 | periods
|  |  |  | Spare 2 asset depreciation rate - post COD | 1.667% | %
|  |  |  | Accounting depreciation to start from EGR period commencement | 1 | 1 = yes, 0 = no
|  |  |  | Spare 2 asset depreciation rate - including EGR period | 1.587% | %
|  |  |  | Spare 2 asset balance BEG | 0 | USD 000s | 0 | 0 | 0 | 0 | 0 | 0 | 0 | 0 | 0 | 0 | 0 | 0 | 0 | 0 | 0 | 0 | 0 | 0 | 0 | 0 | 0 | 0 | 0 | 0 | 0 | 0 | 0 | 0 | 0 | 0 | 0 | 0 | 0 | 0 | 0 | 0 | 0 | 0 | 0 | 0 | 0 | 0 | 0 | 0 | 0 | 0 | 0 | 0 | 0 | 0 | 0 | 0 | 0 | 0 | 0 | 0 | 0 | 0 | 0 | 0 | 0 | 0 | 0 | 0 | 0 | 0 | 0 | 0 | 0 | 0 | 0 | 0 | 0 | 0 | 0 | 0 | 0 | 0 | 0 | 0 | 0 | 0 | 0 | 0 | 0 | 0 | 0 | 0
|  |  |  | EGR periods flag | 0 | flag | 3 | 0 | 0 | 0 | 0 | 0 | 0 | 1 | 1 | 1 | 0 | 0 | 0 | 0 | 0 | 0 | 0 | 0 | 0 | 0 | 0 | 0 | 0 | 0 | 0 | 0 | 0 | 0 | 0 | 0 | 0 | 0 | 0 | 0 | 0 | 0 | 0 | 0 | 0 | 0 | 0 | 0 | 0 | 0 | 0 | 0 | 0 | 0 | 0 | 0 | 0 | 0 | 0 | 0 | 0 | 0 | 0 | 0 | 0 | 0 | 0 | 0 | 0 | 0 | 0 | 0 | 0 | 0 | 0 | 0 | 0 | 0 | 0 | 0 | 0 | 0 | 0 | 0 | 0 | 0 | 0 | 0 | 0 | 0 | 0 | 0 | 0 | 0
|  |  |  | EGR period ppf - actual / actual | 0 | factor | 3.0054 | 0 | 0 | 0 | 0 | 0 | 0.0054348 | 1 | 1 | 1 | 0 | 0 | 0 | 0 | 0 | 0 | 0 | 0 | 0 | 0 | 0 | 0 | 0 | 0 | 0 | 0 | 0 | 0 | 0 | 0 | 0 | 0 | 0 | 0 | 0 | 0 | 0 | 0 | 0 | 0 | 0 | 0 | 0 | 0 | 0 | 0 | 0 | 0 | 0 | 0 | 0 | 0 | 0 | 0 | 0 | 0 | 0 | 0 | 0 | 0 | 0 | 0 | 0 | 0 | 0 | 0 | 0 | 0 | 0 | 0 | 0 | 0 | 0 | 0 | 0 | 0 | 0 | 0 | 0 | 0 | 0 | 0 | 0 | 0 | 0 | 0 | 0 | 0
|  |  |  | Spare 2 asset depreciation - EGR period |  | USD 000s | 0 |  | 0 | 0 | 0 | 0 | 0 | 0 | 0 | 0 | 0 | 0 | 0 | 0 | 0 | 0 | 0 | 0 | 0 | 0 | 0 | 0 | 0 | 0 | 0 | 0 | 0 | 0 | 0 | 0 | 0 | 0 | 0 | 0 | 0 | 0 | 0 | 0 | 0 | 0 | 0 | 0 | 0 | 0 | 0 | 0 | 0 | 0 | 0 | 0 | 0 | 0 | 0 | 0 | 0 | 0 | 0 | 0 | 0 | 0 | 0 | 0 | 0 | 0 | 0 | 0 | 0 | 0 | 0 | 0 | 0 | 0 | 0 | 0 | 0 | 0 | 0 | 0 | 0 | 0 | 0 | 0 | 0 | 0 | 0 | 0 | 0 | 0
|  |  |  | Accounting depreciation of Spare 2 asset - EGR period | 0 | USD 000s
|  |  |  | [spare 2] s.a. | 0 | USD 000s | 0 | 0 | 0 | 0 | 0 | 0 | 0 | 0 | 0 | 0 | 0 | 0 | 0 | 0 | 0 | 0 | 0 | 0 | 0 | 0 | 0 | 0 | 0 | 0 | 0 | 0 | 0 | 0 | 0 | 0 | 0 | 0 | 0 | 0 | 0 | 0 | 0 | 0 | 0 | 0 | 0 | 0 | 0 | 0 | 0 | 0 | 0 | 0 | 0 | 0 | 0 | 0 | 0 | 0 | 0 | 0 | 0 | 0 | 0 | 0 | 0 | 0 | 0 | 0 | 0 | 0 | 0 | 0 | 0 | 0 | 0 | 0 | 0 | 0 | 0 | 0 | 0 | 0 | 0 | 0 | 0 | 0 | 0 | 0 | 0 | 0 | 0 | 0
|  |  |  | Spare 2 asset additions |  | USD 000s | 0 |  | 0 | 0 | 0 | 0 | 0 | 0 | 0 | 0 | 0 | 0 | 0 | 0 | 0 | 0 | 0 | 0 | 0 | 0 | 0 | 0 | 0 | 0 | 0 | 0 | 0 | 0 | 0 | 0 | 0 | 0 | 0 | 0 | 0 | 0 | 0 | 0 | 0 | 0 | 0 | 0 | 0 | 0 | 0 | 0 | 0 | 0 | 0 | 0 | 0 | 0 | 0 | 0 | 0 | 0 | 0 | 0 | 0 | 0 | 0 | 0 | 0 | 0 | 0 | 0 | 0 | 0 | 0 | 0 | 0 | 0 | 0 | 0 | 0 | 0 | 0 | 0 | 0 | 0 | 0 | 0 | 0 | 0 | 0 | 0 | 0 | 0
|  |  |  | Spare 2 asset depreciable balance | 0 | USD 000s
|  |  |  | Spare 2 asset depreciable balance | 0 | USD 000s
|  |  |  | Accounting depreciation of Spare 2 asset - EGR period | 0 | USD 000s
|  |  |  | Spare 2 asset depreciable balance less EGR period depreciation | 0 | USD 000s
|  |  |  | Spare 2 asset depreciable balance less EGR period depreciation | 0 | USD 000s
|  |  |  | Spare 2 asset depreciation rate - post COD | 1.667% | %
|  |  |  | Spare 2 asset balance BEG | 0 | USD 000s | 0 | 0 | 0 | 0 | 0 | 0 | 0 | 0 | 0 | 0 | 0 | 0 | 0 | 0 | 0 | 0 | 0 | 0 | 0 | 0 | 0 | 0 | 0 | 0 | 0 | 0 | 0 | 0 | 0 | 0 | 0 | 0 | 0 | 0 | 0 | 0 | 0 | 0 | 0 | 0 | 0 | 0 | 0 | 0 | 0 | 0 | 0 | 0 | 0 | 0 | 0 | 0 | 0 | 0 | 0 | 0 | 0 | 0 | 0 | 0 | 0 | 0 | 0 | 0 | 0 | 0 | 0 | 0 | 0 | 0 | 0 | 0 | 0 | 0 | 0 | 0 | 0 | 0 | 0 | 0 | 0 | 0 | 0 | 0 | 0 | 0 | 0 | 0
|  |  |  | EGR periods flag | 0 | flag | 3 | 0 | 0 | 0 | 0 | 0 | 0 | 1 | 1 | 1 | 0 | 0 | 0 | 0 | 0 | 0 | 0 | 0 | 0 | 0 | 0 | 0 | 0 | 0 | 0 | 0 | 0 | 0 | 0 | 0 | 0 | 0 | 0 | 0 | 0 | 0 | 0 | 0 | 0 | 0 | 0 | 0 | 0 | 0 | 0 | 0 | 0 | 0 | 0 | 0 | 0 | 0 | 0 | 0 | 0 | 0 | 0 | 0 | 0 | 0 | 0 | 0 | 0 | 0 | 0 | 0 | 0 | 0 | 0 | 0 | 0 | 0 | 0 | 0 | 0 | 0 | 0 | 0 | 0 | 0 | 0 | 0 | 0 | 0 | 0 | 0 | 0 | 0
|  |  |  | Operations period ppf - actual / actual | 0 | factor | 60 | 0 | 0 | 0 | 0 | 0 | 0 | 0 | 0 | 0 | 1 | 1 | 1 | 1 | 1 | 1 | 1 | 1 | 1 | 1 | 1 | 1 | 1 | 1 | 1 | 1 | 1 | 1 | 1 | 1 | 1 | 1 | 1 | 1 | 1 | 1 | 1 | 1 | 1 | 1 | 1 | 1 | 1 | 1 | 1 | 1 | 1 | 1 | 1 | 1 | 1 | 1 | 1 | 1 | 1 | 1 | 1 | 1 | 1 | 1 | 1 | 1 | 1 | 1 | 1 | 1 | 1 | 1 | 1 | 1 | 0 | 0 | 0 | 0 | 0 | 0 | 0 | 0 | 0 | 0 | 0 | 0 | 0 | 0 | 0 | 0 | 0 | 0
|  |  |  | End of operations period flag | 0 | flag | 1 | 0 | 0 | 0 | 0 | 0 | 0 | 0 | 0 | 0 | 0 | 0 | 0 | 0 | 0 | 0 | 0 | 0 | 0 | 0 | 0 | 0 | 0 | 0 | 0 | 0 | 0 | 0 | 0 | 0 | 0 | 0 | 0 | 0 | 0 | 0 | 0 | 0 | 0 | 0 | 0 | 0 | 0 | 0 | 0 | 0 | 0 | 0 | 0 | 0 | 0 | 0 | 0 | 0 | 0 | 0 | 0 | 0 | 0 | 0 | 0 | 0 | 0 | 0 | 0 | 0 | 0 | 0 | 0 | 1 | 0 | 0 | 0 | 0 | 0 | 0 | 0 | 0 | 0 | 0 | 0 | 0 | 0 | 0 | 0 | 0 | 0 | 0
|  |  |  | Spare 2 asset depreciation - EGR period | 0 | USD 000s | 0 | 0 | 0 | 0 | 0 | 0 | 0 | 0 | 0 | 0 | 0 | 0 | 0 | 0 | 0 | 0 | 0 | 0 | 0 | 0 | 0 | 0 | 0 | 0 | 0 | 0 | 0 | 0 | 0 | 0 | 0 | 0 | 0 | 0 | 0 | 0 | 0 | 0 | 0 | 0 | 0 | 0 | 0 | 0 | 0 | 0 | 0 | 0 | 0 | 0 | 0 | 0 | 0 | 0 | 0 | 0 | 0 | 0 | 0 | 0 | 0 | 0 | 0 | 0 | 0 | 0 | 0 | 0 | 0 | 0 | 0 | 0 | 0 | 0 | 0 | 0 | 0 | 0 | 0 | 0 | 0 | 0 | 0 | 0 | 0 | 0 | 0 | 0
|  |  |  | Spare 2 asset depreciation POS |  | USD 000s | 0 |  | 0 | 0 | 0 | 0 | 0 | 0 | 0 | 0 | 0 | 0 | 0 | 0 | 0 | 0 | 0 | 0 | 0 | 0 | 0 | 0 | 0 | 0 | 0 | 0 | 0 | 0 | 0 | 0 | 0 | 0 | 0 | 0 | 0 | 0 | 0 | 0 | 0 | 0 | 0 | 0 | 0 | 0 | 0 | 0 | 0 | 0 | 0 | 0 | 0 | 0 | 0 | 0 | 0 | 0 | 0 | 0 | 0 | 0 | 0 | 0 | 0 | 0 | 0 | 0 | 0 | 0 | 0 | 0 | 0 | 0 | 0 | 0 | 0 | 0 | 0 | 0 | 0 | 0 | 0 | 0 | 0 | 0 | 0 | 0 | 0 | 0
|  |  |  | Spare 2 asset balance BEG |  | USD 000s |  |  | 0 | 0 | 0 | 0 | 0 | 0 | 0 | 0 | 0 | 0 | 0 | 0 | 0 | 0 | 0 | 0 | 0 | 0 | 0 | 0 | 0 | 0 | 0 | 0 | 0 | 0 | 0 | 0 | 0 | 0 | 0 | 0 | 0 | 0 | 0 | 0 | 0 | 0 | 0 | 0 | 0 | 0 | 0 | 0 | 0 | 0 | 0 | 0 | 0 | 0 | 0 | 0 | 0 | 0 | 0 | 0 | 0 | 0 | 0 | 0 | 0 | 0 | 0 | 0 | 0 | 0 | 0 | 0 | 0 | 0 | 0 | 0 | 0 | 0 | 0 | 0 | 0 | 0 | 0 | 0 | 0 | 0 | 0 | 0 | 0 | 0
|  |  | Plus | Spare 2 asset additions | 0 | USD 000s | 0 | 0 | 0 | 0 | 0 | 0 | 0 | 0 | 0 | 0 | 0 | 0 | 0 | 0 | 0 | 0 | 0 | 0 | 0 | 0 | 0 | 0 | 0 | 0 | 0 | 0 | 0 | 0 | 0 | 0 | 0 | 0 | 0 | 0 | 0 | 0 | 0 | 0 | 0 | 0 | 0 | 0 | 0 | 0 | 0 | 0 | 0 | 0 | 0 | 0 | 0 | 0 | 0 | 0 | 0 | 0 | 0 | 0 | 0 | 0 | 0 | 0 | 0 | 0 | 0 | 0 | 0 | 0 | 0 | 0 | 0 | 0 | 0 | 0 | 0 | 0 | 0 | 0 | 0 | 0 | 0 | 0 | 0 | 0 | 0 | 0 | 0 | 0
|  |  | Less | Spare 2 asset depreciation POS | 0 | USD 000s | 0 | 0 | 0 | 0 | 0 | 0 | 0 | 0 | 0 | 0 | 0 | 0 | 0 | 0 | 0 | 0 | 0 | 0 | 0 | 0 | 0 | 0 | 0 | 0 | 0 | 0 | 0 | 0 | 0 | 0 | 0 | 0 | 0 | 0 | 0 | 0 | 0 | 0 | 0 | 0 | 0 | 0 | 0 | 0 | 0 | 0 | 0 | 0 | 0 | 0 | 0 | 0 | 0 | 0 | 0 | 0 | 0 | 0 | 0 | 0 | 0 | 0 | 0 | 0 | 0 | 0 | 0 | 0 | 0 | 0 | 0 | 0 | 0 | 0 | 0 | 0 | 0 | 0 | 0 | 0 | 0 | 0 | 0 | 0 | 0 | 0 | 0 | 0
|  |  |  | Spare 2 asset balance |  | USD 000s |  |  | 0 | 0 | 0 | 0 | 0 | 0 | 0 | 0 | 0 | 0 | 0 | 0 | 0 | 0 | 0 | 0 | 0 | 0 | 0 | 0 | 0 | 0 | 0 | 0 | 0 | 0 | 0 | 0 | 0 | 0 | 0 | 0 | 0 | 0 | 0 | 0 | 0 | 0 | 0 | 0 | 0 | 0 | 0 | 0 | 0 | 0 | 0 | 0 | 0 | 0 | 0 | 0 | 0 | 0 | 0 | 0 | 0 | 0 | 0 | 0 | 0 | 0 | 0 | 0 | 0 | 0 | 0 | 0 | 0 | 0 | 0 | 0 | 0 | 0 | 0 | 0 | 0 | 0 | 0 | 0 | 0 | 0 | 0 | 0 | 0 | 0
Spare 3 asset
|  |  |  | Length of PPA | 30 | years
|  |  |  | Additional operation years post PPA | 0 | years
|  |  |  | Useful life of non current asset under operating lease | 30 | years
|  |  |  | Number of semi annual periods in year | 2 | periods
|  |  |  | Depreciation periods post COD | 60 | periods
|  |  |  | Total number of iep months | 18 | months
|  |  |  | Months in semi annual period | 6 | months
|  |  |  | Depreciation periods during construction | 3 | period
|  |  |  | Depreciation periods post COD | 60 | periods
|  |  |  | Depreciation periods during construction | 3 | period
|  |  |  | Spare 3 asset depreciation rate - including EGR period | 1.587% | %
|  |  |  | Depreciation periods post COD | 60 | periods
|  |  |  | Spare 3 asset depreciation rate - post COD | 1.667% | %
|  |  |  | Accounting depreciation to start from EGR period commencement | 1 | 1 = yes, 0 = no
|  |  |  | Spare 3 asset depreciation rate - including EGR period | 1.587% | %
|  |  |  | Spare 3 asset balance BEG | 0 | USD 000s | 0 | 0 | 0 | 0 | 0 | 0 | 0 | 0 | 0 | 0 | 0 | 0 | 0 | 0 | 0 | 0 | 0 | 0 | 0 | 0 | 0 | 0 | 0 | 0 | 0 | 0 | 0 | 0 | 0 | 0 | 0 | 0 | 0 | 0 | 0 | 0 | 0 | 0 | 0 | 0 | 0 | 0 | 0 | 0 | 0 | 0 | 0 | 0 | 0 | 0 | 0 | 0 | 0 | 0 | 0 | 0 | 0 | 0 | 0 | 0 | 0 | 0 | 0 | 0 | 0 | 0 | 0 | 0 | 0 | 0 | 0 | 0 | 0 | 0 | 0 | 0 | 0 | 0 | 0 | 0 | 0 | 0 | 0 | 0 | 0 | 0 | 0 | 0
|  |  |  | EGR periods flag | 0 | flag | 3 | 0 | 0 | 0 | 0 | 0 | 0 | 1 | 1 | 1 | 0 | 0 | 0 | 0 | 0 | 0 | 0 | 0 | 0 | 0 | 0 | 0 | 0 | 0 | 0 | 0 | 0 | 0 | 0 | 0 | 0 | 0 | 0 | 0 | 0 | 0 | 0 | 0 | 0 | 0 | 0 | 0 | 0 | 0 | 0 | 0 | 0 | 0 | 0 | 0 | 0 | 0 | 0 | 0 | 0 | 0 | 0 | 0 | 0 | 0 | 0 | 0 | 0 | 0 | 0 | 0 | 0 | 0 | 0 | 0 | 0 | 0 | 0 | 0 | 0 | 0 | 0 | 0 | 0 | 0 | 0 | 0 | 0 | 0 | 0 | 0 | 0 | 0
|  |  |  | EGR period ppf - actual / actual | 0 | factor | 3.0054 | 0 | 0 | 0 | 0 | 0 | 0.0054348 | 1 | 1 | 1 | 0 | 0 | 0 | 0 | 0 | 0 | 0 | 0 | 0 | 0 | 0 | 0 | 0 | 0 | 0 | 0 | 0 | 0 | 0 | 0 | 0 | 0 | 0 | 0 | 0 | 0 | 0 | 0 | 0 | 0 | 0 | 0 | 0 | 0 | 0 | 0 | 0 | 0 | 0 | 0 | 0 | 0 | 0 | 0 | 0 | 0 | 0 | 0 | 0 | 0 | 0 | 0 | 0 | 0 | 0 | 0 | 0 | 0 | 0 | 0 | 0 | 0 | 0 | 0 | 0 | 0 | 0 | 0 | 0 | 0 | 0 | 0 | 0 | 0 | 0 | 0 | 0 | 0
|  |  |  | Spare 3 asset depreciation - EGR period |  | USD 000s | 0 |  | 0 | 0 | 0 | 0 | 0 | 0 | 0 | 0 | 0 | 0 | 0 | 0 | 0 | 0 | 0 | 0 | 0 | 0 | 0 | 0 | 0 | 0 | 0 | 0 | 0 | 0 | 0 | 0 | 0 | 0 | 0 | 0 | 0 | 0 | 0 | 0 | 0 | 0 | 0 | 0 | 0 | 0 | 0 | 0 | 0 | 0 | 0 | 0 | 0 | 0 | 0 | 0 | 0 | 0 | 0 | 0 | 0 | 0 | 0 | 0 | 0 | 0 | 0 | 0 | 0 | 0 | 0 | 0 | 0 | 0 | 0 | 0 | 0 | 0 | 0 | 0 | 0 | 0 | 0 | 0 | 0 | 0 | 0 | 0 | 0 | 0
|  |  |  | Accounting depreciation of Spare 3 asset - EGR period | 0 | USD 000s
|  |  |  | [spare 3] s.a. | 0 | USD 000s | 0 | 0 | 0 | 0 | 0 | 0 | 0 | 0 | 0 | 0 | 0 | 0 | 0 | 0 | 0 | 0 | 0 | 0 | 0 | 0 | 0 | 0 | 0 | 0 | 0 | 0 | 0 | 0 | 0 | 0 | 0 | 0 | 0 | 0 | 0 | 0 | 0 | 0 | 0 | 0 | 0 | 0 | 0 | 0 | 0 | 0 | 0 | 0 | 0 | 0 | 0 | 0 | 0 | 0 | 0 | 0 | 0 | 0 | 0 | 0 | 0 | 0 | 0 | 0 | 0 | 0 | 0 | 0 | 0 | 0 | 0 | 0 | 0 | 0 | 0 | 0 | 0 | 0 | 0 | 0 | 0 | 0 | 0 | 0 | 0 | 0 | 0 | 0
|  |  |  | Spare 3 asset additions |  | USD 000s | 0 |  | 0 | 0 | 0 | 0 | 0 | 0 | 0 | 0 | 0 | 0 | 0 | 0 | 0 | 0 | 0 | 0 | 0 | 0 | 0 | 0 | 0 | 0 | 0 | 0 | 0 | 0 | 0 | 0 | 0 | 0 | 0 | 0 | 0 | 0 | 0 | 0 | 0 | 0 | 0 | 0 | 0 | 0 | 0 | 0 | 0 | 0 | 0 | 0 | 0 | 0 | 0 | 0 | 0 | 0 | 0 | 0 | 0 | 0 | 0 | 0 | 0 | 0 | 0 | 0 | 0 | 0 | 0 | 0 | 0 | 0 | 0 | 0 | 0 | 0 | 0 | 0 | 0 | 0 | 0 | 0 | 0 | 0 | 0 | 0 | 0 | 0
|  |  |  | Spare 3 asset depreciable balance | 0 | USD 000s
|  |  |  | Spare 3 asset depreciable balance | 0 | USD 000s
|  |  |  | Accounting depreciation of Spare 3 asset - EGR period | 0 | USD 000s
|  |  |  | Spare 3 asset depreciable balance less EGR period depreciation | 0 | USD 000s
|  |  |  | Spare 3 asset depreciable balance less EGR period depreciation | 0 | USD 000s
|  |  |  | Spare 3 asset depreciation rate - post COD | 1.667% | %
|  |  |  | Spare 3 asset balance BEG | 0 | USD 000s | 0 | 0 | 0 | 0 | 0 | 0 | 0 | 0 | 0 | 0 | 0 | 0 | 0 | 0 | 0 | 0 | 0 | 0 | 0 | 0 | 0 | 0 | 0 | 0 | 0 | 0 | 0 | 0 | 0 | 0 | 0 | 0 | 0 | 0 | 0 | 0 | 0 | 0 | 0 | 0 | 0 | 0 | 0 | 0 | 0 | 0 | 0 | 0 | 0 | 0 | 0 | 0 | 0 | 0 | 0 | 0 | 0 | 0 | 0 | 0 | 0 | 0 | 0 | 0 | 0 | 0 | 0 | 0 | 0 | 0 | 0 | 0 | 0 | 0 | 0 | 0 | 0 | 0 | 0 | 0 | 0 | 0 | 0 | 0 | 0 | 0 | 0 | 0
|  |  |  | EGR periods flag | 0 | flag | 3 | 0 | 0 | 0 | 0 | 0 | 0 | 1 | 1 | 1 | 0 | 0 | 0 | 0 | 0 | 0 | 0 | 0 | 0 | 0 | 0 | 0 | 0 | 0 | 0 | 0 | 0 | 0 | 0 | 0 | 0 | 0 | 0 | 0 | 0 | 0 | 0 | 0 | 0 | 0 | 0 | 0 | 0 | 0 | 0 | 0 | 0 | 0 | 0 | 0 | 0 | 0 | 0 | 0 | 0 | 0 | 0 | 0 | 0 | 0 | 0 | 0 | 0 | 0 | 0 | 0 | 0 | 0 | 0 | 0 | 0 | 0 | 0 | 0 | 0 | 0 | 0 | 0 | 0 | 0 | 0 | 0 | 0 | 0 | 0 | 0 | 0 | 0
|  |  |  | Operations period ppf - actual / actual | 0 | factor | 60 | 0 | 0 | 0 | 0 | 0 | 0 | 0 | 0 | 0 | 1 | 1 | 1 | 1 | 1 | 1 | 1 | 1 | 1 | 1 | 1 | 1 | 1 | 1 | 1 | 1 | 1 | 1 | 1 | 1 | 1 | 1 | 1 | 1 | 1 | 1 | 1 | 1 | 1 | 1 | 1 | 1 | 1 | 1 | 1 | 1 | 1 | 1 | 1 | 1 | 1 | 1 | 1 | 1 | 1 | 1 | 1 | 1 | 1 | 1 | 1 | 1 | 1 | 1 | 1 | 1 | 1 | 1 | 1 | 1 | 0 | 0 | 0 | 0 | 0 | 0 | 0 | 0 | 0 | 0 | 0 | 0 | 0 | 0 | 0 | 0 | 0 | 0
|  |  |  | End of operations period flag | 0 | flag | 1 | 0 | 0 | 0 | 0 | 0 | 0 | 0 | 0 | 0 | 0 | 0 | 0 | 0 | 0 | 0 | 0 | 0 | 0 | 0 | 0 | 0 | 0 | 0 | 0 | 0 | 0 | 0 | 0 | 0 | 0 | 0 | 0 | 0 | 0 | 0 | 0 | 0 | 0 | 0 | 0 | 0 | 0 | 0 | 0 | 0 | 0 | 0 | 0 | 0 | 0 | 0 | 0 | 0 | 0 | 0 | 0 | 0 | 0 | 0 | 0 | 0 | 0 | 0 | 0 | 0 | 0 | 0 | 0 | 1 | 0 | 0 | 0 | 0 | 0 | 0 | 0 | 0 | 0 | 0 | 0 | 0 | 0 | 0 | 0 | 0 | 0 | 0
|  |  |  | Spare 3 asset depreciation - EGR period | 0 | USD 000s | 0 | 0 | 0 | 0 | 0 | 0 | 0 | 0 | 0 | 0 | 0 | 0 | 0 | 0 | 0 | 0 | 0 | 0 | 0 | 0 | 0 | 0 | 0 | 0 | 0 | 0 | 0 | 0 | 0 | 0 | 0 | 0 | 0 | 0 | 0 | 0 | 0 | 0 | 0 | 0 | 0 | 0 | 0 | 0 | 0 | 0 | 0 | 0 | 0 | 0 | 0 | 0 | 0 | 0 | 0 | 0 | 0 | 0 | 0 | 0 | 0 | 0 | 0 | 0 | 0 | 0 | 0 | 0 | 0 | 0 | 0 | 0 | 0 | 0 | 0 | 0 | 0 | 0 | 0 | 0 | 0 | 0 | 0 | 0 | 0 | 0 | 0 | 0
|  |  |  | Spare 3 asset depreciation POS |  | USD 000s | 0 |  | 0 | 0 | 0 | 0 | 0 | 0 | 0 | 0 | 0 | 0 | 0 | 0 | 0 | 0 | 0 | 0 | 0 | 0 | 0 | 0 | 0 | 0 | 0 | 0 | 0 | 0 | 0 | 0 | 0 | 0 | 0 | 0 | 0 | 0 | 0 | 0 | 0 | 0 | 0 | 0 | 0 | 0 | 0 | 0 | 0 | 0 | 0 | 0 | 0 | 0 | 0 | 0 | 0 | 0 | 0 | 0 | 0 | 0 | 0 | 0 | 0 | 0 | 0 | 0 | 0 | 0 | 0 | 0 | 0 | 0 | 0 | 0 | 0 | 0 | 0 | 0 | 0 | 0 | 0 | 0 | 0 | 0 | 0 | 0 | 0 | 0
|  |  |  | Spare 3 asset balance BEG |  | USD 000s |  |  | 0 | 0 | 0 | 0 | 0 | 0 | 0 | 0 | 0 | 0 | 0 | 0 | 0 | 0 | 0 | 0 | 0 | 0 | 0 | 0 | 0 | 0 | 0 | 0 | 0 | 0 | 0 | 0 | 0 | 0 | 0 | 0 | 0 | 0 | 0 | 0 | 0 | 0 | 0 | 0 | 0 | 0 | 0 | 0 | 0 | 0 | 0 | 0 | 0 | 0 | 0 | 0 | 0 | 0 | 0 | 0 | 0 | 0 | 0 | 0 | 0 | 0 | 0 | 0 | 0 | 0 | 0 | 0 | 0 | 0 | 0 | 0 | 0 | 0 | 0 | 0 | 0 | 0 | 0 | 0 | 0 | 0 | 0 | 0 | 0 | 0
|  |  | Plus | Spare 3 asset additions | 0 | USD 000s | 0 | 0 | 0 | 0 | 0 | 0 | 0 | 0 | 0 | 0 | 0 | 0 | 0 | 0 | 0 | 0 | 0 | 0 | 0 | 0 | 0 | 0 | 0 | 0 | 0 | 0 | 0 | 0 | 0 | 0 | 0 | 0 | 0 | 0 | 0 | 0 | 0 | 0 | 0 | 0 | 0 | 0 | 0 | 0 | 0 | 0 | 0 | 0 | 0 | 0 | 0 | 0 | 0 | 0 | 0 | 0 | 0 | 0 | 0 | 0 | 0 | 0 | 0 | 0 | 0 | 0 | 0 | 0 | 0 | 0 | 0 | 0 | 0 | 0 | 0 | 0 | 0 | 0 | 0 | 0 | 0 | 0 | 0 | 0 | 0 | 0 | 0 | 0
|  |  | Less | Spare 3 asset depreciation POS | 0 | USD 000s | 0 | 0 | 0 | 0 | 0 | 0 | 0 | 0 | 0 | 0 | 0 | 0 | 0 | 0 | 0 | 0 | 0 | 0 | 0 | 0 | 0 | 0 | 0 | 0 | 0 | 0 | 0 | 0 | 0 | 0 | 0 | 0 | 0 | 0 | 0 | 0 | 0 | 0 | 0 | 0 | 0 | 0 | 0 | 0 | 0 | 0 | 0 | 0 | 0 | 0 | 0 | 0 | 0 | 0 | 0 | 0 | 0 | 0 | 0 | 0 | 0 | 0 | 0 | 0 | 0 | 0 | 0 | 0 | 0 | 0 | 0 | 0 | 0 | 0 | 0 | 0 | 0 | 0 | 0 | 0 | 0 | 0 | 0 | 0 | 0 | 0 | 0 | 0
|  |  |  | Spare 3 asset balance |  | USD 000s |  |  | 0 | 0 | 0 | 0 | 0 | 0 | 0 | 0 | 0 | 0 | 0 | 0 | 0 | 0 | 0 | 0 | 0 | 0 | 0 | 0 | 0 | 0 | 0 | 0 | 0 | 0 | 0 | 0 | 0 | 0 | 0 | 0 | 0 | 0 | 0 | 0 | 0 | 0 | 0 | 0 | 0 | 0 | 0 | 0 | 0 | 0 | 0 | 0 | 0 | 0 | 0 | 0 | 0 | 0 | 0 | 0 | 0 | 0 | 0 | 0 | 0 | 0 | 0 | 0 | 0 | 0 | 0 | 0 | 0 | 0 | 0 | 0 | 0 | 0 | 0 | 0 | 0 | 0 | 0 | 0 | 0 | 0 | 0 | 0 | 0 | 0
Spare 4 asset
|  |  |  | Length of PPA | 30 | years
|  |  |  | Additional operation years post PPA | 0 | years
|  |  |  | Useful life of non current asset under operating lease | 30 | years
|  |  |  | Number of semi annual periods in year | 2 | periods
|  |  |  | Depreciation periods post COD | 60 | periods
|  |  |  | Total number of iep months | 18 | months
|  |  |  | Months in semi annual period | 6 | months
|  |  |  | Depreciation periods during construction | 3 | period
|  |  |  | Depreciation periods post COD | 60 | periods
|  |  |  | Depreciation periods during construction | 3 | period
|  |  |  | Spare 4 asset depreciation rate - including EGR period | 1.587% | %
|  |  |  | Depreciation periods post COD | 60 | periods
|  |  |  | Spare 4 asset depreciation rate - post COD | 1.667% | %
|  |  |  | Accounting depreciation to start from EGR period commencement | 1 | 1 = yes, 0 = no
|  |  |  | Spare 4 asset depreciation rate - including EGR period | 1.587% | %
|  |  |  | Spare 4 asset balance BEG | 0 | USD 000s | 0 | 0 | 0 | 0 | 0 | 0 | 0 | 0 | 0 | 0 | 0 | 0 | 0 | 0 | 0 | 0 | 0 | 0 | 0 | 0 | 0 | 0 | 0 | 0 | 0 | 0 | 0 | 0 | 0 | 0 | 0 | 0 | 0 | 0 | 0 | 0 | 0 | 0 | 0 | 0 | 0 | 0 | 0 | 0 | 0 | 0 | 0 | 0 | 0 | 0 | 0 | 0 | 0 | 0 | 0 | 0 | 0 | 0 | 0 | 0 | 0 | 0 | 0 | 0 | 0 | 0 | 0 | 0 | 0 | 0 | 0 | 0 | 0 | 0 | 0 | 0 | 0 | 0 | 0 | 0 | 0 | 0 | 0 | 0 | 0 | 0 | 0 | 0
|  |  |  | EGR periods flag | 0 | flag | 3 | 0 | 0 | 0 | 0 | 0 | 0 | 1 | 1 | 1 | 0 | 0 | 0 | 0 | 0 | 0 | 0 | 0 | 0 | 0 | 0 | 0 | 0 | 0 | 0 | 0 | 0 | 0 | 0 | 0 | 0 | 0 | 0 | 0 | 0 | 0 | 0 | 0 | 0 | 0 | 0 | 0 | 0 | 0 | 0 | 0 | 0 | 0 | 0 | 0 | 0 | 0 | 0 | 0 | 0 | 0 | 0 | 0 | 0 | 0 | 0 | 0 | 0 | 0 | 0 | 0 | 0 | 0 | 0 | 0 | 0 | 0 | 0 | 0 | 0 | 0 | 0 | 0 | 0 | 0 | 0 | 0 | 0 | 0 | 0 | 0 | 0 | 0
|  |  |  | EGR period ppf - actual / actual | 0 | factor | 3.0054 | 0 | 0 | 0 | 0 | 0 | 0.0054348 | 1 | 1 | 1 | 0 | 0 | 0 | 0 | 0 | 0 | 0 | 0 | 0 | 0 | 0 | 0 | 0 | 0 | 0 | 0 | 0 | 0 | 0 | 0 | 0 | 0 | 0 | 0 | 0 | 0 | 0 | 0 | 0 | 0 | 0 | 0 | 0 | 0 | 0 | 0 | 0 | 0 | 0 | 0 | 0 | 0 | 0 | 0 | 0 | 0 | 0 | 0 | 0 | 0 | 0 | 0 | 0 | 0 | 0 | 0 | 0 | 0 | 0 | 0 | 0 | 0 | 0 | 0 | 0 | 0 | 0 | 0 | 0 | 0 | 0 | 0 | 0 | 0 | 0 | 0 | 0 | 0
|  |  |  | Spare 4 asset depreciation - EGR period |  | USD 000s | 0 |  | 0 | 0 | 0 | 0 | 0 | 0 | 0 | 0 | 0 | 0 | 0 | 0 | 0 | 0 | 0 | 0 | 0 | 0 | 0 | 0 | 0 | 0 | 0 | 0 | 0 | 0 | 0 | 0 | 0 | 0 | 0 | 0 | 0 | 0 | 0 | 0 | 0 | 0 | 0 | 0 | 0 | 0 | 0 | 0 | 0 | 0 | 0 | 0 | 0 | 0 | 0 | 0 | 0 | 0 | 0 | 0 | 0 | 0 | 0 | 0 | 0 | 0 | 0 | 0 | 0 | 0 | 0 | 0 | 0 | 0 | 0 | 0 | 0 | 0 | 0 | 0 | 0 | 0 | 0 | 0 | 0 | 0 | 0 | 0 | 0 | 0
|  |  |  | Accounting depreciation of Spare 4 asset - EGR period | 0 | USD 000s
|  |  |  | [spare 4] s.a. | 0 | USD 000s | 0 | 0 | 0 | 0 | 0 | 0 | 0 | 0 | 0 | 0 | 0 | 0 | 0 | 0 | 0 | 0 | 0 | 0 | 0 | 0 | 0 | 0 | 0 | 0 | 0 | 0 | 0 | 0 | 0 | 0 | 0 | 0 | 0 | 0 | 0 | 0 | 0 | 0 | 0 | 0 | 0 | 0 | 0 | 0 | 0 | 0 | 0 | 0 | 0 | 0 | 0 | 0 | 0 | 0 | 0 | 0 | 0 | 0 | 0 | 0 | 0 | 0 | 0 | 0 | 0 | 0 | 0 | 0 | 0 | 0 | 0 | 0 | 0 | 0 | 0 | 0 | 0 | 0 | 0 | 0 | 0 | 0 | 0 | 0 | 0 | 0 | 0 | 0
|  |  |  | Spare 4 asset additions |  | USD 000s | 0 |  | 0 | 0 | 0 | 0 | 0 | 0 | 0 | 0 | 0 | 0 | 0 | 0 | 0 | 0 | 0 | 0 | 0 | 0 | 0 | 0 | 0 | 0 | 0 | 0 | 0 | 0 | 0 | 0 | 0 | 0 | 0 | 0 | 0 | 0 | 0 | 0 | 0 | 0 | 0 | 0 | 0 | 0 | 0 | 0 | 0 | 0 | 0 | 0 | 0 | 0 | 0 | 0 | 0 | 0 | 0 | 0 | 0 | 0 | 0 | 0 | 0 | 0 | 0 | 0 | 0 | 0 | 0 | 0 | 0 | 0 | 0 | 0 | 0 | 0 | 0 | 0 | 0 | 0 | 0 | 0 | 0 | 0 | 0 | 0 | 0 | 0
|  |  |  | Spare 4 asset depreciable balance | 0 | USD 000s
|  |  |  | Spare 4 asset depreciable balance | 0 | USD 000s
|  |  |  | Accounting depreciation of Spare 4 asset - EGR period | 0 | USD 000s
|  |  |  | Spare 4 asset depreciable balance less EGR period depreciation | 0 | USD 000s
|  |  |  | Spare 4 asset depreciable balance less EGR period depreciation | 0 | USD 000s
|  |  |  | Spare 4 asset depreciation rate - post COD | 1.667% | %
|  |  |  | Spare 4 asset balance BEG | 0 | USD 000s | 0 | 0 | 0 | 0 | 0 | 0 | 0 | 0 | 0 | 0 | 0 | 0 | 0 | 0 | 0 | 0 | 0 | 0 | 0 | 0 | 0 | 0 | 0 | 0 | 0 | 0 | 0 | 0 | 0 | 0 | 0 | 0 | 0 | 0 | 0 | 0 | 0 | 0 | 0 | 0 | 0 | 0 | 0 | 0 | 0 | 0 | 0 | 0 | 0 | 0 | 0 | 0 | 0 | 0 | 0 | 0 | 0 | 0 | 0 | 0 | 0 | 0 | 0 | 0 | 0 | 0 | 0 | 0 | 0 | 0 | 0 | 0 | 0 | 0 | 0 | 0 | 0 | 0 | 0 | 0 | 0 | 0 | 0 | 0 | 0 | 0 | 0 | 0
|  |  |  | EGR periods flag | 0 | flag | 3 | 0 | 0 | 0 | 0 | 0 | 0 | 1 | 1 | 1 | 0 | 0 | 0 | 0 | 0 | 0 | 0 | 0 | 0 | 0 | 0 | 0 | 0 | 0 | 0 | 0 | 0 | 0 | 0 | 0 | 0 | 0 | 0 | 0 | 0 | 0 | 0 | 0 | 0 | 0 | 0 | 0 | 0 | 0 | 0 | 0 | 0 | 0 | 0 | 0 | 0 | 0 | 0 | 0 | 0 | 0 | 0 | 0 | 0 | 0 | 0 | 0 | 0 | 0 | 0 | 0 | 0 | 0 | 0 | 0 | 0 | 0 | 0 | 0 | 0 | 0 | 0 | 0 | 0 | 0 | 0 | 0 | 0 | 0 | 0 | 0 | 0 | 0
|  |  |  | Operations period ppf - actual / actual | 0 | factor | 60 | 0 | 0 | 0 | 0 | 0 | 0 | 0 | 0 | 0 | 1 | 1 | 1 | 1 | 1 | 1 | 1 | 1 | 1 | 1 | 1 | 1 | 1 | 1 | 1 | 1 | 1 | 1 | 1 | 1 | 1 | 1 | 1 | 1 | 1 | 1 | 1 | 1 | 1 | 1 | 1 | 1 | 1 | 1 | 1 | 1 | 1 | 1 | 1 | 1 | 1 | 1 | 1 | 1 | 1 | 1 | 1 | 1 | 1 | 1 | 1 | 1 | 1 | 1 | 1 | 1 | 1 | 1 | 1 | 1 | 0 | 0 | 0 | 0 | 0 | 0 | 0 | 0 | 0 | 0 | 0 | 0 | 0 | 0 | 0 | 0 | 0 | 0
|  |  |  | End of operations period flag | 0 | flag | 1 | 0 | 0 | 0 | 0 | 0 | 0 | 0 | 0 | 0 | 0 | 0 | 0 | 0 | 0 | 0 | 0 | 0 | 0 | 0 | 0 | 0 | 0 | 0 | 0 | 0 | 0 | 0 | 0 | 0 | 0 | 0 | 0 | 0 | 0 | 0 | 0 | 0 | 0 | 0 | 0 | 0 | 0 | 0 | 0 | 0 | 0 | 0 | 0 | 0 | 0 | 0 | 0 | 0 | 0 | 0 | 0 | 0 | 0 | 0 | 0 | 0 | 0 | 0 | 0 | 0 | 0 | 0 | 0 | 1 | 0 | 0 | 0 | 0 | 0 | 0 | 0 | 0 | 0 | 0 | 0 | 0 | 0 | 0 | 0 | 0 | 0 | 0
|  |  |  | Spare 4 asset depreciation - EGR period | 0 | USD 000s | 0 | 0 | 0 | 0 | 0 | 0 | 0 | 0 | 0 | 0 | 0 | 0 | 0 | 0 | 0 | 0 | 0 | 0 | 0 | 0 | 0 | 0 | 0 | 0 | 0 | 0 | 0 | 0 | 0 | 0 | 0 | 0 | 0 | 0 | 0 | 0 | 0 | 0 | 0 | 0 | 0 | 0 | 0 | 0 | 0 | 0 | 0 | 0 | 0 | 0 | 0 | 0 | 0 | 0 | 0 | 0 | 0 | 0 | 0 | 0 | 0 | 0 | 0 | 0 | 0 | 0 | 0 | 0 | 0 | 0 | 0 | 0 | 0 | 0 | 0 | 0 | 0 | 0 | 0 | 0 | 0 | 0 | 0 | 0 | 0 | 0 | 0 | 0
|  |  |  | Spare 4 asset depreciation POS |  | USD 000s | 0 |  | 0 | 0 | 0 | 0 | 0 | 0 | 0 | 0 | 0 | 0 | 0 | 0 | 0 | 0 | 0 | 0 | 0 | 0 | 0 | 0 | 0 | 0 | 0 | 0 | 0 | 0 | 0 | 0 | 0 | 0 | 0 | 0 | 0 | 0 | 0 | 0 | 0 | 0 | 0 | 0 | 0 | 0 | 0 | 0 | 0 | 0 | 0 | 0 | 0 | 0 | 0 | 0 | 0 | 0 | 0 | 0 | 0 | 0 | 0 | 0 | 0 | 0 | 0 | 0 | 0 | 0 | 0 | 0 | 0 | 0 | 0 | 0 | 0 | 0 | 0 | 0 | 0 | 0 | 0 | 0 | 0 | 0 | 0 | 0 | 0 | 0
|  |  |  | Spare 4 asset balance BEG |  | USD 000s |  |  | 0 | 0 | 0 | 0 | 0 | 0 | 0 | 0 | 0 | 0 | 0 | 0 | 0 | 0 | 0 | 0 | 0 | 0 | 0 | 0 | 0 | 0 | 0 | 0 | 0 | 0 | 0 | 0 | 0 | 0 | 0 | 0 | 0 | 0 | 0 | 0 | 0 | 0 | 0 | 0 | 0 | 0 | 0 | 0 | 0 | 0 | 0 | 0 | 0 | 0 | 0 | 0 | 0 | 0 | 0 | 0 | 0 | 0 | 0 | 0 | 0 | 0 | 0 | 0 | 0 | 0 | 0 | 0 | 0 | 0 | 0 | 0 | 0 | 0 | 0 | 0 | 0 | 0 | 0 | 0 | 0 | 0 | 0 | 0 | 0 | 0
|  |  | Plus | Spare 4 asset additions | 0 | USD 000s | 0 | 0 | 0 | 0 | 0 | 0 | 0 | 0 | 0 | 0 | 0 | 0 | 0 | 0 | 0 | 0 | 0 | 0 | 0 | 0 | 0 | 0 | 0 | 0 | 0 | 0 | 0 | 0 | 0 | 0 | 0 | 0 | 0 | 0 | 0 | 0 | 0 | 0 | 0 | 0 | 0 | 0 | 0 | 0 | 0 | 0 | 0 | 0 | 0 | 0 | 0 | 0 | 0 | 0 | 0 | 0 | 0 | 0 | 0 | 0 | 0 | 0 | 0 | 0 | 0 | 0 | 0 | 0 | 0 | 0 | 0 | 0 | 0 | 0 | 0 | 0 | 0 | 0 | 0 | 0 | 0 | 0 | 0 | 0 | 0 | 0 | 0 | 0
|  |  | Less | Spare 4 asset depreciation POS | 0 | USD 000s | 0 | 0 | 0 | 0 | 0 | 0 | 0 | 0 | 0 | 0 | 0 | 0 | 0 | 0 | 0 | 0 | 0 | 0 | 0 | 0 | 0 | 0 | 0 | 0 | 0 | 0 | 0 | 0 | 0 | 0 | 0 | 0 | 0 | 0 | 0 | 0 | 0 | 0 | 0 | 0 | 0 | 0 | 0 | 0 | 0 | 0 | 0 | 0 | 0 | 0 | 0 | 0 | 0 | 0 | 0 | 0 | 0 | 0 | 0 | 0 | 0 | 0 | 0 | 0 | 0 | 0 | 0 | 0 | 0 | 0 | 0 | 0 | 0 | 0 | 0 | 0 | 0 | 0 | 0 | 0 | 0 | 0 | 0 | 0 | 0 | 0 | 0 | 0
|  |  |  | Spare 4 asset balance |  | USD 000s |  |  | 0 | 0 | 0 | 0 | 0 | 0 | 0 | 0 | 0 | 0 | 0 | 0 | 0 | 0 | 0 | 0 | 0 | 0 | 0 | 0 | 0 | 0 | 0 | 0 | 0 | 0 | 0 | 0 | 0 | 0 | 0 | 0 | 0 | 0 | 0 | 0 | 0 | 0 | 0 | 0 | 0 | 0 | 0 | 0 | 0 | 0 | 0 | 0 | 0 | 0 | 0 | 0 | 0 | 0 | 0 | 0 | 0 | 0 | 0 | 0 | 0 | 0 | 0 | 0 | 0 | 0 | 0 | 0 | 0 | 0 | 0 | 0 | 0 | 0 | 0 | 0 | 0 | 0 | 0 | 0 | 0 | 0 | 0 | 0 | 0 | 0
Spare 5 asset
|  |  |  | Length of PPA | 30 | years
|  |  |  | Additional operation years post PPA | 0 | years
|  |  |  | Useful life of non current asset under operating lease | 30 | years
|  |  |  | Number of semi annual periods in year | 2 | periods
|  |  |  | Depreciation periods post COD | 60 | periods
|  |  |  | Total number of iep months | 18 | months
|  |  |  | Months in semi annual period | 6 | months
|  |  |  | Depreciation periods during construction | 3 | period
|  |  |  | Depreciation periods post COD | 60 | periods
|  |  |  | Depreciation periods during construction | 3 | period
|  |  |  | Spare 5 asset depreciation rate - including EGR period | 1.587% | %
|  |  |  | Depreciation periods post COD | 60 | periods
|  |  |  | Spare 5 asset depreciation rate - post COD | 1.667% | %
|  |  |  | Accounting depreciation to start from EGR period commencement | 1 | 1 = yes, 0 = no
|  |  |  | Spare 5 asset depreciation rate - including EGR period | 1.587% | %
|  |  |  | Spare 5 asset balance BEG | 0 | USD 000s | 0 | 0 | 0 | 0 | 0 | 0 | 0 | 0 | 0 | 0 | 0 | 0 | 0 | 0 | 0 | 0 | 0 | 0 | 0 | 0 | 0 | 0 | 0 | 0 | 0 | 0 | 0 | 0 | 0 | 0 | 0 | 0 | 0 | 0 | 0 | 0 | 0 | 0 | 0 | 0 | 0 | 0 | 0 | 0 | 0 | 0 | 0 | 0 | 0 | 0 | 0 | 0 | 0 | 0 | 0 | 0 | 0 | 0 | 0 | 0 | 0 | 0 | 0 | 0 | 0 | 0 | 0 | 0 | 0 | 0 | 0 | 0 | 0 | 0 | 0 | 0 | 0 | 0 | 0 | 0 | 0 | 0 | 0 | 0 | 0 | 0 | 0 | 0
|  |  |  | EGR periods flag | 0 | flag | 3 | 0 | 0 | 0 | 0 | 0 | 0 | 1 | 1 | 1 | 0 | 0 | 0 | 0 | 0 | 0 | 0 | 0 | 0 | 0 | 0 | 0 | 0 | 0 | 0 | 0 | 0 | 0 | 0 | 0 | 0 | 0 | 0 | 0 | 0 | 0 | 0 | 0 | 0 | 0 | 0 | 0 | 0 | 0 | 0 | 0 | 0 | 0 | 0 | 0 | 0 | 0 | 0 | 0 | 0 | 0 | 0 | 0 | 0 | 0 | 0 | 0 | 0 | 0 | 0 | 0 | 0 | 0 | 0 | 0 | 0 | 0 | 0 | 0 | 0 | 0 | 0 | 0 | 0 | 0 | 0 | 0 | 0 | 0 | 0 | 0 | 0 | 0
|  |  |  | EGR period ppf - actual / actual | 0 | factor | 3.0054 | 0 | 0 | 0 | 0 | 0 | 0.0054348 | 1 | 1 | 1 | 0 | 0 | 0 | 0 | 0 | 0 | 0 | 0 | 0 | 0 | 0 | 0 | 0 | 0 | 0 | 0 | 0 | 0 | 0 | 0 | 0 | 0 | 0 | 0 | 0 | 0 | 0 | 0 | 0 | 0 | 0 | 0 | 0 | 0 | 0 | 0 | 0 | 0 | 0 | 0 | 0 | 0 | 0 | 0 | 0 | 0 | 0 | 0 | 0 | 0 | 0 | 0 | 0 | 0 | 0 | 0 | 0 | 0 | 0 | 0 | 0 | 0 | 0 | 0 | 0 | 0 | 0 | 0 | 0 | 0 | 0 | 0 | 0 | 0 | 0 | 0 | 0 | 0
|  |  |  | Spare 5 asset depreciation - EGR period |  | USD 000s | 0 |  | 0 | 0 | 0 | 0 | 0 | 0 | 0 | 0 | 0 | 0 | 0 | 0 | 0 | 0 | 0 | 0 | 0 | 0 | 0 | 0 | 0 | 0 | 0 | 0 | 0 | 0 | 0 | 0 | 0 | 0 | 0 | 0 | 0 | 0 | 0 | 0 | 0 | 0 | 0 | 0 | 0 | 0 | 0 | 0 | 0 | 0 | 0 | 0 | 0 | 0 | 0 | 0 | 0 | 0 | 0 | 0 | 0 | 0 | 0 | 0 | 0 | 0 | 0 | 0 | 0 | 0 | 0 | 0 | 0 | 0 | 0 | 0 | 0 | 0 | 0 | 0 | 0 | 0 | 0 | 0 | 0 | 0 | 0 | 0 | 0 | 0
|  |  |  | Accounting depreciation of Spare 5 asset - EGR period | 0 | USD 000s
|  |  |  | [spare 5] s.a. | 0 | USD 000s | 0 | 0 | 0 | 0 | 0 | 0 | 0 | 0 | 0 | 0 | 0 | 0 | 0 | 0 | 0 | 0 | 0 | 0 | 0 | 0 | 0 | 0 | 0 | 0 | 0 | 0 | 0 | 0 | 0 | 0 | 0 | 0 | 0 | 0 | 0 | 0 | 0 | 0 | 0 | 0 | 0 | 0 | 0 | 0 | 0 | 0 | 0 | 0 | 0 | 0 | 0 | 0 | 0 | 0 | 0 | 0 | 0 | 0 | 0 | 0 | 0 | 0 | 0 | 0 | 0 | 0 | 0 | 0 | 0 | 0 | 0 | 0 | 0 | 0 | 0 | 0 | 0 | 0 | 0 | 0 | 0 | 0 | 0 | 0 | 0 | 0 | 0 | 0
|  |  |  | Spare 5 asset additions |  | USD 000s | 0 |  | 0 | 0 | 0 | 0 | 0 | 0 | 0 | 0 | 0 | 0 | 0 | 0 | 0 | 0 | 0 | 0 | 0 | 0 | 0 | 0 | 0 | 0 | 0 | 0 | 0 | 0 | 0 | 0 | 0 | 0 | 0 | 0 | 0 | 0 | 0 | 0 | 0 | 0 | 0 | 0 | 0 | 0 | 0 | 0 | 0 | 0 | 0 | 0 | 0 | 0 | 0 | 0 | 0 | 0 | 0 | 0 | 0 | 0 | 0 | 0 | 0 | 0 | 0 | 0 | 0 | 0 | 0 | 0 | 0 | 0 | 0 | 0 | 0 | 0 | 0 | 0 | 0 | 0 | 0 | 0 | 0 | 0 | 0 | 0 | 0 | 0
|  |  |  | Spare 5 asset depreciable balance | 0 | USD 000s
|  |  |  | Spare 5 asset depreciable balance | 0 | USD 000s
|  |  |  | Accounting depreciation of Spare 5 asset - EGR period | 0 | USD 000s
|  |  |  | Spare 5 asset depreciable balance less EGR period depreciation | 0 | USD 000s
|  |  |  | Spare 5 asset depreciable balance less EGR period depreciation | 0 | USD 000s
|  |  |  | Spare 5 asset depreciation rate - post COD | 1.667% | %
|  |  |  | Spare 5 asset balance BEG | 0 | USD 000s | 0 | 0 | 0 | 0 | 0 | 0 | 0 | 0 | 0 | 0 | 0 | 0 | 0 | 0 | 0 | 0 | 0 | 0 | 0 | 0 | 0 | 0 | 0 | 0 | 0 | 0 | 0 | 0 | 0 | 0 | 0 | 0 | 0 | 0 | 0 | 0 | 0 | 0 | 0 | 0 | 0 | 0 | 0 | 0 | 0 | 0 | 0 | 0 | 0 | 0 | 0 | 0 | 0 | 0 | 0 | 0 | 0 | 0 | 0 | 0 | 0 | 0 | 0 | 0 | 0 | 0 | 0 | 0 | 0 | 0 | 0 | 0 | 0 | 0 | 0 | 0 | 0 | 0 | 0 | 0 | 0 | 0 | 0 | 0 | 0 | 0 | 0 | 0
|  |  |  | EGR periods flag | 0 | flag | 3 | 0 | 0 | 0 | 0 | 0 | 0 | 1 | 1 | 1 | 0 | 0 | 0 | 0 | 0 | 0 | 0 | 0 | 0 | 0 | 0 | 0 | 0 | 0 | 0 | 0 | 0 | 0 | 0 | 0 | 0 | 0 | 0 | 0 | 0 | 0 | 0 | 0 | 0 | 0 | 0 | 0 | 0 | 0 | 0 | 0 | 0 | 0 | 0 | 0 | 0 | 0 | 0 | 0 | 0 | 0 | 0 | 0 | 0 | 0 | 0 | 0 | 0 | 0 | 0 | 0 | 0 | 0 | 0 | 0 | 0 | 0 | 0 | 0 | 0 | 0 | 0 | 0 | 0 | 0 | 0 | 0 | 0 | 0 | 0 | 0 | 0 | 0
|  |  |  | Operations period ppf - actual / actual | 0 | factor | 60 | 0 | 0 | 0 | 0 | 0 | 0 | 0 | 0 | 0 | 1 | 1 | 1 | 1 | 1 | 1 | 1 | 1 | 1 | 1 | 1 | 1 | 1 | 1 | 1 | 1 | 1 | 1 | 1 | 1 | 1 | 1 | 1 | 1 | 1 | 1 | 1 | 1 | 1 | 1 | 1 | 1 | 1 | 1 | 1 | 1 | 1 | 1 | 1 | 1 | 1 | 1 | 1 | 1 | 1 | 1 | 1 | 1 | 1 | 1 | 1 | 1 | 1 | 1 | 1 | 1 | 1 | 1 | 1 | 1 | 0 | 0 | 0 | 0 | 0 | 0 | 0 | 0 | 0 | 0 | 0 | 0 | 0 | 0 | 0 | 0 | 0 | 0
|  |  |  | End of operations period flag | 0 | flag | 1 | 0 | 0 | 0 | 0 | 0 | 0 | 0 | 0 | 0 | 0 | 0 | 0 | 0 | 0 | 0 | 0 | 0 | 0 | 0 | 0 | 0 | 0 | 0 | 0 | 0 | 0 | 0 | 0 | 0 | 0 | 0 | 0 | 0 | 0 | 0 | 0 | 0 | 0 | 0 | 0 | 0 | 0 | 0 | 0 | 0 | 0 | 0 | 0 | 0 | 0 | 0 | 0 | 0 | 0 | 0 | 0 | 0 | 0 | 0 | 0 | 0 | 0 | 0 | 0 | 0 | 0 | 0 | 0 | 1 | 0 | 0 | 0 | 0 | 0 | 0 | 0 | 0 | 0 | 0 | 0 | 0 | 0 | 0 | 0 | 0 | 0 | 0
|  |  |  | Spare 5 asset depreciation - EGR period | 0 | USD 000s | 0 | 0 | 0 | 0 | 0 | 0 | 0 | 0 | 0 | 0 | 0 | 0 | 0 | 0 | 0 | 0 | 0 | 0 | 0 | 0 | 0 | 0 | 0 | 0 | 0 | 0 | 0 | 0 | 0 | 0 | 0 | 0 | 0 | 0 | 0 | 0 | 0 | 0 | 0 | 0 | 0 | 0 | 0 | 0 | 0 | 0 | 0 | 0 | 0 | 0 | 0 | 0 | 0 | 0 | 0 | 0 | 0 | 0 | 0 | 0 | 0 | 0 | 0 | 0 | 0 | 0 | 0 | 0 | 0 | 0 | 0 | 0 | 0 | 0 | 0 | 0 | 0 | 0 | 0 | 0 | 0 | 0 | 0 | 0 | 0 | 0 | 0 | 0
|  |  |  | Spare 5 asset depreciation POS |  | USD 000s | 0 |  | 0 | 0 | 0 | 0 | 0 | 0 | 0 | 0 | 0 | 0 | 0 | 0 | 0 | 0 | 0 | 0 | 0 | 0 | 0 | 0 | 0 | 0 | 0 | 0 | 0 | 0 | 0 | 0 | 0 | 0 | 0 | 0 | 0 | 0 | 0 | 0 | 0 | 0 | 0 | 0 | 0 | 0 | 0 | 0 | 0 | 0 | 0 | 0 | 0 | 0 | 0 | 0 | 0 | 0 | 0 | 0 | 0 | 0 | 0 | 0 | 0 | 0 | 0 | 0 | 0 | 0 | 0 | 0 | 0 | 0 | 0 | 0 | 0 | 0 | 0 | 0 | 0 | 0 | 0 | 0 | 0 | 0 | 0 | 0 | 0 | 0
|  |  |  | Spare 5 asset balance BEG |  | USD 000s |  |  | 0 | 0 | 0 | 0 | 0 | 0 | 0 | 0 | 0 | 0 | 0 | 0 | 0 | 0 | 0 | 0 | 0 | 0 | 0 | 0 | 0 | 0 | 0 | 0 | 0 | 0 | 0 | 0 | 0 | 0 | 0 | 0 | 0 | 0 | 0 | 0 | 0 | 0 | 0 | 0 | 0 | 0 | 0 | 0 | 0 | 0 | 0 | 0 | 0 | 0 | 0 | 0 | 0 | 0 | 0 | 0 | 0 | 0 | 0 | 0 | 0 | 0 | 0 | 0 | 0 | 0 | 0 | 0 | 0 | 0 | 0 | 0 | 0 | 0 | 0 | 0 | 0 | 0 | 0 | 0 | 0 | 0 | 0 | 0 | 0 | 0
|  |  | Plus | Spare 5 asset additions | 0 | USD 000s | 0 | 0 | 0 | 0 | 0 | 0 | 0 | 0 | 0 | 0 | 0 | 0 | 0 | 0 | 0 | 0 | 0 | 0 | 0 | 0 | 0 | 0 | 0 | 0 | 0 | 0 | 0 | 0 | 0 | 0 | 0 | 0 | 0 | 0 | 0 | 0 | 0 | 0 | 0 | 0 | 0 | 0 | 0 | 0 | 0 | 0 | 0 | 0 | 0 | 0 | 0 | 0 | 0 | 0 | 0 | 0 | 0 | 0 | 0 | 0 | 0 | 0 | 0 | 0 | 0 | 0 | 0 | 0 | 0 | 0 | 0 | 0 | 0 | 0 | 0 | 0 | 0 | 0 | 0 | 0 | 0 | 0 | 0 | 0 | 0 | 0 | 0 | 0
|  |  | Less | Spare 5 asset depreciation POS | 0 | USD 000s | 0 | 0 | 0 | 0 | 0 | 0 | 0 | 0 | 0 | 0 | 0 | 0 | 0 | 0 | 0 | 0 | 0 | 0 | 0 | 0 | 0 | 0 | 0 | 0 | 0 | 0 | 0 | 0 | 0 | 0 | 0 | 0 | 0 | 0 | 0 | 0 | 0 | 0 | 0 | 0 | 0 | 0 | 0 | 0 | 0 | 0 | 0 | 0 | 0 | 0 | 0 | 0 | 0 | 0 | 0 | 0 | 0 | 0 | 0 | 0 | 0 | 0 | 0 | 0 | 0 | 0 | 0 | 0 | 0 | 0 | 0 | 0 | 0 | 0 | 0 | 0 | 0 | 0 | 0 | 0 | 0 | 0 | 0 | 0 | 0 | 0 | 0 | 0
|  |  |  | Spare 5 asset balance |  | USD 000s |  |  | 0 | 0 | 0 | 0 | 0 | 0 | 0 | 0 | 0 | 0 | 0 | 0 | 0 | 0 | 0 | 0 | 0 | 0 | 0 | 0 | 0 | 0 | 0 | 0 | 0 | 0 | 0 | 0 | 0 | 0 | 0 | 0 | 0 | 0 | 0 | 0 | 0 | 0 | 0 | 0 | 0 | 0 | 0 | 0 | 0 | 0 | 0 | 0 | 0 | 0 | 0 | 0 | 0 | 0 | 0 | 0 | 0 | 0 | 0 | 0 | 0 | 0 | 0 | 0 | 0 | 0 | 0 | 0 | 0 | 0 | 0 | 0 | 0 | 0 | 0 | 0 | 0 | 0 | 0 | 0 | 0 | 0 | 0 | 0 | 0 | 0
Other non-current assets
|  |  |  | Length of PPA | 30 | years
|  |  |  | Additional operation years post PPA | 0 | years
|  |  |  | Useful life of non current asset under operating lease | 30 | years
|  |  |  | Number of semi annual periods in year | 2 | periods
|  |  |  | Depreciation periods post COD | 60 | periods
|  |  |  | Total number of iep months | 18 | months
|  |  |  | Months in semi annual period | 6 | months
|  |  |  | Depreciation periods during construction | 3 | period
|  |  |  | Depreciation periods post COD | 60 | periods
|  |  |  | Depreciation periods during construction | 3 | period
|  |  |  | Other non-current asset depreciation rate - including EGR period | 1.587% | %
|  |  |  | Depreciation periods post COD | 60 | periods
|  |  |  | Other non-current asset depreciation rate - post COD | 1.667% | %
|  |  |  | Accounting depreciation to start from EGR period commencement | 1 | 1 = yes, 0 = no
|  |  |  | Other non-current asset depreciation rate - including EGR period | 1.587% | %
|  |  |  | Other non-current asset balance BEG | 0 | USD 000s | 0 | 0 | 0 | 0 | 0 | 0 | 22149.5497 | 26823.6963 | 30729.844 | 30324.7187 | 29880.9654 | 29382.9494 | 28884.9333 | 28386.9172 | 27888.9011 | 27390.885 | 26892.8689 | 26394.8528 | 25896.8367 | 25398.8206 | 24900.8045 | 24402.7884 | 23904.7724 | 23406.7563 | 22908.7402 | 22410.7241 | 21912.708 | 21414.6919 | 20916.6758 | 20418.6597 | 19920.6436 | 19422.6275 | 18924.6114 | 18426.5954 | 17928.5793 | 17430.5632 | 16932.5471 | 16434.531 | 15936.5149 | 15438.4988 | 14940.4827 | 14442.4666 | 13944.4505 | 13446.4344 | 12948.4184 | 12450.4023 | 11952.3862 | 11454.3701 | 10956.354 | 10458.3379 | 9960.3218 | 9462.3057 | 8964.2896 | 8466.2735 | 7968.2575 | 7470.2414 | 6972.2253 | 6474.2092 | 5976.1931 | 5478.177 | 4980.1609 | 4482.1448 | 3984.1287 | 3486.1126 | 2988.0965 | 2490.0805 | 1992.0644 | 1494.0483 | 996.0322 | 498.0161 | -1.7621e-11 | -1.7621e-11 | -1.7621e-11 | -1.7621e-11 | -1.7621e-11 | -1.7621e-11 | -1.7621e-11 | -1.7621e-11 | -1.7621e-11 | -1.7621e-11 | -1.7621e-11 | -1.7621e-11 | -1.7621e-11 | -1.7621e-11 | -1.7621e-11 | -1.7621e-11 | -1.7621e-11 | -1.7621e-11
|  |  |  | EGR periods flag | 0 | flag | 3 | 0 | 0 | 0 | 0 | 0 | 0 | 1 | 1 | 1 | 0 | 0 | 0 | 0 | 0 | 0 | 0 | 0 | 0 | 0 | 0 | 0 | 0 | 0 | 0 | 0 | 0 | 0 | 0 | 0 | 0 | 0 | 0 | 0 | 0 | 0 | 0 | 0 | 0 | 0 | 0 | 0 | 0 | 0 | 0 | 0 | 0 | 0 | 0 | 0 | 0 | 0 | 0 | 0 | 0 | 0 | 0 | 0 | 0 | 0 | 0 | 0 | 0 | 0 | 0 | 0 | 0 | 0 | 0 | 0 | 0 | 0 | 0 | 0 | 0 | 0 | 0 | 0 | 0 | 0 | 0 | 0 | 0 | 0 | 0 | 0 | 0 | 0
|  |  |  | EGR period ppf - actual / actual | 0 | factor | 3.0054 | 0 | 0 | 0 | 0 | 0 | 0.0054348 | 1 | 1 | 1 | 0 | 0 | 0 | 0 | 0 | 0 | 0 | 0 | 0 | 0 | 0 | 0 | 0 | 0 | 0 | 0 | 0 | 0 | 0 | 0 | 0 | 0 | 0 | 0 | 0 | 0 | 0 | 0 | 0 | 0 | 0 | 0 | 0 | 0 | 0 | 0 | 0 | 0 | 0 | 0 | 0 | 0 | 0 | 0 | 0 | 0 | 0 | 0 | 0 | 0 | 0 | 0 | 0 | 0 | 0 | 0 | 0 | 0 | 0 | 0 | 0 | 0 | 0 | 0 | 0 | 0 | 0 | 0 | 0 | 0 | 0 | 0 | 0 | 0 | 0 | 0 | 0 | 0
|  |  |  | Other non-current asset depreciation - EGR period |  | USD 000s | 1394.893 |  | 0 | 0 | 0 | 0 | 0 | 425.773 | 487.7753 | 481.3447 | 0 | 0 | 0 | 0 | 0 | 0 | 0 | 0 | 0 | 0 | 0 | 0 | 0 | 0 | 0 | 0 | 0 | 0 | 0 | 0 | 0 | 0 | 0 | 0 | 0 | 0 | 0 | 0 | 0 | 0 | 0 | 0 | 0 | 0 | 0 | 0 | 0 | 0 | 0 | 0 | 0 | 0 | 0 | 0 | 0 | 0 | 0 | 0 | 0 | 0 | 0 | 0 | 0 | 0 | 0 | 0 | 0 | 0 | 0 | 0 | 0 | 0 | 0 | 0 | 0 | 0 | 0 | 0 | 0 | 0 | 0 | 0 | 0 | 0 | 0 | 0 | 0 | 0
|  |  |  | Accounting depreciation of Other non-current asset - EGR period | 1394.893 | USD 000s
|  |  |  | Project costs excluding EPC costs and VAT s.a. POS | 0 | USD 000s | 31275.8584 | 0 | 0 | 0 | 0 | 22149.5497 | 4674.1466 | 4331.9206 | 82.65 | 37.5915 | 0 | 0 | 0 | 0 | 0 | 0 | 0 | 0 | 0 | 0 | 0 | 0 | 0 | 0 | 0 | 0 | 0 | 0 | 0 | 0 | 0 | 0 | 0 | 0 | 0 | 0 | 0 | 0 | 0 | 0 | 0 | 0 | 0 | 0 | 0 | 0 | 0 | 0 | 0 | 0 | 0 | 0 | 0 | 0 | 0 | 0 | 0 | 0 | 0 | 0 | 0 | 0 | 0 | 0 | 0 | 0 | 0 | 0 | 0 | 0 | 0 | 0 | 0 | 0 | 0 | 0 | 0 | 0 | 0 | 0 | 0 | 0 | 0 | 0 | 0 | 0 | 0 | 0
|  |  | Plus: | Non refundable VAT during construction s.a. POS | 0 | USD 000s | 0 | 0 | 0 | 0 | 0 | 0 | 0 | 0 | 0 | 0 | 0 | 0 | 0 | 0 | 0 | 0 | 0 | 0 | 0 | 0 | 0 | 0 | 0 | 0 | 0 | 0 | 0 | 0 | 0 | 0 | 0 | 0 | 0 | 0 | 0 | 0 | 0 | 0 | 0 | 0 | 0 | 0 | 0 | 0 | 0 | 0 | 0 | 0 | 0 | 0 | 0 | 0 | 0 | 0 | 0 | 0 | 0 | 0 | 0 | 0 | 0 | 0 | 0 | 0 | 0 | 0 | 0 | 0 | 0 | 0 | 0 | 0 | 0 | 0 | 0 | 0 | 0 | 0 | 0 | 0 | 0 | 0 | 0 | 0 | 0 | 0 | 0 | 0
|  |  | Less | Early generation profit (/loss) credited to wip | 0 | USD 000s | 0 | 0 | 0 | 0 | 0 | 0 | 0 | 0 | 0 | 0 | 0 | 0 | 0 | 0 | 0 | 0 | 0 | 0 | 0 | 0 | 0 | 0 | 0 | 0 | 0 | 0 | 0 | 0 | 0 | 0 | 0 | 0 | 0 | 0 | 0 | 0 | 0 | 0 | 0 | 0 | 0 | 0 | 0 | 0 | 0 | 0 | 0 | 0 | 0 | 0 | 0 | 0 | 0 | 0 | 0 | 0 | 0 | 0 | 0 | 0 | 0 | 0 | 0 | 0 | 0 | 0 | 0 | 0 | 0 | 0 | 0 | 0 | 0 | 0 | 0 | 0 | 0 | 0 | 0 | 0 | 0 | 0 | 0 | 0 | 0 | 0 | 0 | 0
|  |  |  | Other non current asset additions |  | USD 000s | 31275.8584 |  | 0 | 0 | 0 | 22149.5497 | 4674.1466 | 4331.9206 | 82.65 | 37.5915 | 0 | 0 | 0 | 0 | 0 | 0 | 0 | 0 | 0 | 0 | 0 | 0 | 0 | 0 | 0 | 0 | 0 | 0 | 0 | 0 | 0 | 0 | 0 | 0 | 0 | 0 | 0 | 0 | 0 | 0 | 0 | 0 | 0 | 0 | 0 | 0 | 0 | 0 | 0 | 0 | 0 | 0 | 0 | 0 | 0 | 0 | 0 | 0 | 0 | 0 | 0 | 0 | 0 | 0 | 0 | 0 | 0 | 0 | 0 | 0 | 0 | 0 | 0 | 0 | 0 | 0 | 0 | 0 | 0 | 0 | 0 | 0 | 0 | 0 | 0 | 0 | 0 | 0
|  |  |  | Other non-current asset depreciable balance | 31275.8584 | USD 000s
|  |  |  | Other non-current asset depreciable balance | 31275.8584 | USD 000s
|  |  |  | Accounting depreciation of Other non-current asset - EGR period | 1394.893 | USD 000s
|  |  |  | Other non-current asset depreciable balance less EGR period depreciation | 29880.9654 | USD 000s
|  |  |  | Other non-current asset depreciable balance less EGR period depreciation | 29880.9654 | USD 000s
|  |  |  | Other non-current asset depreciation rate - post COD | 1.667% | %
|  |  |  | Other non-current asset balance BEG | 0 | USD 000s | 0 | 0 | 0 | 0 | 0 | 0 | 22149.5497 | 26823.6963 | 30729.844 | 30324.7187 | 29880.9654 | 29382.9494 | 28884.9333 | 28386.9172 | 27888.9011 | 27390.885 | 26892.8689 | 26394.8528 | 25896.8367 | 25398.8206 | 24900.8045 | 24402.7884 | 23904.7724 | 23406.7563 | 22908.7402 | 22410.7241 | 21912.708 | 21414.6919 | 20916.6758 | 20418.6597 | 19920.6436 | 19422.6275 | 18924.6114 | 18426.5954 | 17928.5793 | 17430.5632 | 16932.5471 | 16434.531 | 15936.5149 | 15438.4988 | 14940.4827 | 14442.4666 | 13944.4505 | 13446.4344 | 12948.4184 | 12450.4023 | 11952.3862 | 11454.3701 | 10956.354 | 10458.3379 | 9960.3218 | 9462.3057 | 8964.2896 | 8466.2735 | 7968.2575 | 7470.2414 | 6972.2253 | 6474.2092 | 5976.1931 | 5478.177 | 4980.1609 | 4482.1448 | 3984.1287 | 3486.1126 | 2988.0965 | 2490.0805 | 1992.0644 | 1494.0483 | 996.0322 | 498.0161 | -1.7621e-11 | -1.7621e-11 | -1.7621e-11 | -1.7621e-11 | -1.7621e-11 | -1.7621e-11 | -1.7621e-11 | -1.7621e-11 | -1.7621e-11 | -1.7621e-11 | -1.7621e-11 | -1.7621e-11 | -1.7621e-11 | -1.7621e-11 | -1.7621e-11 | -1.7621e-11 | -1.7621e-11 | -1.7621e-11
|  |  |  | EGR periods flag | 0 | flag | 3 | 0 | 0 | 0 | 0 | 0 | 0 | 1 | 1 | 1 | 0 | 0 | 0 | 0 | 0 | 0 | 0 | 0 | 0 | 0 | 0 | 0 | 0 | 0 | 0 | 0 | 0 | 0 | 0 | 0 | 0 | 0 | 0 | 0 | 0 | 0 | 0 | 0 | 0 | 0 | 0 | 0 | 0 | 0 | 0 | 0 | 0 | 0 | 0 | 0 | 0 | 0 | 0 | 0 | 0 | 0 | 0 | 0 | 0 | 0 | 0 | 0 | 0 | 0 | 0 | 0 | 0 | 0 | 0 | 0 | 0 | 0 | 0 | 0 | 0 | 0 | 0 | 0 | 0 | 0 | 0 | 0 | 0 | 0 | 0 | 0 | 0 | 0
|  |  |  | Operations period ppf - actual / actual | 0 | factor | 60 | 0 | 0 | 0 | 0 | 0 | 0 | 0 | 0 | 0 | 1 | 1 | 1 | 1 | 1 | 1 | 1 | 1 | 1 | 1 | 1 | 1 | 1 | 1 | 1 | 1 | 1 | 1 | 1 | 1 | 1 | 1 | 1 | 1 | 1 | 1 | 1 | 1 | 1 | 1 | 1 | 1 | 1 | 1 | 1 | 1 | 1 | 1 | 1 | 1 | 1 | 1 | 1 | 1 | 1 | 1 | 1 | 1 | 1 | 1 | 1 | 1 | 1 | 1 | 1 | 1 | 1 | 1 | 1 | 1 | 0 | 0 | 0 | 0 | 0 | 0 | 0 | 0 | 0 | 0 | 0 | 0 | 0 | 0 | 0 | 0 | 0 | 0
|  |  |  | End of operations period flag | 0 | flag | 1 | 0 | 0 | 0 | 0 | 0 | 0 | 0 | 0 | 0 | 0 | 0 | 0 | 0 | 0 | 0 | 0 | 0 | 0 | 0 | 0 | 0 | 0 | 0 | 0 | 0 | 0 | 0 | 0 | 0 | 0 | 0 | 0 | 0 | 0 | 0 | 0 | 0 | 0 | 0 | 0 | 0 | 0 | 0 | 0 | 0 | 0 | 0 | 0 | 0 | 0 | 0 | 0 | 0 | 0 | 0 | 0 | 0 | 0 | 0 | 0 | 0 | 0 | 0 | 0 | 0 | 0 | 0 | 0 | 1 | 0 | 0 | 0 | 0 | 0 | 0 | 0 | 0 | 0 | 0 | 0 | 0 | 0 | 0 | 0 | 0 | 0 | 0
|  |  |  | Other non-current asset depreciation - EGR period | 0 | USD 000s | 1394.893 | 0 | 0 | 0 | 0 | 0 | 0 | 425.773 | 487.7753 | 481.3447 | 0 | 0 | 0 | 0 | 0 | 0 | 0 | 0 | 0 | 0 | 0 | 0 | 0 | 0 | 0 | 0 | 0 | 0 | 0 | 0 | 0 | 0 | 0 | 0 | 0 | 0 | 0 | 0 | 0 | 0 | 0 | 0 | 0 | 0 | 0 | 0 | 0 | 0 | 0 | 0 | 0 | 0 | 0 | 0 | 0 | 0 | 0 | 0 | 0 | 0 | 0 | 0 | 0 | 0 | 0 | 0 | 0 | 0 | 0 | 0 | 0 | 0 | 0 | 0 | 0 | 0 | 0 | 0 | 0 | 0 | 0 | 0 | 0 | 0 | 0 | 0 | 0 | 0
|  |  |  | Other non-current asset depreciation POS |  | USD 000s | 31275.8584 |  | 0 | 0 | 0 | 0 | 0 | 425.773 | 487.7753 | 481.3447 | 498.0161 | 498.0161 | 498.0161 | 498.0161 | 498.0161 | 498.0161 | 498.0161 | 498.0161 | 498.0161 | 498.0161 | 498.0161 | 498.0161 | 498.0161 | 498.0161 | 498.0161 | 498.0161 | 498.0161 | 498.0161 | 498.0161 | 498.0161 | 498.0161 | 498.0161 | 498.0161 | 498.0161 | 498.0161 | 498.0161 | 498.0161 | 498.0161 | 498.0161 | 498.0161 | 498.0161 | 498.0161 | 498.0161 | 498.0161 | 498.0161 | 498.0161 | 498.0161 | 498.0161 | 498.0161 | 498.0161 | 498.0161 | 498.0161 | 498.0161 | 498.0161 | 498.0161 | 498.0161 | 498.0161 | 498.0161 | 498.0161 | 498.0161 | 498.0161 | 498.0161 | 498.0161 | 498.0161 | 498.0161 | 498.0161 | 498.0161 | 498.0161 | 498.0161 | 498.0161 | 0 | 0 | 0 | 0 | 0 | 0 | 0 | 0 | 0 | 0 | 0 | 0 | 0 | 0 | 0 | 0 | 0 | 0
|  |  |  | Other non-current asset balance BEG |  | USD 000s |  |  | 0 | 0 | 0 | 0 | 22149.5497 | 26823.6963 | 30729.844 | 30324.7187 | 29880.9654 | 29382.9494 | 28884.9333 | 28386.9172 | 27888.9011 | 27390.885 | 26892.8689 | 26394.8528 | 25896.8367 | 25398.8206 | 24900.8045 | 24402.7884 | 23904.7724 | 23406.7563 | 22908.7402 | 22410.7241 | 21912.708 | 21414.6919 | 20916.6758 | 20418.6597 | 19920.6436 | 19422.6275 | 18924.6114 | 18426.5954 | 17928.5793 | 17430.5632 | 16932.5471 | 16434.531 | 15936.5149 | 15438.4988 | 14940.4827 | 14442.4666 | 13944.4505 | 13446.4344 | 12948.4184 | 12450.4023 | 11952.3862 | 11454.3701 | 10956.354 | 10458.3379 | 9960.3218 | 9462.3057 | 8964.2896 | 8466.2735 | 7968.2575 | 7470.2414 | 6972.2253 | 6474.2092 | 5976.1931 | 5478.177 | 4980.1609 | 4482.1448 | 3984.1287 | 3486.1126 | 2988.0965 | 2490.0805 | 1992.0644 | 1494.0483 | 996.0322 | 498.0161 | -1.7621e-11 | -1.7621e-11 | -1.7621e-11 | -1.7621e-11 | -1.7621e-11 | -1.7621e-11 | -1.7621e-11 | -1.7621e-11 | -1.7621e-11 | -1.7621e-11 | -1.7621e-11 | -1.7621e-11 | -1.7621e-11 | -1.7621e-11 | -1.7621e-11 | -1.7621e-11 | -1.7621e-11 | -1.7621e-11
|  |  | Plus | Other non current asset additions | 0 | USD 000s | 31275.8584 | 0 | 0 | 0 | 0 | 22149.5497 | 4674.1466 | 4331.9206 | 82.65 | 37.5915 | 0 | 0 | 0 | 0 | 0 | 0 | 0 | 0 | 0 | 0 | 0 | 0 | 0 | 0 | 0 | 0 | 0 | 0 | 0 | 0 | 0 | 0 | 0 | 0 | 0 | 0 | 0 | 0 | 0 | 0 | 0 | 0 | 0 | 0 | 0 | 0 | 0 | 0 | 0 | 0 | 0 | 0 | 0 | 0 | 0 | 0 | 0 | 0 | 0 | 0 | 0 | 0 | 0 | 0 | 0 | 0 | 0 | 0 | 0 | 0 | 0 | 0 | 0 | 0 | 0 | 0 | 0 | 0 | 0 | 0 | 0 | 0 | 0 | 0 | 0 | 0 | 0 | 0
|  |  | Less | Other non-current asset depreciation POS | 0 | USD 000s | 31275.8584 | 0 | 0 | 0 | 0 | 0 | 0 | 425.773 | 487.7753 | 481.3447 | 498.0161 | 498.0161 | 498.0161 | 498.0161 | 498.0161 | 498.0161 | 498.0161 | 498.0161 | 498.0161 | 498.0161 | 498.0161 | 498.0161 | 498.0161 | 498.0161 | 498.0161 | 498.0161 | 498.0161 | 498.0161 | 498.0161 | 498.0161 | 498.0161 | 498.0161 | 498.0161 | 498.0161 | 498.0161 | 498.0161 | 498.0161 | 498.0161 | 498.0161 | 498.0161 | 498.0161 | 498.0161 | 498.0161 | 498.0161 | 498.0161 | 498.0161 | 498.0161 | 498.0161 | 498.0161 | 498.0161 | 498.0161 | 498.0161 | 498.0161 | 498.0161 | 498.0161 | 498.0161 | 498.0161 | 498.0161 | 498.0161 | 498.0161 | 498.0161 | 498.0161 | 498.0161 | 498.0161 | 498.0161 | 498.0161 | 498.0161 | 498.0161 | 498.0161 | 498.0161 | 0 | 0 | 0 | 0 | 0 | 0 | 0 | 0 | 0 | 0 | 0 | 0 | 0 | 0 | 0 | 0 | 0 | 0
|  |  |  | Other non-current asset balance |  | USD 000s |  |  | 0 | 0 | 0 | 22149.5497 | 26823.6963 | 30729.844 | 30324.7187 | 29880.9654 | 29382.9494 | 28884.9333 | 28386.9172 | 27888.9011 | 27390.885 | 26892.8689 | 26394.8528 | 25896.8367 | 25398.8206 | 24900.8045 | 24402.7884 | 23904.7724 | 23406.7563 | 22908.7402 | 22410.7241 | 21912.708 | 21414.6919 | 20916.6758 | 20418.6597 | 19920.6436 | 19422.6275 | 18924.6114 | 18426.5954 | 17928.5793 | 17430.5632 | 16932.5471 | 16434.531 | 15936.5149 | 15438.4988 | 14940.4827 | 14442.4666 | 13944.4505 | 13446.4344 | 12948.4184 | 12450.4023 | 11952.3862 | 11454.3701 | 10956.354 | 10458.3379 | 9960.3218 | 9462.3057 | 8964.2896 | 8466.2735 | 7968.2575 | 7470.2414 | 6972.2253 | 6474.2092 | 5976.1931 | 5478.177 | 4980.1609 | 4482.1448 | 3984.1287 | 3486.1126 | 2988.0965 | 2490.0805 | 1992.0644 | 1494.0483 | 996.0322 | 498.0161 | -1.7621e-11 | -1.7621e-11 | -1.7621e-11 | -1.7621e-11 | -1.7621e-11 | -1.7621e-11 | -1.7621e-11 | -1.7621e-11 | -1.7621e-11 | -1.7621e-11 | -1.7621e-11 | -1.7621e-11 | -1.7621e-11 | -1.7621e-11 | -1.7621e-11 | -1.7621e-11 | -1.7621e-11 | -1.7621e-11 | -1.7621e-11
Total non-current assets
|  |  |  | PV assets additions | 0 | USD 000s | 127767.595 | 0 | 0 | 0 | 0 | 95263.5188 | 32504.0762 | 0 | 0 | 0 | 0 | 0 | 0 | 0 | 0 | 0 | 0 | 0 | 0 | 0 | 0 | 0 | 0 | 0 | 0 | 0 | 0 | 0 | 0 | 0 | 0 | 0 | 0 | 0 | 0 | 0 | 0 | 0 | 0 | 0 | 0 | 0 | 0 | 0 | 0 | 0 | 0 | 0 | 0 | 0 | 0 | 0 | 0 | 0 | 0 | 0 | 0 | 0 | 0 | 0 | 0 | 0 | 0 | 0 | 0 | 0 | 0 | 0 | 0 | 0 | 0 | 0 | 0 | 0 | 0 | 0 | 0 | 0 | 0 | 0 | 0 | 0 | 0 | 0 | 0 | 0 | 0 | 0
|  |  |  | Spare 2 asset additions | 0 | USD 000s | 0 | 0 | 0 | 0 | 0 | 0 | 0 | 0 | 0 | 0 | 0 | 0 | 0 | 0 | 0 | 0 | 0 | 0 | 0 | 0 | 0 | 0 | 0 | 0 | 0 | 0 | 0 | 0 | 0 | 0 | 0 | 0 | 0 | 0 | 0 | 0 | 0 | 0 | 0 | 0 | 0 | 0 | 0 | 0 | 0 | 0 | 0 | 0 | 0 | 0 | 0 | 0 | 0 | 0 | 0 | 0 | 0 | 0 | 0 | 0 | 0 | 0 | 0 | 0 | 0 | 0 | 0 | 0 | 0 | 0 | 0 | 0 | 0 | 0 | 0 | 0 | 0 | 0 | 0 | 0 | 0 | 0 | 0 | 0 | 0 | 0 | 0 | 0
|  |  |  | Spare 3 asset additions | 0 | USD 000s | 0 | 0 | 0 | 0 | 0 | 0 | 0 | 0 | 0 | 0 | 0 | 0 | 0 | 0 | 0 | 0 | 0 | 0 | 0 | 0 | 0 | 0 | 0 | 0 | 0 | 0 | 0 | 0 | 0 | 0 | 0 | 0 | 0 | 0 | 0 | 0 | 0 | 0 | 0 | 0 | 0 | 0 | 0 | 0 | 0 | 0 | 0 | 0 | 0 | 0 | 0 | 0 | 0 | 0 | 0 | 0 | 0 | 0 | 0 | 0 | 0 | 0 | 0 | 0 | 0 | 0 | 0 | 0 | 0 | 0 | 0 | 0 | 0 | 0 | 0 | 0 | 0 | 0 | 0 | 0 | 0 | 0 | 0 | 0 | 0 | 0 | 0 | 0
|  |  |  | Spare 4 asset additions | 0 | USD 000s | 0 | 0 | 0 | 0 | 0 | 0 | 0 | 0 | 0 | 0 | 0 | 0 | 0 | 0 | 0 | 0 | 0 | 0 | 0 | 0 | 0 | 0 | 0 | 0 | 0 | 0 | 0 | 0 | 0 | 0 | 0 | 0 | 0 | 0 | 0 | 0 | 0 | 0 | 0 | 0 | 0 | 0 | 0 | 0 | 0 | 0 | 0 | 0 | 0 | 0 | 0 | 0 | 0 | 0 | 0 | 0 | 0 | 0 | 0 | 0 | 0 | 0 | 0 | 0 | 0 | 0 | 0 | 0 | 0 | 0 | 0 | 0 | 0 | 0 | 0 | 0 | 0 | 0 | 0 | 0 | 0 | 0 | 0 | 0 | 0 | 0 | 0 | 0
|  |  |  | Spare 5 asset additions | 0 | USD 000s | 0 | 0 | 0 | 0 | 0 | 0 | 0 | 0 | 0 | 0 | 0 | 0 | 0 | 0 | 0 | 0 | 0 | 0 | 0 | 0 | 0 | 0 | 0 | 0 | 0 | 0 | 0 | 0 | 0 | 0 | 0 | 0 | 0 | 0 | 0 | 0 | 0 | 0 | 0 | 0 | 0 | 0 | 0 | 0 | 0 | 0 | 0 | 0 | 0 | 0 | 0 | 0 | 0 | 0 | 0 | 0 | 0 | 0 | 0 | 0 | 0 | 0 | 0 | 0 | 0 | 0 | 0 | 0 | 0 | 0 | 0 | 0 | 0 | 0 | 0 | 0 | 0 | 0 | 0 | 0 | 0 | 0 | 0 | 0 | 0 | 0 | 0 | 0
|  |  |  | Other non current asset additions | 0 | USD 000s | 31275.8584 | 0 | 0 | 0 | 0 | 22149.5497 | 4674.1466 | 4331.9206 | 82.65 | 37.5915 | 0 | 0 | 0 | 0 | 0 | 0 | 0 | 0 | 0 | 0 | 0 | 0 | 0 | 0 | 0 | 0 | 0 | 0 | 0 | 0 | 0 | 0 | 0 | 0 | 0 | 0 | 0 | 0 | 0 | 0 | 0 | 0 | 0 | 0 | 0 | 0 | 0 | 0 | 0 | 0 | 0 | 0 | 0 | 0 | 0 | 0 | 0 | 0 | 0 | 0 | 0 | 0 | 0 | 0 | 0 | 0 | 0 | 0 | 0 | 0 | 0 | 0 | 0 | 0 | 0 | 0 | 0 | 0 | 0 | 0 | 0 | 0 | 0 | 0 | 0 | 0 | 0 | 0
|  |  |  | Non current assets additions POS |  | USD 000s | 159043.4534 |  | 0 | 0 | 0 | 117413.0686 | 37178.2227 | 4331.9206 | 82.65 | 37.5915 | 0 | 0 | 0 | 0 | 0 | 0 | 0 | 0 | 0 | 0 | 0 | 0 | 0 | 0 | 0 | 0 | 0 | 0 | 0 | 0 | 0 | 0 | 0 | 0 | 0 | 0 | 0 | 0 | 0 | 0 | 0 | 0 | 0 | 0 | 0 | 0 | 0 | 0 | 0 | 0 | 0 | 0 | 0 | 0 | 0 | 0 | 0 | 0 | 0 | 0 | 0 | 0 | 0 | 0 | 0 | 0 | 0 | 0 | 0 | 0 | 0 | 0 | 0 | 0 | 0 | 0 | 0 | 0 | 0 | 0 | 0 | 0 | 0 | 0 | 0 | 0 | 0 | 0
|  |  |  | PV asset depreciation POS | 0 | USD 000s | 127767.595 | 0 | 0 | 0 | 0 | 0 | 0 | 2028.0571 | 1995.8657 | 1964.1853 | 2029.6581 | 2029.6581 | 2029.6581 | 2029.6581 | 2029.6581 | 2029.6581 | 2029.6581 | 2029.6581 | 2029.6581 | 2029.6581 | 2029.6581 | 2029.6581 | 2029.6581 | 2029.6581 | 2029.6581 | 2029.6581 | 2029.6581 | 2029.6581 | 2029.6581 | 2029.6581 | 2029.6581 | 2029.6581 | 2029.6581 | 2029.6581 | 2029.6581 | 2029.6581 | 2029.6581 | 2029.6581 | 2029.6581 | 2029.6581 | 2029.6581 | 2029.6581 | 2029.6581 | 2029.6581 | 2029.6581 | 2029.6581 | 2029.6581 | 2029.6581 | 2029.6581 | 2029.6581 | 2029.6581 | 2029.6581 | 2029.6581 | 2029.6581 | 2029.6581 | 2029.6581 | 2029.6581 | 2029.6581 | 2029.6581 | 2029.6581 | 2029.6581 | 2029.6581 | 2029.6581 | 2029.6581 | 2029.6581 | 2029.6581 | 2029.6581 | 2029.6581 | 2029.6581 | 2029.6581 | 0 | 0 | 0 | 0 | 0 | 0 | 0 | 0 | 0 | 0 | 0 | 0 | 0 | 0 | 0 | 0 | 0 | 0
|  |  |  | Spare 2 asset depreciation POS | 0 | USD 000s | 0 | 0 | 0 | 0 | 0 | 0 | 0 | 0 | 0 | 0 | 0 | 0 | 0 | 0 | 0 | 0 | 0 | 0 | 0 | 0 | 0 | 0 | 0 | 0 | 0 | 0 | 0 | 0 | 0 | 0 | 0 | 0 | 0 | 0 | 0 | 0 | 0 | 0 | 0 | 0 | 0 | 0 | 0 | 0 | 0 | 0 | 0 | 0 | 0 | 0 | 0 | 0 | 0 | 0 | 0 | 0 | 0 | 0 | 0 | 0 | 0 | 0 | 0 | 0 | 0 | 0 | 0 | 0 | 0 | 0 | 0 | 0 | 0 | 0 | 0 | 0 | 0 | 0 | 0 | 0 | 0 | 0 | 0 | 0 | 0 | 0 | 0 | 0
|  |  |  | Spare 3 asset depreciation POS | 0 | USD 000s | 0 | 0 | 0 | 0 | 0 | 0 | 0 | 0 | 0 | 0 | 0 | 0 | 0 | 0 | 0 | 0 | 0 | 0 | 0 | 0 | 0 | 0 | 0 | 0 | 0 | 0 | 0 | 0 | 0 | 0 | 0 | 0 | 0 | 0 | 0 | 0 | 0 | 0 | 0 | 0 | 0 | 0 | 0 | 0 | 0 | 0 | 0 | 0 | 0 | 0 | 0 | 0 | 0 | 0 | 0 | 0 | 0 | 0 | 0 | 0 | 0 | 0 | 0 | 0 | 0 | 0 | 0 | 0 | 0 | 0 | 0 | 0 | 0 | 0 | 0 | 0 | 0 | 0 | 0 | 0 | 0 | 0 | 0 | 0 | 0 | 0 | 0 | 0
|  |  |  | Spare 4 asset depreciation POS | 0 | USD 000s | 0 | 0 | 0 | 0 | 0 | 0 | 0 | 0 | 0 | 0 | 0 | 0 | 0 | 0 | 0 | 0 | 0 | 0 | 0 | 0 | 0 | 0 | 0 | 0 | 0 | 0 | 0 | 0 | 0 | 0 | 0 | 0 | 0 | 0 | 0 | 0 | 0 | 0 | 0 | 0 | 0 | 0 | 0 | 0 | 0 | 0 | 0 | 0 | 0 | 0 | 0 | 0 | 0 | 0 | 0 | 0 | 0 | 0 | 0 | 0 | 0 | 0 | 0 | 0 | 0 | 0 | 0 | 0 | 0 | 0 | 0 | 0 | 0 | 0 | 0 | 0 | 0 | 0 | 0 | 0 | 0 | 0 | 0 | 0 | 0 | 0 | 0 | 0
|  |  |  | Spare 5 asset depreciation POS | 0 | USD 000s | 0 | 0 | 0 | 0 | 0 | 0 | 0 | 0 | 0 | 0 | 0 | 0 | 0 | 0 | 0 | 0 | 0 | 0 | 0 | 0 | 0 | 0 | 0 | 0 | 0 | 0 | 0 | 0 | 0 | 0 | 0 | 0 | 0 | 0 | 0 | 0 | 0 | 0 | 0 | 0 | 0 | 0 | 0 | 0 | 0 | 0 | 0 | 0 | 0 | 0 | 0 | 0 | 0 | 0 | 0 | 0 | 0 | 0 | 0 | 0 | 0 | 0 | 0 | 0 | 0 | 0 | 0 | 0 | 0 | 0 | 0 | 0 | 0 | 0 | 0 | 0 | 0 | 0 | 0 | 0 | 0 | 0 | 0 | 0 | 0 | 0 | 0 | 0
|  |  |  | Other non-current asset depreciation POS | 0 | USD 000s | 31275.8584 | 0 | 0 | 0 | 0 | 0 | 0 | 425.773 | 487.7753 | 481.3447 | 498.0161 | 498.0161 | 498.0161 | 498.0161 | 498.0161 | 498.0161 | 498.0161 | 498.0161 | 498.0161 | 498.0161 | 498.0161 | 498.0161 | 498.0161 | 498.0161 | 498.0161 | 498.0161 | 498.0161 | 498.0161 | 498.0161 | 498.0161 | 498.0161 | 498.0161 | 498.0161 | 498.0161 | 498.0161 | 498.0161 | 498.0161 | 498.0161 | 498.0161 | 498.0161 | 498.0161 | 498.0161 | 498.0161 | 498.0161 | 498.0161 | 498.0161 | 498.0161 | 498.0161 | 498.0161 | 498.0161 | 498.0161 | 498.0161 | 498.0161 | 498.0161 | 498.0161 | 498.0161 | 498.0161 | 498.0161 | 498.0161 | 498.0161 | 498.0161 | 498.0161 | 498.0161 | 498.0161 | 498.0161 | 498.0161 | 498.0161 | 498.0161 | 498.0161 | 498.0161 | 0 | 0 | 0 | 0 | 0 | 0 | 0 | 0 | 0 | 0 | 0 | 0 | 0 | 0 | 0 | 0 | 0 | 0
|  |  |  | Non current assets depreciation POS |  | USD 000s | 159043.4534 |  | 0 | 0 | 0 | 0 | 0 | 2453.83 | 2483.641 | 2445.53 | 2527.6742 | 2527.6742 | 2527.6742 | 2527.6742 | 2527.6742 | 2527.6742 | 2527.6742 | 2527.6742 | 2527.6742 | 2527.6742 | 2527.6742 | 2527.6742 | 2527.6742 | 2527.6742 | 2527.6742 | 2527.6742 | 2527.6742 | 2527.6742 | 2527.6742 | 2527.6742 | 2527.6742 | 2527.6742 | 2527.6742 | 2527.6742 | 2527.6742 | 2527.6742 | 2527.6742 | 2527.6742 | 2527.6742 | 2527.6742 | 2527.6742 | 2527.6742 | 2527.6742 | 2527.6742 | 2527.6742 | 2527.6742 | 2527.6742 | 2527.6742 | 2527.6742 | 2527.6742 | 2527.6742 | 2527.6742 | 2527.6742 | 2527.6742 | 2527.6742 | 2527.6742 | 2527.6742 | 2527.6742 | 2527.6742 | 2527.6742 | 2527.6742 | 2527.6742 | 2527.6742 | 2527.6742 | 2527.6742 | 2527.6742 | 2527.6742 | 2527.6742 | 2527.6742 | 2527.6742 | 0 | 0 | 0 | 0 | 0 | 0 | 0 | 0 | 0 | 0 | 0 | 0 | 0 | 0 | 0 | 0 | 0 | 0
|  |  |  | Non current assets balance BEG |  | USD 000s |  |  | 0 | 0 | 0 | 0 | 117413.0686 | 154591.2913 | 156469.3819 | 154068.3909 | 151660.4524 | 149132.7782 | 146605.104 | 144077.4298 | 141549.7556 | 139022.0814 | 136494.4072 | 133966.733 | 131439.0588 | 128911.3846 | 126383.7104 | 123856.0361 | 121328.3619 | 118800.6877 | 116273.0135 | 113745.3393 | 111217.6651 | 108689.9909 | 106162.3167 | 103634.6425 | 101106.9683 | 98579.2941 | 96051.6199 | 93523.9457 | 90996.2715 | 88468.5972 | 85940.923 | 83413.2488 | 80885.5746 | 78357.9004 | 75830.2262 | 73302.552 | 70774.8778 | 68247.2036 | 65719.5294 | 63191.8552 | 60664.181 | 58136.5068 | 55608.8326 | 53081.1583 | 50553.4841 | 48025.8099 | 45498.1357 | 42970.4615 | 40442.7873 | 37915.1131 | 35387.4389 | 32859.7647 | 30332.0905 | 27804.4163 | 25276.7421 | 22749.0679 | 20221.3937 | 17693.7194 | 15166.0452 | 12638.371 | 10110.6968 | 7583.0226 | 5055.3484 | 2527.6742 | -7.5488e-11 | -7.5488e-11 | -7.5488e-11 | -7.5488e-11 | -7.5488e-11 | -7.5488e-11 | -7.5488e-11 | -7.5488e-11 | -7.5488e-11 | -7.5488e-11 | -7.5488e-11 | -7.5488e-11 | -7.5488e-11 | -7.5488e-11 | -7.5488e-11 | -7.5488e-11 | -7.5488e-11 | -7.5488e-11
|  |  | Plus | PV assets additions | 0 | USD 000s | 127767.595 | 0 | 0 | 0 | 0 | 95263.5188 | 32504.0762 | 0 | 0 | 0 | 0 | 0 | 0 | 0 | 0 | 0 | 0 | 0 | 0 | 0 | 0 | 0 | 0 | 0 | 0 | 0 | 0 | 0 | 0 | 0 | 0 | 0 | 0 | 0 | 0 | 0 | 0 | 0 | 0 | 0 | 0 | 0 | 0 | 0 | 0 | 0 | 0 | 0 | 0 | 0 | 0 | 0 | 0 | 0 | 0 | 0 | 0 | 0 | 0 | 0 | 0 | 0 | 0 | 0 | 0 | 0 | 0 | 0 | 0 | 0 | 0 | 0 | 0 | 0 | 0 | 0 | 0 | 0 | 0 | 0 | 0 | 0 | 0 | 0 | 0 | 0 | 0 | 0
|  |  | Plus | Spare 2 asset additions | 0 | USD 000s | 0 | 0 | 0 | 0 | 0 | 0 | 0 | 0 | 0 | 0 | 0 | 0 | 0 | 0 | 0 | 0 | 0 | 0 | 0 | 0 | 0 | 0 | 0 | 0 | 0 | 0 | 0 | 0 | 0 | 0 | 0 | 0 | 0 | 0 | 0 | 0 | 0 | 0 | 0 | 0 | 0 | 0 | 0 | 0 | 0 | 0 | 0 | 0 | 0 | 0 | 0 | 0 | 0 | 0 | 0 | 0 | 0 | 0 | 0 | 0 | 0 | 0 | 0 | 0 | 0 | 0 | 0 | 0 | 0 | 0 | 0 | 0 | 0 | 0 | 0 | 0 | 0 | 0 | 0 | 0 | 0 | 0 | 0 | 0 | 0 | 0 | 0 | 0
|  |  | Plus | Spare 3 asset additions | 0 | USD 000s | 0 | 0 | 0 | 0 | 0 | 0 | 0 | 0 | 0 | 0 | 0 | 0 | 0 | 0 | 0 | 0 | 0 | 0 | 0 | 0 | 0 | 0 | 0 | 0 | 0 | 0 | 0 | 0 | 0 | 0 | 0 | 0 | 0 | 0 | 0 | 0 | 0 | 0 | 0 | 0 | 0 | 0 | 0 | 0 | 0 | 0 | 0 | 0 | 0 | 0 | 0 | 0 | 0 | 0 | 0 | 0 | 0 | 0 | 0 | 0 | 0 | 0 | 0 | 0 | 0 | 0 | 0 | 0 | 0 | 0 | 0 | 0 | 0 | 0 | 0 | 0 | 0 | 0 | 0 | 0 | 0 | 0 | 0 | 0 | 0 | 0 | 0 | 0
|  |  | Plus | Spare 4 asset additions | 0 | USD 000s | 0 | 0 | 0 | 0 | 0 | 0 | 0 | 0 | 0 | 0 | 0 | 0 | 0 | 0 | 0 | 0 | 0 | 0 | 0 | 0 | 0 | 0 | 0 | 0 | 0 | 0 | 0 | 0 | 0 | 0 | 0 | 0 | 0 | 0 | 0 | 0 | 0 | 0 | 0 | 0 | 0 | 0 | 0 | 0 | 0 | 0 | 0 | 0 | 0 | 0 | 0 | 0 | 0 | 0 | 0 | 0 | 0 | 0 | 0 | 0 | 0 | 0 | 0 | 0 | 0 | 0 | 0 | 0 | 0 | 0 | 0 | 0 | 0 | 0 | 0 | 0 | 0 | 0 | 0 | 0 | 0 | 0 | 0 | 0 | 0 | 0 | 0 | 0
|  |  | Plus | Spare 5 asset additions | 0 | USD 000s | 0 | 0 | 0 | 0 | 0 | 0 | 0 | 0 | 0 | 0 | 0 | 0 | 0 | 0 | 0 | 0 | 0 | 0 | 0 | 0 | 0 | 0 | 0 | 0 | 0 | 0 | 0 | 0 | 0 | 0 | 0 | 0 | 0 | 0 | 0 | 0 | 0 | 0 | 0 | 0 | 0 | 0 | 0 | 0 | 0 | 0 | 0 | 0 | 0 | 0 | 0 | 0 | 0 | 0 | 0 | 0 | 0 | 0 | 0 | 0 | 0 | 0 | 0 | 0 | 0 | 0 | 0 | 0 | 0 | 0 | 0 | 0 | 0 | 0 | 0 | 0 | 0 | 0 | 0 | 0 | 0 | 0 | 0 | 0 | 0 | 0 | 0 | 0
|  |  | Plus | Other non current asset additions | 0 | USD 000s | 31275.8584 | 0 | 0 | 0 | 0 | 22149.5497 | 4674.1466 | 4331.9206 | 82.65 | 37.5915 | 0 | 0 | 0 | 0 | 0 | 0 | 0 | 0 | 0 | 0 | 0 | 0 | 0 | 0 | 0 | 0 | 0 | 0 | 0 | 0 | 0 | 0 | 0 | 0 | 0 | 0 | 0 | 0 | 0 | 0 | 0 | 0 | 0 | 0 | 0 | 0 | 0 | 0 | 0 | 0 | 0 | 0 | 0 | 0 | 0 | 0 | 0 | 0 | 0 | 0 | 0 | 0 | 0 | 0 | 0 | 0 | 0 | 0 | 0 | 0 | 0 | 0 | 0 | 0 | 0 | 0 | 0 | 0 | 0 | 0 | 0 | 0 | 0 | 0 | 0 | 0 | 0 | 0
|  |  | Less | PV asset depreciation POS | 0 | USD 000s | 127767.595 | 0 | 0 | 0 | 0 | 0 | 0 | 2028.0571 | 1995.8657 | 1964.1853 | 2029.6581 | 2029.6581 | 2029.6581 | 2029.6581 | 2029.6581 | 2029.6581 | 2029.6581 | 2029.6581 | 2029.6581 | 2029.6581 | 2029.6581 | 2029.6581 | 2029.6581 | 2029.6581 | 2029.6581 | 2029.6581 | 2029.6581 | 2029.6581 | 2029.6581 | 2029.6581 | 2029.6581 | 2029.6581 | 2029.6581 | 2029.6581 | 2029.6581 | 2029.6581 | 2029.6581 | 2029.6581 | 2029.6581 | 2029.6581 | 2029.6581 | 2029.6581 | 2029.6581 | 2029.6581 | 2029.6581 | 2029.6581 | 2029.6581 | 2029.6581 | 2029.6581 | 2029.6581 | 2029.6581 | 2029.6581 | 2029.6581 | 2029.6581 | 2029.6581 | 2029.6581 | 2029.6581 | 2029.6581 | 2029.6581 | 2029.6581 | 2029.6581 | 2029.6581 | 2029.6581 | 2029.6581 | 2029.6581 | 2029.6581 | 2029.6581 | 2029.6581 | 2029.6581 | 2029.6581 | 0 | 0 | 0 | 0 | 0 | 0 | 0 | 0 | 0 | 0 | 0 | 0 | 0 | 0 | 0 | 0 | 0 | 0
|  |  | Less | Spare 2 asset depreciation POS | 0 | USD 000s | 0 | 0 | 0 | 0 | 0 | 0 | 0 | 0 | 0 | 0 | 0 | 0 | 0 | 0 | 0 | 0 | 0 | 0 | 0 | 0 | 0 | 0 | 0 | 0 | 0 | 0 | 0 | 0 | 0 | 0 | 0 | 0 | 0 | 0 | 0 | 0 | 0 | 0 | 0 | 0 | 0 | 0 | 0 | 0 | 0 | 0 | 0 | 0 | 0 | 0 | 0 | 0 | 0 | 0 | 0 | 0 | 0 | 0 | 0 | 0 | 0 | 0 | 0 | 0 | 0 | 0 | 0 | 0 | 0 | 0 | 0 | 0 | 0 | 0 | 0 | 0 | 0 | 0 | 0 | 0 | 0 | 0 | 0 | 0 | 0 | 0 | 0 | 0
|  |  | Less | Spare 3 asset depreciation POS | 0 | USD 000s | 0 | 0 | 0 | 0 | 0 | 0 | 0 | 0 | 0 | 0 | 0 | 0 | 0 | 0 | 0 | 0 | 0 | 0 | 0 | 0 | 0 | 0 | 0 | 0 | 0 | 0 | 0 | 0 | 0 | 0 | 0 | 0 | 0 | 0 | 0 | 0 | 0 | 0 | 0 | 0 | 0 | 0 | 0 | 0 | 0 | 0 | 0 | 0 | 0 | 0 | 0 | 0 | 0 | 0 | 0 | 0 | 0 | 0 | 0 | 0 | 0 | 0 | 0 | 0 | 0 | 0 | 0 | 0 | 0 | 0 | 0 | 0 | 0 | 0 | 0 | 0 | 0 | 0 | 0 | 0 | 0 | 0 | 0 | 0 | 0 | 0 | 0 | 0
|  |  | Less | Spare 4 asset depreciation POS | 0 | USD 000s | 0 | 0 | 0 | 0 | 0 | 0 | 0 | 0 | 0 | 0 | 0 | 0 | 0 | 0 | 0 | 0 | 0 | 0 | 0 | 0 | 0 | 0 | 0 | 0 | 0 | 0 | 0 | 0 | 0 | 0 | 0 | 0 | 0 | 0 | 0 | 0 | 0 | 0 | 0 | 0 | 0 | 0 | 0 | 0 | 0 | 0 | 0 | 0 | 0 | 0 | 0 | 0 | 0 | 0 | 0 | 0 | 0 | 0 | 0 | 0 | 0 | 0 | 0 | 0 | 0 | 0 | 0 | 0 | 0 | 0 | 0 | 0 | 0 | 0 | 0 | 0 | 0 | 0 | 0 | 0 | 0 | 0 | 0 | 0 | 0 | 0 | 0 | 0
|  |  | Less | Spare 5 asset depreciation POS | 0 | USD 000s | 0 | 0 | 0 | 0 | 0 | 0 | 0 | 0 | 0 | 0 | 0 | 0 | 0 | 0 | 0 | 0 | 0 | 0 | 0 | 0 | 0 | 0 | 0 | 0 | 0 | 0 | 0 | 0 | 0 | 0 | 0 | 0 | 0 | 0 | 0 | 0 | 0 | 0 | 0 | 0 | 0 | 0 | 0 | 0 | 0 | 0 | 0 | 0 | 0 | 0 | 0 | 0 | 0 | 0 | 0 | 0 | 0 | 0 | 0 | 0 | 0 | 0 | 0 | 0 | 0 | 0 | 0 | 0 | 0 | 0 | 0 | 0 | 0 | 0 | 0 | 0 | 0 | 0 | 0 | 0 | 0 | 0 | 0 | 0 | 0 | 0 | 0 | 0
|  |  | Less | Other non-current asset depreciation POS | 0 | USD 000s | 31275.8584 | 0 | 0 | 0 | 0 | 0 | 0 | 425.773 | 487.7753 | 481.3447 | 498.0161 | 498.0161 | 498.0161 | 498.0161 | 498.0161 | 498.0161 | 498.0161 | 498.0161 | 498.0161 | 498.0161 | 498.0161 | 498.0161 | 498.0161 | 498.0161 | 498.0161 | 498.0161 | 498.0161 | 498.0161 | 498.0161 | 498.0161 | 498.0161 | 498.0161 | 498.0161 | 498.0161 | 498.0161 | 498.0161 | 498.0161 | 498.0161 | 498.0161 | 498.0161 | 498.0161 | 498.0161 | 498.0161 | 498.0161 | 498.0161 | 498.0161 | 498.0161 | 498.0161 | 498.0161 | 498.0161 | 498.0161 | 498.0161 | 498.0161 | 498.0161 | 498.0161 | 498.0161 | 498.0161 | 498.0161 | 498.0161 | 498.0161 | 498.0161 | 498.0161 | 498.0161 | 498.0161 | 498.0161 | 498.0161 | 498.0161 | 498.0161 | 498.0161 | 498.0161 | 0 | 0 | 0 | 0 | 0 | 0 | 0 | 0 | 0 | 0 | 0 | 0 | 0 | 0 | 0 | 0 | 0 | 0
|  |  |  | Non current assets balance |  | USD 000s |  |  | 0 | 0 | 0 | 117413.0686 | 154591.2913 | 156469.3819 | 154068.3909 | 151660.4524 | 149132.7782 | 146605.104 | 144077.4298 | 141549.7556 | 139022.0814 | 136494.4072 | 133966.733 | 131439.0588 | 128911.3846 | 126383.7104 | 123856.0361 | 121328.3619 | 118800.6877 | 116273.0135 | 113745.3393 | 111217.6651 | 108689.9909 | 106162.3167 | 103634.6425 | 101106.9683 | 98579.2941 | 96051.6199 | 93523.9457 | 90996.2715 | 88468.5972 | 85940.923 | 83413.2488 | 80885.5746 | 78357.9004 | 75830.2262 | 73302.552 | 70774.8778 | 68247.2036 | 65719.5294 | 63191.8552 | 60664.181 | 58136.5068 | 55608.8326 | 53081.1583 | 50553.4841 | 48025.8099 | 45498.1357 | 42970.4615 | 40442.7873 | 37915.1131 | 35387.4389 | 32859.7647 | 30332.0905 | 27804.4163 | 25276.7421 | 22749.0679 | 20221.3937 | 17693.7194 | 15166.0452 | 12638.371 | 10110.6968 | 7583.0226 | 5055.3484 | 2527.6742 | -7.5488e-11 | -7.5488e-11 | -7.5488e-11 | -7.5488e-11 | -7.5488e-11 | -7.5488e-11 | -7.5488e-11 | -7.5488e-11 | -7.5488e-11 | -7.5488e-11 | -7.5488e-11 | -7.5488e-11 | -7.5488e-11 | -7.5488e-11 | -7.5488e-11 | -7.5488e-11 | -7.5488e-11 | -7.5488e-11 | -7.5488e-11
|  |  |  | IFRIC 12 accounting used? | 1 | 1 = yes, 0 = no (/OL or FL)
|  |  |  | Non current assets balance | 0 | USD 000s | 0 | 0 | 0 | 0 | 0 | 117413.0686 | 154591.2913 | 156469.3819 | 154068.3909 | 151660.4524 | 149132.7782 | 146605.104 | 144077.4298 | 141549.7556 | 139022.0814 | 136494.4072 | 133966.733 | 131439.0588 | 128911.3846 | 126383.7104 | 123856.0361 | 121328.3619 | 118800.6877 | 116273.0135 | 113745.3393 | 111217.6651 | 108689.9909 | 106162.3167 | 103634.6425 | 101106.9683 | 98579.2941 | 96051.6199 | 93523.9457 | 90996.2715 | 88468.5972 | 85940.923 | 83413.2488 | 80885.5746 | 78357.9004 | 75830.2262 | 73302.552 | 70774.8778 | 68247.2036 | 65719.5294 | 63191.8552 | 60664.181 | 58136.5068 | 55608.8326 | 53081.1583 | 50553.4841 | 48025.8099 | 45498.1357 | 42970.4615 | 40442.7873 | 37915.1131 | 35387.4389 | 32859.7647 | 30332.0905 | 27804.4163 | 25276.7421 | 22749.0679 | 20221.3937 | 17693.7194 | 15166.0452 | 12638.371 | 10110.6968 | 7583.0226 | 5055.3484 | 2527.6742 | -7.5488e-11 | -7.5488e-11 | -7.5488e-11 | -7.5488e-11 | -7.5488e-11 | -7.5488e-11 | -7.5488e-11 | -7.5488e-11 | -7.5488e-11 | -7.5488e-11 | -7.5488e-11 | -7.5488e-11 | -7.5488e-11 | -7.5488e-11 | -7.5488e-11 | -7.5488e-11 | -7.5488e-11 | -7.5488e-11 | -7.5488e-11
|  |  |  | Non current assets balance for BS |  | USD 000s |  |  | 0 | 0 | 0 | 0 | 0 | 0 | 0 | 0 | 0 | 0 | 0 | 0 | 0 | 0 | 0 | 0 | 0 | 0 | 0 | 0 | 0 | 0 | 0 | 0 | 0 | 0 | 0 | 0 | 0 | 0 | 0 | 0 | 0 | 0 | 0 | 0 | 0 | 0 | 0 | 0 | 0 | 0 | 0 | 0 | 0 | 0 | 0 | 0 | 0 | 0 | 0 | 0 | 0 | 0 | 0 | 0 | 0 | 0 | 0 | 0 | 0 | 0 | 0 | 0 | 0 | 0 | 0 | 0 | 0 | 0 | 0 | 0 | 0 | 0 | 0 | 0 | 0 | 0 | 0 | 0 | 0 | 0 | 0 | 0 | 0 | 0
aa | Capitalised finance costs
|  |  |  | Financial expenses during construction s.a. POS | 0 | USD 000s | 12706.413 | 0 | 0 | 0 | 0 | 1385.5506 | 2624.1503 | 2802.2648 | 2937.2272 | 2957.2201 | 0 | 0 | 0 | 0 | 0 | 0 | 0 | 0 | 0 | 0 | 0 | 0 | 0 | 0 | 0 | 0 | 0 | 0 | 0 | 0 | 0 | 0 | 0 | 0 | 0 | 0 | 0 | 0 | 0 | 0 | 0 | 0 | 0 | 0 | 0 | 0 | 0 | 0 | 0 | 0 | 0 | 0 | 0 | 0 | 0 | 0 | 0 | 0 | 0 | 0 | 0 | 0 | 0 | 0 | 0 | 0 | 0 | 0 | 0 | 0 | 0 | 0 | 0 | 0 | 0 | 0 | 0 | 0 | 0 | 0 | 0 | 0 | 0 | 0 | 0 | 0 | 0 | 0
|  |  |  | Equity bridge interest and fees rolled-up | 0 | USD 000s | 0 | 0 | 0 | 0 | 0 | 0 | 0 | 0 | 0 | 0 | 0 | 0 | 0 | 0 | 0 | 0 | 0 | 0 | 0 | 0 | 0 | 0 | 0 | 0 | 0 | 0 | 0 | 0 | 0 | 0 | 0 | 0 | 0 | 0 | 0 | 0 | 0 | 0 | 0 | 0 | 0 | 0 | 0 | 0 | 0 | 0 | 0 | 0 | 0 | 0 | 0 | 0 | 0 | 0 | 0 | 0 | 0 | 0 | 0 | 0 | 0 | 0 | 0 | 0 | 0 | 0 | 0 | 0 | 0 | 0 | 0 | 0 | 0 | 0 | 0 | 0 | 0 | 0 | 0 | 0 | 0 | 0 | 0 | 0 | 0 | 0 | 0 | 0
|  |  |  | Equity bridge interest and fees paid POS | 0 | USD 000s | 0 | 0 | 0 | 0 | 0 | 0 | 0 | 0 | 0 | 0 | 0 | 0 | 0 | 0 | 0 | 0 | 0 | 0 | 0 | 0 | 0 | 0 | 0 | 0 | 0 | 0 | 0 | 0 | 0 | 0 | 0 | 0 | 0 | 0 | 0 | 0 | 0 | 0 | 0 | 0 | 0 | 0 | 0 | 0 | 0 | 0 | 0 | 0 | 0 | 0 | 0 | 0 | 0 | 0 | 0 | 0 | 0 | 0 | 0 | 0 | 0 | 0 | 0 | 0 | 0 | 0 | 0 | 0 | 0 | 0 | 0 | 0 | 0 | 0 | 0 | 0 | 0 | 0 | 0 | 0 | 0 | 0 | 0 | 0 | 0 | 0 | 0 | 0
|  |  |  | SHL interest and fee rolled up during construction s.a. | 0 | USD 000s | 6737.8448 | 0 | 0 | 0 | 0 | 576.6499 | 1483.1457 | 1520.6127 | 1559.0263 | 1598.4102 | 0 | 0 | 0 | 0 | 0 | 0 | 0 | 0 | 0 | 0 | 0 | 0 | 0 | 0 | 0 | 0 | 0 | 0 | 0 | 0 | 0 | 0 | 0 | 0 | 0 | 0 | 0 | 0 | 0 | 0 | 0 | 0 | 0 | 0 | 0 | 0 | 0 | 0 | 0 | 0 | 0 | 0 | 0 | 0 | 0 | 0 | 0 | 0 | 0 | 0 | 0 | 0 | 0 | 0 | 0 | 0 | 0 | 0 | 0 | 0 | 0 | 0 | 0 | 0 | 0 | 0 | 0 | 0 | 0 | 0 | 0 | 0 | 0 | 0 | 0 | 0 | 0 | 0
|  |  |  | VAT facility financing costs rolled-up s.a. | 0 | USD 000s | 1008.7133 | 0 | 0 | 0 | 0 | 356.9886 | 461.8922 | 109.0892 | 55.9936 | 24.7496 | 0 | 0 | 0 | 0 | 0 | 0 | 0 | 0 | 0 | 0 | 0 | 0 | 0 | 0 | 0 | 0 | 0 | 0 | 0 | 0 | 0 | 0 | 0 | 0 | 0 | 0 | 0 | 0 | 0 | 0 | 0 | 0 | 0 | 0 | 0 | 0 | 0 | 0 | 0 | 0 | 0 | 0 | 0 | 0 | 0 | 0 | 0 | 0 | 0 | 0 | 0 | 0 | 0 | 0 | 0 | 0 | 0 | 0 | 0 | 0 | 0 | 0 | 0 | 0 | 0 | 0 | 0 | 0 | 0 | 0 | 0 | 0 | 0 | 0 | 0 | 0 | 0 | 0
|  |  |  | Finance costs during construction |  | USD 000s | 20452.9711 |  | 0 | 0 | 0 | 2319.1891 | 4569.1882 | 4431.9667 | 4552.2471 | 4580.38 | 0 | 0 | 0 | 0 | 0 | 0 | 0 | 0 | 0 | 0 | 0 | 0 | 0 | 0 | 0 | 0 | 0 | 0 | 0 | 0 | 0 | 0 | 0 | 0 | 0 | 0 | 0 | 0 | 0 | 0 | 0 | 0 | 0 | 0 | 0 | 0 | 0 | 0 | 0 | 0 | 0 | 0 | 0 | 0 | 0 | 0 | 0 | 0 | 0 | 0 | 0 | 0 | 0 | 0 | 0 | 0 | 0 | 0 | 0 | 0 | 0 | 0 | 0 | 0 | 0 | 0 | 0 | 0 | 0 | 0 | 0 | 0 | 0 | 0 | 0 | 0 | 0 | 0
|  |  |  | Total number of iep months | 18 | months
|  |  |  | Months in semi annual period | 6 | months
|  |  |  | Capitalized finance costs depreciation periods during construction | 3 | period
|  |  |  | Senior debt service duration | 37.5 | factor
|  |  |  | Capitalized finance costs depreciation periods during construction | 3 | period
|  |  |  | Capitalized finance costs depreciation rate - total duration | 2.469% | %
|  |  |  | Senior debt service duration | 37.5 | factor
|  |  |  | Capitalised finance costs depreciation rate - post COD | 2.667% | %
|  |  |  | Accounting depreciation to start from EGR period commencement | 1 | 1 = yes, 0 = no
|  |  |  | Capitalized finance costs depreciation rate - total duration | 2.469% | %
|  |  |  | Capitalised finance costs balance BEG | 0 | USD 000s | 0 | 0 | 0 | 0 | 0 | 0 | 2319.1891 | 6888.3773 | 11150.2606 | 15427.1927 | 19626.6543 | 19103.2768 | 18579.8994 | 18056.5219 | 17533.1445 | 17009.767 | 16486.3896 | 15963.0121 | 15439.6347 | 14916.2572 | 14392.8798 | 13869.5024 | 13346.1249 | 12822.7475 | 12299.37 | 11775.9926 | 11252.6151 | 10729.2377 | 10205.8602 | 9682.4828 | 9159.1053 | 8635.7279 | 8112.3504 | 7588.973 | 7065.5955 | 6542.2181 | 6018.8406 | 5495.4632 | 4972.0857 | 4448.7083 | 3925.3309 | 3401.9534 | 2878.576 | 2355.1985 | 1831.8211 | 1308.4436 | 785.0662 | 261.6887 | -1.171e-11 | -1.171e-11 | -1.171e-11 | -1.171e-11 | -1.171e-11 | -1.171e-11 | -1.171e-11 | -1.171e-11 | -1.171e-11 | -1.171e-11 | -1.171e-11 | -1.171e-11 | -1.171e-11 | -1.171e-11 | -1.171e-11 | -1.171e-11 | -1.171e-11 | -1.171e-11 | -1.171e-11 | -1.171e-11 | -1.171e-11 | -1.171e-11 | -1.171e-11 | -1.171e-11 | -1.171e-11 | -1.171e-11 | -1.171e-11 | -1.171e-11 | -1.171e-11 | -1.171e-11 | -1.171e-11 | -1.171e-11 | -1.171e-11 | -1.171e-11 | -1.171e-11 | -1.171e-11 | -1.171e-11 | -1.171e-11 | -1.171e-11 | -1.171e-11
|  |  |  | EGR periods flag | 0 | flag | 3 | 0 | 0 | 0 | 0 | 0 | 0 | 1 | 1 | 1 | 0 | 0 | 0 | 0 | 0 | 0 | 0 | 0 | 0 | 0 | 0 | 0 | 0 | 0 | 0 | 0 | 0 | 0 | 0 | 0 | 0 | 0 | 0 | 0 | 0 | 0 | 0 | 0 | 0 | 0 | 0 | 0 | 0 | 0 | 0 | 0 | 0 | 0 | 0 | 0 | 0 | 0 | 0 | 0 | 0 | 0 | 0 | 0 | 0 | 0 | 0 | 0 | 0 | 0 | 0 | 0 | 0 | 0 | 0 | 0 | 0 | 0 | 0 | 0 | 0 | 0 | 0 | 0 | 0 | 0 | 0 | 0 | 0 | 0 | 0 | 0 | 0 | 0
|  |  |  | EGR period ppf - actual / actual | 0 | factor | 3.0054 | 0 | 0 | 0 | 0 | 0 | 0.0054348 | 1 | 1 | 1 | 0 | 0 | 0 | 0 | 0 | 0 | 0 | 0 | 0 | 0 | 0 | 0 | 0 | 0 | 0 | 0 | 0 | 0 | 0 | 0 | 0 | 0 | 0 | 0 | 0 | 0 | 0 | 0 | 0 | 0 | 0 | 0 | 0 | 0 | 0 | 0 | 0 | 0 | 0 | 0 | 0 | 0 | 0 | 0 | 0 | 0 | 0 | 0 | 0 | 0 | 0 | 0 | 0 | 0 | 0 | 0 | 0 | 0 | 0 | 0 | 0 | 0 | 0 | 0 | 0 | 0 | 0 | 0 | 0 | 0 | 0 | 0 | 0 | 0 | 0 | 0 | 0 | 0
|  |  |  | Capitalized finance costs depreciation - EGR period |  | USD 000s | 826.3168 |  | 0 | 0 | 0 | 0 | 0 | 170.0834 | 275.3151 | 380.9183 | 0 | 0 | 0 | 0 | 0 | 0 | 0 | 0 | 0 | 0 | 0 | 0 | 0 | 0 | 0 | 0 | 0 | 0 | 0 | 0 | 0 | 0 | 0 | 0 | 0 | 0 | 0 | 0 | 0 | 0 | 0 | 0 | 0 | 0 | 0 | 0 | 0 | 0 | 0 | 0 | 0 | 0 | 0 | 0 | 0 | 0 | 0 | 0 | 0 | 0 | 0 | 0 | 0 | 0 | 0 | 0 | 0 | 0 | 0 | 0 | 0 | 0 | 0 | 0 | 0 | 0 | 0 | 0 | 0 | 0 | 0 | 0 | 0 | 0 | 0 | 0 | 0 | 0
|  |  |  | Accounting depreciation of capitalized finance costs - EGR period | 826.3168 | USD 000s
|  |  |  | Tax depreciation switch | 1 | switch
|  |  |  | Finance costs during construction | 0 | USD 000s | 20452.9711 | 0 | 0 | 0 | 0 | 2319.1891 | 4569.1882 | 4431.9667 | 4552.2471 | 4580.38 | 0 | 0 | 0 | 0 | 0 | 0 | 0 | 0 | 0 | 0 | 0 | 0 | 0 | 0 | 0 | 0 | 0 | 0 | 0 | 0 | 0 | 0 | 0 | 0 | 0 | 0 | 0 | 0 | 0 | 0 | 0 | 0 | 0 | 0 | 0 | 0 | 0 | 0 | 0 | 0 | 0 | 0 | 0 | 0 | 0 | 0 | 0 | 0 | 0 | 0 | 0 | 0 | 0 | 0 | 0 | 0 | 0 | 0 | 0 | 0 | 0 | 0 | 0 | 0 | 0 | 0 | 0 | 0 | 0 | 0 | 0 | 0 | 0 | 0 | 0 | 0 | 0 | 0
|  |  |  | Capitalised finance costs additions |  | USD 000s | 20452.9711 |  | 0 | 0 | 0 | 2319.1891 | 4569.1882 | 4431.9667 | 4552.2471 | 4580.38 | 0 | 0 | 0 | 0 | 0 | 0 | 0 | 0 | 0 | 0 | 0 | 0 | 0 | 0 | 0 | 0 | 0 | 0 | 0 | 0 | 0 | 0 | 0 | 0 | 0 | 0 | 0 | 0 | 0 | 0 | 0 | 0 | 0 | 0 | 0 | 0 | 0 | 0 | 0 | 0 | 0 | 0 | 0 | 0 | 0 | 0 | 0 | 0 | 0 | 0 | 0 | 0 | 0 | 0 | 0 | 0 | 0 | 0 | 0 | 0 | 0 | 0 | 0 | 0 | 0 | 0 | 0 | 0 | 0 | 0 | 0 | 0 | 0 | 0 | 0 | 0 | 0 | 0
|  |  |  | Capitalised finance costs additions | 0 | USD 000s | 20452.9711 | 0 | 0 | 0 | 0 | 2319.1891 | 4569.1882 | 4431.9667 | 4552.2471 | 4580.38 | 0 | 0 | 0 | 0 | 0 | 0 | 0 | 0 | 0 | 0 | 0 | 0 | 0 | 0 | 0 | 0 | 0 | 0 | 0 | 0 | 0 | 0 | 0 | 0 | 0 | 0 | 0 | 0 | 0 | 0 | 0 | 0 | 0 | 0 | 0 | 0 | 0 | 0 | 0 | 0 | 0 | 0 | 0 | 0 | 0 | 0 | 0 | 0 | 0 | 0 | 0 | 0 | 0 | 0 | 0 | 0 | 0 | 0 | 0 | 0 | 0 | 0 | 0 | 0 | 0 | 0 | 0 | 0 | 0 | 0 | 0 | 0 | 0 | 0 | 0 | 0 | 0 | 0
|  |  |  | Capitalised finance cost amortisation balance | 20452.9711 | USD 000s
|  |  |  | Capitalised finance cost amortisation balance | 20452.9711 | USD 000s
|  |  |  | Accounting depreciation of capitalized finance costs - EGR period | 826.3168 | USD 000s
|  |  |  | Capitalized finance costs depreciable balance less EGR period depreciation | 19626.6543 | USD 000s
|  |  |  | Capitalized finance costs depreciable balance less EGR period depreciation | 19626.6543 | USD 000s
|  |  |  | Capitalised finance costs depreciation rate - post COD | 2.667% | %
|  |  |  | Capitalised finance costs balance BEG | 0 | USD 000s | 0 | 0 | 0 | 0 | 0 | 0 | 2319.1891 | 6888.3773 | 11150.2606 | 15427.1927 | 19626.6543 | 19103.2768 | 18579.8994 | 18056.5219 | 17533.1445 | 17009.767 | 16486.3896 | 15963.0121 | 15439.6347 | 14916.2572 | 14392.8798 | 13869.5024 | 13346.1249 | 12822.7475 | 12299.37 | 11775.9926 | 11252.6151 | 10729.2377 | 10205.8602 | 9682.4828 | 9159.1053 | 8635.7279 | 8112.3504 | 7588.973 | 7065.5955 | 6542.2181 | 6018.8406 | 5495.4632 | 4972.0857 | 4448.7083 | 3925.3309 | 3401.9534 | 2878.576 | 2355.1985 | 1831.8211 | 1308.4436 | 785.0662 | 261.6887 | -1.171e-11 | -1.171e-11 | -1.171e-11 | -1.171e-11 | -1.171e-11 | -1.171e-11 | -1.171e-11 | -1.171e-11 | -1.171e-11 | -1.171e-11 | -1.171e-11 | -1.171e-11 | -1.171e-11 | -1.171e-11 | -1.171e-11 | -1.171e-11 | -1.171e-11 | -1.171e-11 | -1.171e-11 | -1.171e-11 | -1.171e-11 | -1.171e-11 | -1.171e-11 | -1.171e-11 | -1.171e-11 | -1.171e-11 | -1.171e-11 | -1.171e-11 | -1.171e-11 | -1.171e-11 | -1.171e-11 | -1.171e-11 | -1.171e-11 | -1.171e-11 | -1.171e-11 | -1.171e-11 | -1.171e-11 | -1.171e-11 | -1.171e-11 | -1.171e-11
|  |  |  | EGR periods flag | 0 | flag | 3 | 0 | 0 | 0 | 0 | 0 | 0 | 1 | 1 | 1 | 0 | 0 | 0 | 0 | 0 | 0 | 0 | 0 | 0 | 0 | 0 | 0 | 0 | 0 | 0 | 0 | 0 | 0 | 0 | 0 | 0 | 0 | 0 | 0 | 0 | 0 | 0 | 0 | 0 | 0 | 0 | 0 | 0 | 0 | 0 | 0 | 0 | 0 | 0 | 0 | 0 | 0 | 0 | 0 | 0 | 0 | 0 | 0 | 0 | 0 | 0 | 0 | 0 | 0 | 0 | 0 | 0 | 0 | 0 | 0 | 0 | 0 | 0 | 0 | 0 | 0 | 0 | 0 | 0 | 0 | 0 | 0 | 0 | 0 | 0 | 0 | 0 | 0
|  |  |  | Senior debt service period ppf | 0 | factor | 37.5 | 0 | 0 | 0 | 0 | 0 | 0 | 0 | 0 | 0 | 1 | 1 | 1 | 1 | 1 | 1 | 1 | 1 | 1 | 1 | 1 | 1 | 1 | 1 | 1 | 1 | 1 | 1 | 1 | 1 | 1 | 1 | 1 | 1 | 1 | 1 | 1 | 1 | 1 | 1 | 1 | 1 | 1 | 1 | 1 | 1 | 1 | 0.5 | 0 | 0 | 0 | 0 | 0 | 0 | 0 | 0 | 0 | 0 | 0 | 0 | 0 | 0 | 0 | 0 | 0 | 0 | 0 | 0 | 0 | 0 | 0 | 0 | 0 | 0 | 0 | 0 | 0 | 0 | 0 | 0 | 0 | 0 | 0 | 0 | 0 | 0 | 0 | 0
|  |  |  | End of operations period flag | 0 | flag | 1 | 0 | 0 | 0 | 0 | 0 | 0 | 0 | 0 | 0 | 0 | 0 | 0 | 0 | 0 | 0 | 0 | 0 | 0 | 0 | 0 | 0 | 0 | 0 | 0 | 0 | 0 | 0 | 0 | 0 | 0 | 0 | 0 | 0 | 0 | 0 | 0 | 0 | 0 | 0 | 0 | 0 | 0 | 0 | 0 | 0 | 0 | 0 | 0 | 0 | 0 | 0 | 0 | 0 | 0 | 0 | 0 | 0 | 0 | 0 | 0 | 0 | 0 | 0 | 0 | 0 | 0 | 0 | 0 | 1 | 0 | 0 | 0 | 0 | 0 | 0 | 0 | 0 | 0 | 0 | 0 | 0 | 0 | 0 | 0 | 0 | 0 | 0
|  |  |  | Capitalized finance costs depreciation - EGR period | 0 | USD 000s | 826.3168 | 0 | 0 | 0 | 0 | 0 | 0 | 170.0834 | 275.3151 | 380.9183 | 0 | 0 | 0 | 0 | 0 | 0 | 0 | 0 | 0 | 0 | 0 | 0 | 0 | 0 | 0 | 0 | 0 | 0 | 0 | 0 | 0 | 0 | 0 | 0 | 0 | 0 | 0 | 0 | 0 | 0 | 0 | 0 | 0 | 0 | 0 | 0 | 0 | 0 | 0 | 0 | 0 | 0 | 0 | 0 | 0 | 0 | 0 | 0 | 0 | 0 | 0 | 0 | 0 | 0 | 0 | 0 | 0 | 0 | 0 | 0 | 0 | 0 | 0 | 0 | 0 | 0 | 0 | 0 | 0 | 0 | 0 | 0 | 0 | 0 | 0 | 0 | 0 | 0
|  |  |  | Capitalised finance costs amortisation POS |  | USD 000s | 20452.9711 |  | 0 | 0 | 0 | 0 | 0 | 170.0834 | 275.3151 | 380.9183 | 523.3774 | 523.3774 | 523.3774 | 523.3774 | 523.3774 | 523.3774 | 523.3774 | 523.3774 | 523.3774 | 523.3774 | 523.3774 | 523.3774 | 523.3774 | 523.3774 | 523.3774 | 523.3774 | 523.3774 | 523.3774 | 523.3774 | 523.3774 | 523.3774 | 523.3774 | 523.3774 | 523.3774 | 523.3774 | 523.3774 | 523.3774 | 523.3774 | 523.3774 | 523.3774 | 523.3774 | 523.3774 | 523.3774 | 523.3774 | 523.3774 | 523.3774 | 523.3774 | 261.6887 | 0 | 0 | 0 | 0 | 0 | 0 | 0 | 0 | 0 | 0 | 0 | 0 | 0 | 0 | 0 | 0 | 0 | 0 | 0 | 0 | 0 | 0 | 0 | 0 | 0 | 0 | 0 | 0 | 0 | 0 | 0 | 0 | 0 | 0 | 0 | 0 | 0 | 0 | 0 | 0
|  |  |  | Capitalised finance costs balance BEG |  | USD 000s |  |  | 0 | 0 | 0 | 0 | 2319.1891 | 6888.3773 | 11150.2606 | 15427.1927 | 19626.6543 | 19103.2768 | 18579.8994 | 18056.5219 | 17533.1445 | 17009.767 | 16486.3896 | 15963.0121 | 15439.6347 | 14916.2572 | 14392.8798 | 13869.5024 | 13346.1249 | 12822.7475 | 12299.37 | 11775.9926 | 11252.6151 | 10729.2377 | 10205.8602 | 9682.4828 | 9159.1053 | 8635.7279 | 8112.3504 | 7588.973 | 7065.5955 | 6542.2181 | 6018.8406 | 5495.4632 | 4972.0857 | 4448.7083 | 3925.3309 | 3401.9534 | 2878.576 | 2355.1985 | 1831.8211 | 1308.4436 | 785.0662 | 261.6887 | -1.171e-11 | -1.171e-11 | -1.171e-11 | -1.171e-11 | -1.171e-11 | -1.171e-11 | -1.171e-11 | -1.171e-11 | -1.171e-11 | -1.171e-11 | -1.171e-11 | -1.171e-11 | -1.171e-11 | -1.171e-11 | -1.171e-11 | -1.171e-11 | -1.171e-11 | -1.171e-11 | -1.171e-11 | -1.171e-11 | -1.171e-11 | -1.171e-11 | -1.171e-11 | -1.171e-11 | -1.171e-11 | -1.171e-11 | -1.171e-11 | -1.171e-11 | -1.171e-11 | -1.171e-11 | -1.171e-11 | -1.171e-11 | -1.171e-11 | -1.171e-11 | -1.171e-11 | -1.171e-11 | -1.171e-11 | -1.171e-11 | -1.171e-11 | -1.171e-11
|  |  | Plus | Capitalised finance costs additions | 0 | USD 000s | 20452.9711 | 0 | 0 | 0 | 0 | 2319.1891 | 4569.1882 | 4431.9667 | 4552.2471 | 4580.38 | 0 | 0 | 0 | 0 | 0 | 0 | 0 | 0 | 0 | 0 | 0 | 0 | 0 | 0 | 0 | 0 | 0 | 0 | 0 | 0 | 0 | 0 | 0 | 0 | 0 | 0 | 0 | 0 | 0 | 0 | 0 | 0 | 0 | 0 | 0 | 0 | 0 | 0 | 0 | 0 | 0 | 0 | 0 | 0 | 0 | 0 | 0 | 0 | 0 | 0 | 0 | 0 | 0 | 0 | 0 | 0 | 0 | 0 | 0 | 0 | 0 | 0 | 0 | 0 | 0 | 0 | 0 | 0 | 0 | 0 | 0 | 0 | 0 | 0 | 0 | 0 | 0 | 0
|  |  | Less | Capitalised finance costs amortisation POS | 0 | USD 000s | 20452.9711 | 0 | 0 | 0 | 0 | 0 | 0 | 170.0834 | 275.3151 | 380.9183 | 523.3774 | 523.3774 | 523.3774 | 523.3774 | 523.3774 | 523.3774 | 523.3774 | 523.3774 | 523.3774 | 523.3774 | 523.3774 | 523.3774 | 523.3774 | 523.3774 | 523.3774 | 523.3774 | 523.3774 | 523.3774 | 523.3774 | 523.3774 | 523.3774 | 523.3774 | 523.3774 | 523.3774 | 523.3774 | 523.3774 | 523.3774 | 523.3774 | 523.3774 | 523.3774 | 523.3774 | 523.3774 | 523.3774 | 523.3774 | 523.3774 | 523.3774 | 523.3774 | 261.6887 | 0 | 0 | 0 | 0 | 0 | 0 | 0 | 0 | 0 | 0 | 0 | 0 | 0 | 0 | 0 | 0 | 0 | 0 | 0 | 0 | 0 | 0 | 0 | 0 | 0 | 0 | 0 | 0 | 0 | 0 | 0 | 0 | 0 | 0 | 0 | 0 | 0 | 0 | 0 | 0
|  |  |  | Capitalised finance costs balance |  | USD 000s |  |  | 0 | 0 | 0 | 2319.1891 | 6888.3773 | 11150.2606 | 15427.1927 | 19626.6543 | 19103.2768 | 18579.8994 | 18056.5219 | 17533.1445 | 17009.767 | 16486.3896 | 15963.0121 | 15439.6347 | 14916.2572 | 14392.8798 | 13869.5024 | 13346.1249 | 12822.7475 | 12299.37 | 11775.9926 | 11252.6151 | 10729.2377 | 10205.8602 | 9682.4828 | 9159.1053 | 8635.7279 | 8112.3504 | 7588.973 | 7065.5955 | 6542.2181 | 6018.8406 | 5495.4632 | 4972.0857 | 4448.7083 | 3925.3309 | 3401.9534 | 2878.576 | 2355.1985 | 1831.8211 | 1308.4436 | 785.0662 | 261.6887 | -1.171e-11 | -1.171e-11 | -1.171e-11 | -1.171e-11 | -1.171e-11 | -1.171e-11 | -1.171e-11 | -1.171e-11 | -1.171e-11 | -1.171e-11 | -1.171e-11 | -1.171e-11 | -1.171e-11 | -1.171e-11 | -1.171e-11 | -1.171e-11 | -1.171e-11 | -1.171e-11 | -1.171e-11 | -1.171e-11 | -1.171e-11 | -1.171e-11 | -1.171e-11 | -1.171e-11 | -1.171e-11 | -1.171e-11 | -1.171e-11 | -1.171e-11 | -1.171e-11 | -1.171e-11 | -1.171e-11 | -1.171e-11 | -1.171e-11 | -1.171e-11 | -1.171e-11 | -1.171e-11 | -1.171e-11 | -1.171e-11 | -1.171e-11 | -1.171e-11 | -1.171e-11
|  |  |  | IFRIC 12 accounting used? | 1 | 1 = yes, 0 = no (/OL or FL)
|  |  |  | Capitalised finance costs balance | 0 | USD 000s | 0 | 0 | 0 | 0 | 0 | 2319.1891 | 6888.3773 | 11150.2606 | 15427.1927 | 19626.6543 | 19103.2768 | 18579.8994 | 18056.5219 | 17533.1445 | 17009.767 | 16486.3896 | 15963.0121 | 15439.6347 | 14916.2572 | 14392.8798 | 13869.5024 | 13346.1249 | 12822.7475 | 12299.37 | 11775.9926 | 11252.6151 | 10729.2377 | 10205.8602 | 9682.4828 | 9159.1053 | 8635.7279 | 8112.3504 | 7588.973 | 7065.5955 | 6542.2181 | 6018.8406 | 5495.4632 | 4972.0857 | 4448.7083 | 3925.3309 | 3401.9534 | 2878.576 | 2355.1985 | 1831.8211 | 1308.4436 | 785.0662 | 261.6887 | -1.171e-11 | -1.171e-11 | -1.171e-11 | -1.171e-11 | -1.171e-11 | -1.171e-11 | -1.171e-11 | -1.171e-11 | -1.171e-11 | -1.171e-11 | -1.171e-11 | -1.171e-11 | -1.171e-11 | -1.171e-11 | -1.171e-11 | -1.171e-11 | -1.171e-11 | -1.171e-11 | -1.171e-11 | -1.171e-11 | -1.171e-11 | -1.171e-11 | -1.171e-11 | -1.171e-11 | -1.171e-11 | -1.171e-11 | -1.171e-11 | -1.171e-11 | -1.171e-11 | -1.171e-11 | -1.171e-11 | -1.171e-11 | -1.171e-11 | -1.171e-11 | -1.171e-11 | -1.171e-11 | -1.171e-11 | -1.171e-11 | -1.171e-11 | -1.171e-11 | -1.171e-11
|  |  |  | Capitalised finance costs balance for BS |  | USD 000s |  |  | 0 | 0 | 0 | 0 | 0 | 0 | 0 | 0 | 0 | 0 | 0 | 0 | 0 | 0 | 0 | 0 | 0 | 0 | 0 | 0 | 0 | 0 | 0 | 0 | 0 | 0 | 0 | 0 | 0 | 0 | 0 | 0 | 0 | 0 | 0 | 0 | 0 | 0 | 0 | 0 | 0 | 0 | 0 | 0 | 0 | 0 | 0 | 0 | 0 | 0 | 0 | 0 | 0 | 0 | 0 | 0 | 0 | 0 | 0 | 0 | 0 | 0 | 0 | 0 | 0 | 0 | 0 | 0 | 0 | 0 | 0 | 0 | 0 | 0 | 0 | 0 | 0 | 0 | 0 | 0 | 0 | 0 | 0 | 0 | 0 | 0
Depreciation and amortisation
|  |  |  | IFRIC 12 accounting used? | 1 | 1 = yes, 0 = no (/OL or FL)
|  |  |  | Non current assets depreciation POS | 0 | USD 000s | 159043.4534 | 0 | 0 | 0 | 0 | 0 | 0 | 2453.83 | 2483.641 | 2445.53 | 2527.6742 | 2527.6742 | 2527.6742 | 2527.6742 | 2527.6742 | 2527.6742 | 2527.6742 | 2527.6742 | 2527.6742 | 2527.6742 | 2527.6742 | 2527.6742 | 2527.6742 | 2527.6742 | 2527.6742 | 2527.6742 | 2527.6742 | 2527.6742 | 2527.6742 | 2527.6742 | 2527.6742 | 2527.6742 | 2527.6742 | 2527.6742 | 2527.6742 | 2527.6742 | 2527.6742 | 2527.6742 | 2527.6742 | 2527.6742 | 2527.6742 | 2527.6742 | 2527.6742 | 2527.6742 | 2527.6742 | 2527.6742 | 2527.6742 | 2527.6742 | 2527.6742 | 2527.6742 | 2527.6742 | 2527.6742 | 2527.6742 | 2527.6742 | 2527.6742 | 2527.6742 | 2527.6742 | 2527.6742 | 2527.6742 | 2527.6742 | 2527.6742 | 2527.6742 | 2527.6742 | 2527.6742 | 2527.6742 | 2527.6742 | 2527.6742 | 2527.6742 | 2527.6742 | 2527.6742 | 0 | 0 | 0 | 0 | 0 | 0 | 0 | 0 | 0 | 0 | 0 | 0 | 0 | 0 | 0 | 0 | 0 | 0
|  |  |  | Non current assets depreciation |  | USD 000s | 0 |  | 0 | 0 | 0 | 0 | 0 | 0 | 0 | 0 | 0 | 0 | 0 | 0 | 0 | 0 | 0 | 0 | 0 | 0 | 0 | 0 | 0 | 0 | 0 | 0 | 0 | 0 | 0 | 0 | 0 | 0 | 0 | 0 | 0 | 0 | 0 | 0 | 0 | 0 | 0 | 0 | 0 | 0 | 0 | 0 | 0 | 0 | 0 | 0 | 0 | 0 | 0 | 0 | 0 | 0 | 0 | 0 | 0 | 0 | 0 | 0 | 0 | 0 | 0 | 0 | 0 | 0 | 0 | 0 | 0 | 0 | 0 | 0 | 0 | 0 | 0 | 0 | 0 | 0 | 0 | 0 | 0 | 0 | 0 | 0 | 0 | 0
|  |  |  | IFRIC 12 accounting used? | 1 | 1 = yes, 0 = no (/OL or FL)
|  |  |  | Capitalised finance costs amortisation POS | 0 | USD 000s | 20452.9711 | 0 | 0 | 0 | 0 | 0 | 0 | 170.0834 | 275.3151 | 380.9183 | 523.3774 | 523.3774 | 523.3774 | 523.3774 | 523.3774 | 523.3774 | 523.3774 | 523.3774 | 523.3774 | 523.3774 | 523.3774 | 523.3774 | 523.3774 | 523.3774 | 523.3774 | 523.3774 | 523.3774 | 523.3774 | 523.3774 | 523.3774 | 523.3774 | 523.3774 | 523.3774 | 523.3774 | 523.3774 | 523.3774 | 523.3774 | 523.3774 | 523.3774 | 523.3774 | 523.3774 | 523.3774 | 523.3774 | 523.3774 | 523.3774 | 523.3774 | 523.3774 | 261.6887 | 0 | 0 | 0 | 0 | 0 | 0 | 0 | 0 | 0 | 0 | 0 | 0 | 0 | 0 | 0 | 0 | 0 | 0 | 0 | 0 | 0 | 0 | 0 | 0 | 0 | 0 | 0 | 0 | 0 | 0 | 0 | 0 | 0 | 0 | 0 | 0 | 0 | 0 | 0 | 0
|  |  |  | Capitalised finance costs amortisation |  | USD 000s | 0 |  | 0 | 0 | 0 | 0 | 0 | 0 | 0 | 0 | 0 | 0 | 0 | 0 | 0 | 0 | 0 | 0 | 0 | 0 | 0 | 0 | 0 | 0 | 0 | 0 | 0 | 0 | 0 | 0 | 0 | 0 | 0 | 0 | 0 | 0 | 0 | 0 | 0 | 0 | 0 | 0 | 0 | 0 | 0 | 0 | 0 | 0 | 0 | 0 | 0 | 0 | 0 | 0 | 0 | 0 | 0 | 0 | 0 | 0 | 0 | 0 | 0 | 0 | 0 | 0 | 0 | 0 | 0 | 0 | 0 | 0 | 0 | 0 | 0 | 0 | 0 | 0 | 0 | 0 | 0 | 0 | 0 | 0 | 0 | 0 | 0 | 0
END

## Debt
Debt
|  |  |  | Model period start date | 0 | Error chks | time axis 2021-07-01 to 2064-01-01
|  |  |  | Model period end date | 0 | Track chgs | time axis 2021-12-31 to 2064-06-30
|  |  |  | Timeline label | 1 | Alerts |  |  | Dev | Dev | Dev | FC/Const. | Const | Const | Const | Const | Ops - PPA | Ops - PPA | Ops - PPA | Ops - PPA | Ops - PPA | Ops - PPA | Ops - PPA | Ops - PPA | Ops - PPA | Ops - PPA | Ops - PPA | Ops - PPA | Ops - PPA | Ops - PPA | Ops - PPA | Ops - PPA | Ops - PPA | Ops - PPA | Ops - PPA | Ops - PPA | Ops - PPA | Ops - PPA | Ops - PPA | Ops - PPA | Ops - PPA | Ops - PPA | Ops - PPA | Ops - PPA | Ops - PPA | Ops - PPA | Ops - PPA | Ops - PPA | Ops - PPA | Ops - PPA | Ops - PPA | Ops - PPA | Ops - PPA | Ops - PPA | Ops - PPA | Ops - PPA | Ops - PPA | Ops - PPA | Ops - PPA | Ops - PPA | Ops - PPA | Ops - PPA | Ops - PPA | Ops - PPA | Ops - PPA | Ops - PPA | Ops - PPA | Ops - PPA | Ops - PPA | Ops - PPA | Ops - PPA | Ops - PPA | Ops - PPA | Ops - PPA | Ops - PPA | Ops - PPA | Post-Ops | Post-Ops | Post-Ops | Post-Ops | Post-Ops | Post-Ops | Post-Ops | Post-Ops | Post-Ops | Post-Ops | Post-Ops | Post-Ops | Post-Ops | Post-Ops | Post-Ops | Post-Ops | Post-Ops | Post-Ops
|  |  |  | Model column counter | Constant | Unit | Total |  | 1 | 2 | 3 | 4 | 5 | 6 | 7 | 8 | 9 | 10 | 11 | 12 | 13 | 14 | 15 | 16 | 17 | 18 | 19 | 20 | 21 | 22 | 23 | 24 | 25 | 26 | 27 | 28 | 29 | 30 | 31 | 32 | 33 | 34 | 35 | 36 | 37 | 38 | 39 | 40 | 41 | 42 | 43 | 44 | 45 | 46 | 47 | 48 | 49 | 50 | 51 | 52 | 53 | 54 | 55 | 56 | 57 | 58 | 59 | 60 | 61 | 62 | 63 | 64 | 65 | 66 | 67 | 68 | 69 | 70 | 71 | 72 | 73 | 74 | 75 | 76 | 77 | 78 | 79 | 80 | 81 | 82 | 83 | 84 | 85 | 86
DEBT SIZING
Cashflows to be excluded from CFADS
|  |  |  | EGR cash received during operations | 0 | USD 000s | 3214.8589 | 0 | 0 | 0 | 0 | 0 | 0 | 0 | 0 | 0 | 3214.8589 | 0 | 0 | 0 | 0 | 0 | 0 | 0 | 0 | 0 | 0 | 0 | 0 | 0 | 0 | 0 | 0 | 0 | 0 | 0 | 0 | 0 | 0 | 0 | 0 | 0 | 0 | 0 | 0 | 0 | 0 | 0 | 0 | 0 | 0 | 0 | 0 | 0 | 0 | 0 | 0 | 0 | 0 | 0 | 0 | 0 | 0 | 0 | 0 | 0 | 0 | 0 | 0 | 0 | 0 | 0 | 0 | 0 | 0 | 0 | 0 | 0 | 0 | 0 | 0 | 0 | 0 | 0 | 0 | 0 | 0 | 0 | 0 | 0 | 0 | 0 | 0 | 0
|  |  |  | Construction period VAT adjustment for CFADS | 0 | USD 000s | 0 | 0 | 0 | 0 | 0 | 0 | 0 | 0 | 0 | 0 | 0 | 0 | 0 | 0 | 0 | 0 | 0 | 0 | 0 | 0 | 0 | 0 | 0 | 0 | 0 | 0 | 0 | 0 | 0 | 0 | 0 | 0 | 0 | 0 | 0 | 0 | 0 | 0 | 0 | 0 | 0 | 0 | 0 | 0 | 0 | 0 | 0 | 0 | 0 | 0 | 0 | 0 | 0 | 0 | 0 | 0 | 0 | 0 | 0 | 0 | 0 | 0 | 0 | 0 | 0 | 0 | 0 | 0 | 0 | 0 | 0 | 0 | 0 | 0 | 0 | 0 | 0 | 0 | 0 | 0 | 0 | 0 | 0 | 0 | 0 | 0 | 0 | 0
|  |  |  | Cashflows to be excluded from CFADS |  | USD 000s | 3214.8589 |  | 0 | 0 | 0 | 0 | 0 | 0 | 0 | 0 | 3214.8589 | 0 | 0 | 0 | 0 | 0 | 0 | 0 | 0 | 0 | 0 | 0 | 0 | 0 | 0 | 0 | 0 | 0 | 0 | 0 | 0 | 0 | 0 | 0 | 0 | 0 | 0 | 0 | 0 | 0 | 0 | 0 | 0 | 0 | 0 | 0 | 0 | 0 | 0 | 0 | 0 | 0 | 0 | 0 | 0 | 0 | 0 | 0 | 0 | 0 | 0 | 0 | 0 | 0 | 0 | 0 | 0 | 0 | 0 | 0 | 0 | 0 | 0 | 0 | 0 | 0 | 0 | 0 | 0 | 0 | 0 | 0 | 0 | 0 | 0 | 0 | 0 | 0
CFADS for debt sizing - P50
|  |  |  | IRR / tariff to be optimised on | P50 | #
|  |  |  | Cash flow available for debt service | 0 | USD 000s | 319501.1779 | 0 | 0 | 0 | 0 | 3735.7543 | -3696.3724 | 3053.8104 | 8917.5557 | 3357.4482 | 8056.3845 | 5979.3259 | 6363.4178 | 6027.3153 | 6100.6004 | 5753.3164 | 6072.2704 | 5738.0555 | 6055.1099 | 5721.173 | 5953.4854 | 5604.0589 | 5891.9161 | 5553.7387 | 5885.3424 | 5556.1816 | 5861.0841 | 4918.5627 | 5167.6957 | 4829.8031 | 5201.3119 | 4887.3288 | 5186.4319 | 4859.2679 | 4566.7263 | 4127.4946 | 5065.7288 | 4861.5706 | 5161.2579 | 4836.127 | 5138.7302 | 4814.8217 | 5119.8845 | 4797.1252 | 5098.4104 | 4775.6264 | 5072.9144 | 4750.0793 | 5005.1149 | 4668.4468 | 5016.8359 | 4705.1924 | 5007.3127 | 4687.605 | 4991.1165 | 4672.4342 | 4927.2206 | 4600.0319 | 4924.9157 | 4611.8639 | 4635.4814 | 4319.9476 | 4086.8253 | 3779.4554 | 4062.6745 | 3755.7924 | 4037.7491 | 3731.3636 | 3984.0515 | 4511.875 | 0 | 0 | 0 | 0 | 0 | 0 | 0 | 0 | 0 | 0 | 0 | 0 | 0 | 0 | 0 | 0 | 0 | 0
|  |  |  | Cashflows to be excluded from CFADS | 0 | USD 000s | 3214.8589 | 0 | 0 | 0 | 0 | 0 | 0 | 0 | 0 | 0 | 3214.8589 | 0 | 0 | 0 | 0 | 0 | 0 | 0 | 0 | 0 | 0 | 0 | 0 | 0 | 0 | 0 | 0 | 0 | 0 | 0 | 0 | 0 | 0 | 0 | 0 | 0 | 0 | 0 | 0 | 0 | 0 | 0 | 0 | 0 | 0 | 0 | 0 | 0 | 0 | 0 | 0 | 0 | 0 | 0 | 0 | 0 | 0 | 0 | 0 | 0 | 0 | 0 | 0 | 0 | 0 | 0 | 0 | 0 | 0 | 0 | 0 | 0 | 0 | 0 | 0 | 0 | 0 | 0 | 0 | 0 | 0 | 0 | 0 | 0 | 0 | 0 | 0 | 0
|  |  |  | CFADS - P50 |  | USD 000s | 316286.319 |  | 0 | 0 | 0 | 3735.7543 | -3696.3724 | 3053.8104 | 8917.5557 | 3357.4482 | 4841.5256 | 5979.3259 | 6363.4178 | 6027.3153 | 6100.6004 | 5753.3164 | 6072.2704 | 5738.0555 | 6055.1099 | 5721.173 | 5953.4854 | 5604.0589 | 5891.9161 | 5553.7387 | 5885.3424 | 5556.1816 | 5861.0841 | 4918.5627 | 5167.6957 | 4829.8031 | 5201.3119 | 4887.3288 | 5186.4319 | 4859.2679 | 4566.7263 | 4127.4946 | 5065.7288 | 4861.5706 | 5161.2579 | 4836.127 | 5138.7302 | 4814.8217 | 5119.8845 | 4797.1252 | 5098.4104 | 4775.6264 | 5072.9144 | 4750.0793 | 5005.1149 | 4668.4468 | 5016.8359 | 4705.1924 | 5007.3127 | 4687.605 | 4991.1165 | 4672.4342 | 4927.2206 | 4600.0319 | 4924.9157 | 4611.8639 | 4635.4814 | 4319.9476 | 4086.8253 | 3779.4554 | 4062.6745 | 3755.7924 | 4037.7491 | 3731.3636 | 3984.0515 | 4511.875 | 0 | 0 | 0 | 0 | 0 | 0 | 0 | 0 | 0 | 0 | 0 | 0 | 0 | 0 | 0 | 0 | 0 | 0
|  |  |  | CFADS - P50 | 0 | USD 000s | 316286.319 | 0 | 0 | 0 | 0 | 3735.7543 | -3696.3724 | 3053.8104 | 8917.5557 | 3357.4482 | 4841.5256 | 5979.3259 | 6363.4178 | 6027.3153 | 6100.6004 | 5753.3164 | 6072.2704 | 5738.0555 | 6055.1099 | 5721.173 | 5953.4854 | 5604.0589 | 5891.9161 | 5553.7387 | 5885.3424 | 5556.1816 | 5861.0841 | 4918.5627 | 5167.6957 | 4829.8031 | 5201.3119 | 4887.3288 | 5186.4319 | 4859.2679 | 4566.7263 | 4127.4946 | 5065.7288 | 4861.5706 | 5161.2579 | 4836.127 | 5138.7302 | 4814.8217 | 5119.8845 | 4797.1252 | 5098.4104 | 4775.6264 | 5072.9144 | 4750.0793 | 5005.1149 | 4668.4468 | 5016.8359 | 4705.1924 | 5007.3127 | 4687.605 | 4991.1165 | 4672.4342 | 4927.2206 | 4600.0319 | 4924.9157 | 4611.8639 | 4635.4814 | 4319.9476 | 4086.8253 | 3779.4554 | 4062.6745 | 3755.7924 | 4037.7491 | 3731.3636 | 3984.0515 | 4511.875 | 0 | 0 | 0 | 0 | 0 | 0 | 0 | 0 | 0 | 0 | 0 | 0 | 0 | 0 | 0 | 0 | 0 | 0
|  |  |  | Senior debt service period ppf - adjusted | 0 | factor | 37.2554 | 0 | 0 | 0 | 0 | 0 | 0 | 0 | 0 | 0 | 0.75543 | 1 | 1 | 1 | 1 | 1 | 1 | 1 | 1 | 1 | 1 | 1 | 1 | 1 | 1 | 1 | 1 | 1 | 1 | 1 | 1 | 1 | 1 | 1 | 1 | 1 | 1 | 1 | 1 | 1 | 1 | 1 | 1 | 1 | 1 | 1 | 1 | 0.5 | 0 | 0 | 0 | 0 | 0 | 0 | 0 | 0 | 0 | 0 | 0 | 0 | 0 | 0 | 0 | 0 | 0 | 0 | 0 | 0 | 0 | 0 | 0 | 0 | 0 | 0 | 0 | 0 | 0 | 0 | 0 | 0 | 0 | 0 | 0 | 0 | 0 | 0 | 0 | 0
|  |  |  | CFADS for debt sizing - P50 |  | USD 000s | 198635.7082 |  | 0 | 0 | 0 | 0 | 0 | 0 | 0 | 0 | 3657.4568 | 5979.3259 | 6363.4178 | 6027.3153 | 6100.6004 | 5753.3164 | 6072.2704 | 5738.0555 | 6055.1099 | 5721.173 | 5953.4854 | 5604.0589 | 5891.9161 | 5553.7387 | 5885.3424 | 5556.1816 | 5861.0841 | 4918.5627 | 5167.6957 | 4829.8031 | 5201.3119 | 4887.3288 | 5186.4319 | 4859.2679 | 4566.7263 | 4127.4946 | 5065.7288 | 4861.5706 | 5161.2579 | 4836.127 | 5138.7302 | 4814.8217 | 5119.8845 | 4797.1252 | 5098.4104 | 4775.6264 | 5072.9144 | 2375.0397 | 0 | 0 | 0 | 0 | 0 | 0 | 0 | 0 | 0 | 0 | 0 | 0 | 0 | 0 | 0 | 0 | 0 | 0 | 0 | 0 | 0 | 0 | 0 | 0 | 0 | 0 | 0 | 0 | 0 | 0 | 0 | 0 | 0 | 0 | 0 | 0 | 0 | 0 | 0 | 0
CFADS for debt sizing - debt sizing
|  |  |  | Debt sizing to be done on | P90 | #
|  |  |  | Cash flow available for debt service - P90 | 0 | USD 000s | 310095.1954 | 0 | 0 | 0 | 0 | 3735.7543 | -3696.3724 | 3053.8104 | 8917.5557 | 3357.4482 | 7854.4319 | 5753.5614 | 6124.2774 | 5799.8603 | 5859.6711 | 5524.1602 | 5829.5986 | 5507.252 | 5810.6946 | 5488.7113 | 5707.3056 | 5369.9176 | 5644.0647 | 5318.0253 | 5635.923 | 5318.9931 | 5610.1024 | 4679.8884 | 4915.1116 | 4589.5999 | 4947.1186 | 4645.5967 | 4930.6003 | 4615.9746 | 4309.2803 | 3882.6724 | 4806.6351 | 4615.1763 | 4900.5481 | 4588.2037 | 4876.4208 | 4565.3803 | 4855.9772 | 4546.1656 | 4832.9629 | 4523.2133 | 4806.0044 | 4496.2881 | 4736.7446 | 4413.2665 | 4746.9651 | 4448.5801 | 4735.9539 | 4429.5822 | 4718.3117 | 4413.044 | 4653.0439 | 4339.3496 | 4649.4561 | 4349.9758 | 4538.5025 | 4233.9795 | 4509.9207 | 4206.0115 | 4480.5739 | 4177.2822 | 4450.4626 | 4147.792 | 4386.5865 | 4876.2451 | 0 | 0 | 0 | 0 | 0 | 0 | 0 | 0 | 0 | 0 | 0 | 0 | 0 | 0 | 0 | 0 | 0 | 0
|  |  |  | Cashflows to be excluded from CFADS | 0 | USD 000s | 3214.8589 | 0 | 0 | 0 | 0 | 0 | 0 | 0 | 0 | 0 | 3214.8589 | 0 | 0 | 0 | 0 | 0 | 0 | 0 | 0 | 0 | 0 | 0 | 0 | 0 | 0 | 0 | 0 | 0 | 0 | 0 | 0 | 0 | 0 | 0 | 0 | 0 | 0 | 0 | 0 | 0 | 0 | 0 | 0 | 0 | 0 | 0 | 0 | 0 | 0 | 0 | 0 | 0 | 0 | 0 | 0 | 0 | 0 | 0 | 0 | 0 | 0 | 0 | 0 | 0 | 0 | 0 | 0 | 0 | 0 | 0 | 0 | 0 | 0 | 0 | 0 | 0 | 0 | 0 | 0 | 0 | 0 | 0 | 0 | 0 | 0 | 0 | 0 | 0
|  |  |  | CFADS - P90 |  | USD 000s | 306880.3365 |  | 0 | 0 | 0 | 3735.7543 | -3696.3724 | 3053.8104 | 8917.5557 | 3357.4482 | 4639.573 | 5753.5614 | 6124.2774 | 5799.8603 | 5859.6711 | 5524.1602 | 5829.5986 | 5507.252 | 5810.6946 | 5488.7113 | 5707.3056 | 5369.9176 | 5644.0647 | 5318.0253 | 5635.923 | 5318.9931 | 5610.1024 | 4679.8884 | 4915.1116 | 4589.5999 | 4947.1186 | 4645.5967 | 4930.6003 | 4615.9746 | 4309.2803 | 3882.6724 | 4806.6351 | 4615.1763 | 4900.5481 | 4588.2037 | 4876.4208 | 4565.3803 | 4855.9772 | 4546.1656 | 4832.9629 | 4523.2133 | 4806.0044 | 4496.2881 | 4736.7446 | 4413.2665 | 4746.9651 | 4448.5801 | 4735.9539 | 4429.5822 | 4718.3117 | 4413.044 | 4653.0439 | 4339.3496 | 4649.4561 | 4349.9758 | 4538.5025 | 4233.9795 | 4509.9207 | 4206.0115 | 4480.5739 | 4177.2822 | 4450.4626 | 4147.792 | 4386.5865 | 4876.2451 | 0 | 0 | 0 | 0 | 0 | 0 | 0 | 0 | 0 | 0 | 0 | 0 | 0 | 0 | 0 | 0 | 0 | 0
|  |  |  | CFADS - P90 | 0 | USD 000s | 306880.3365 | 0 | 0 | 0 | 0 | 3735.7543 | -3696.3724 | 3053.8104 | 8917.5557 | 3357.4482 | 4639.573 | 5753.5614 | 6124.2774 | 5799.8603 | 5859.6711 | 5524.1602 | 5829.5986 | 5507.252 | 5810.6946 | 5488.7113 | 5707.3056 | 5369.9176 | 5644.0647 | 5318.0253 | 5635.923 | 5318.9931 | 5610.1024 | 4679.8884 | 4915.1116 | 4589.5999 | 4947.1186 | 4645.5967 | 4930.6003 | 4615.9746 | 4309.2803 | 3882.6724 | 4806.6351 | 4615.1763 | 4900.5481 | 4588.2037 | 4876.4208 | 4565.3803 | 4855.9772 | 4546.1656 | 4832.9629 | 4523.2133 | 4806.0044 | 4496.2881 | 4736.7446 | 4413.2665 | 4746.9651 | 4448.5801 | 4735.9539 | 4429.5822 | 4718.3117 | 4413.044 | 4653.0439 | 4339.3496 | 4649.4561 | 4349.9758 | 4538.5025 | 4233.9795 | 4509.9207 | 4206.0115 | 4480.5739 | 4177.2822 | 4450.4626 | 4147.792 | 4386.5865 | 4876.2451 | 0 | 0 | 0 | 0 | 0 | 0 | 0 | 0 | 0 | 0 | 0 | 0 | 0 | 0 | 0 | 0 | 0 | 0
|  |  |  | Senior debt service period ppf - adjusted | 0 | factor | 37.2554 | 0 | 0 | 0 | 0 | 0 | 0 | 0 | 0 | 0 | 0.75543 | 1 | 1 | 1 | 1 | 1 | 1 | 1 | 1 | 1 | 1 | 1 | 1 | 1 | 1 | 1 | 1 | 1 | 1 | 1 | 1 | 1 | 1 | 1 | 1 | 1 | 1 | 1 | 1 | 1 | 1 | 1 | 1 | 1 | 1 | 1 | 1 | 0.5 | 0 | 0 | 0 | 0 | 0 | 0 | 0 | 0 | 0 | 0 | 0 | 0 | 0 | 0 | 0 | 0 | 0 | 0 | 0 | 0 | 0 | 0 | 0 | 0 | 0 | 0 | 0 | 0 | 0 | 0 | 0 | 0 | 0 | 0 | 0 | 0 | 0 | 0 | 0 | 0
|  |  |  | CFADS for debt sizing - P90 |  | USD 000s | 189487.688 |  | 0 | 0 | 0 | 0 | 0 | 0 | 0 | 0 | 3504.8948 | 5753.5614 | 6124.2774 | 5799.8603 | 5859.6711 | 5524.1602 | 5829.5986 | 5507.252 | 5810.6946 | 5488.7113 | 5707.3056 | 5369.9176 | 5644.0647 | 5318.0253 | 5635.923 | 5318.9931 | 5610.1024 | 4679.8884 | 4915.1116 | 4589.5999 | 4947.1186 | 4645.5967 | 4930.6003 | 4615.9746 | 4309.2803 | 3882.6724 | 4806.6351 | 4615.1763 | 4900.5481 | 4588.2037 | 4876.4208 | 4565.3803 | 4855.9772 | 4546.1656 | 4832.9629 | 4523.2133 | 4806.0044 | 2248.144 | 0 | 0 | 0 | 0 | 0 | 0 | 0 | 0 | 0 | 0 | 0 | 0 | 0 | 0 | 0 | 0 | 0 | 0 | 0 | 0 | 0 | 0 | 0 | 0 | 0 | 0 | 0 | 0 | 0 | 0 | 0 | 0 | 0 | 0 | 0 | 0 | 0 | 0 | 0 | 0
Maximum debt size
|  |  |  | ADB as % of total senior debt (upto Project costs % cap) - active | 25.94% | %
|  |  |  | EBRD as % of total senior debt (upto Project costs % cap) - active | 34.06% | %
|  |  |  | AIIB as % of total senior debt (upto Project costs % cap) - active | 20% | %
|  |  |  | EIB as % of total senior debt (upto Project costs % cap) - active | 20% | %
|  |  |  | ADB repayment method | 1 | 1-sculpted; 2-bullet; 3-linear; 4-mortgage
|  |  |  | EBRD repayment method | 1 | 1-sculpted; 2-bullet; 3-linear; 4-mortgage
|  |  |  | AIIB repayment method | 1 | 1-sculpted; 2-bullet; 3-linear; 4-mortgage
|  |  |  | EIB repayment method | 1 | 1-sculpted; 2-bullet; 3-linear; 4-mortgage
|  |  |  | Senior debt sculpted repayment switch | 1 | 0 = inactive, 1 = active
|  |  |  | ADB Loan balance - at end | 0.00032639 | USD 000s
|  |  |  | EBRD Loan balance - at end | 0.00042852 | USD 000s
|  |  |  | AIIB balance - at end | 0.00025159 | USD 000s
|  |  |  | EIB balance - at end | 2.1728e-05 | USD 000s
|  |  |  | Senior debt repayment amount - total | 109841.1523 | USD 000s
Target DSCR
|  |  |  | Required DSCR - Y01 | 1.15 | ratio
|  |  |  | Required DSCR - Y02 | 1.15 | ratio
|  |  |  | Required DSCR - Y03 | 1.15 | ratio
|  |  |  | Required DSCR - Y04 | 1.15 | ratio
|  |  |  | Required DSCR - Y05 | 1.15 | ratio
|  |  |  | Required DSCR - Y06 | 1.15 | ratio
|  |  |  | Required DSCR - Y07 | 1.15 | ratio
|  |  |  | Required DSCR - Y08 | 1.15 | ratio
|  |  |  | Required DSCR - Y09 | 1.15 | ratio
|  |  |  | Required DSCR - Y10 | 1.15 | ratio
|  |  |  | Required DSCR - Y11 | 1.15 | ratio
|  |  |  | Required DSCR - Y12 | 1.15 | ratio
|  |  |  | Required DSCR - Y13 | 1.15 | ratio
|  |  |  | Required DSCR - Y14 | 1.15 | ratio
|  |  |  | Required DSCR - Y15 | 1.15 | ratio
|  |  |  | Required DSCR - Y16 | 1.15 | ratio
|  |  |  | Required DSCR - Y17 | 1.15 | ratio
|  |  |  | Required DSCR - Y18 | 1.15 | ratio
|  |  |  | Required DSCR - Y19 | 1.15 | ratio
|  |  |  | Required DSCR - Y20 | 1.15 | ratio
|  |  |  | Required DSCR - Y21 | 1.15 | ratio
|  |  |  | Required DSCR - Y22 | 1.15 | ratio
|  |  |  | Required DSCR - Y23 | 1.15 | ratio
|  |  |  | Required DSCR - Y24 | 1.15 | ratio
|  |  |  | Required DSCR - Y25 | 1.15 | ratio
|  |  |  | Required DSCR - Y26 | 0 | ratio
|  |  |  | Required DSCR - Y27 | 0 | ratio
|  |  |  | Required DSCR - Y28 | 0 | ratio
|  |  |  | Required DSCR - Y29 | 0 | ratio
|  |  |  | Required DSCR - Y30 | 0 | ratio
|  |  |  | Required DSCR - Y31 | 0 | ratio
|  |  |  | Required DSCR - Y32 | 0 | ratio
|  |  |  | Operations year number | 0 | counter | 0 | 0 | 0 | 0 | 0 | 0 | 0 | 0 | 0 | 0 | 1 | 1 | 2 | 2 | 3 | 3 | 4 | 4 | 5 | 5 | 6 | 6 | 7 | 7 | 8 | 8 | 9 | 9 | 10 | 10 | 11 | 11 | 12 | 12 | 13 | 13 | 14 | 14 | 15 | 15 | 16 | 16 | 17 | 17 | 18 | 18 | 19 | 19 | 20 | 20 | 21 | 21 | 22 | 22 | 23 | 23 | 24 | 24 | 25 | 25 | 26 | 26 | 27 | 27 | 28 | 28 | 29 | 29 | 30 | 30 | 0 | 0 | 0 | 0 | 0 | 0 | 0 | 0 | 0 | 0 | 0 | 0 | 0 | 0 | 0 | 0 | 0 | 0
|  |  |  | Senior debt service period flag | 0 | flag | 38 | 0 | 0 | 0 | 0 | 0 | 0 | 0 | 0 | 0 | 1 | 1 | 1 | 1 | 1 | 1 | 1 | 1 | 1 | 1 | 1 | 1 | 1 | 1 | 1 | 1 | 1 | 1 | 1 | 1 | 1 | 1 | 1 | 1 | 1 | 1 | 1 | 1 | 1 | 1 | 1 | 1 | 1 | 1 | 1 | 1 | 1 | 1 | 0 | 0 | 0 | 0 | 0 | 0 | 0 | 0 | 0 | 0 | 0 | 0 | 0 | 0 | 0 | 0 | 0 | 0 | 0 | 0 | 0 | 0 | 0 | 0 | 0 | 0 | 0 | 0 | 0 | 0 | 0 | 0 | 0 | 0 | 0 | 0 | 0 | 0 | 0 | 0
|  |  |  | Target DSCR |  | ratio |  |  | 0 | 0 | 0 | 0 | 0 | 0 | 0 | 0 | 1.15 | 1.15 | 1.15 | 1.15 | 1.15 | 1.15 | 1.15 | 1.15 | 1.15 | 1.15 | 1.15 | 1.15 | 1.15 | 1.15 | 1.15 | 1.15 | 1.15 | 1.15 | 1.15 | 1.15 | 1.15 | 1.15 | 1.15 | 1.15 | 1.15 | 1.15 | 1.15 | 1.15 | 1.15 | 1.15 | 1.15 | 1.15 | 1.15 | 1.15 | 1.15 | 1.15 | 1.15 | 1.15 | 0 | 0 | 0 | 0 | 0 | 0 | 0 | 0 | 0 | 0 | 0 | 0 | 0 | 0 | 0 | 0 | 0 | 0 | 0 | 0 | 0 | 0 | 0 | 0 | 0 | 0 | 0 | 0 | 0 | 0 | 0 | 0 | 0 | 0 | 0 | 0 | 0 | 0 | 0 | 0
|  |  |  | Debt sizing method | DSCR | method
|  |  |  | Senior debt sculpted repayment switch | 1 | 0 = inactive, 1 = active
|  |  |  | Average DSCR - P90 | 1.2062 | ratio
|  |  |  | Optimisation parameter - 2 | 2 | #
|  |  |  | Optimisation parameter - 3 | 4 | #
|  |  |  | Use input target DSCR for debt sculpting under leverage debt sizing? | 0 | 1 = yes, 0 = no
|  |  |  | Target DSCR - sculpted | 0 | ratio | 0 | 0 | 0 | 0 | 0 | 0 | 0 | 0 | 0 | 0 | 1.15 | 1.15 | 1.15 | 1.15 | 1.15 | 1.15 | 1.15 | 1.15 | 1.15 | 1.15 | 1.15 | 1.15 | 1.15 | 1.15 | 1.15 | 1.15 | 1.15 | 1.15 | 1.15 | 1.15 | 1.15 | 1.15 | 1.15 | 1.15 | 1.15 | 1.15 | 1.15 | 1.15 | 1.15 | 1.15 | 1.15 | 1.15 | 1.15 | 1.15 | 1.15 | 1.15 | 1.15 | 1.15 | 0 | 0 | 0 | 0 | 0 | 0 | 0 | 0 | 0 | 0 | 0 | 0 | 0 | 0 | 0 | 0 | 0 | 0 | 0 | 0 | 0 | 0 | 0 | 0 | 0 | 0 | 0 | 0 | 0 | 0 | 0 | 0 | 0 | 0 | 0 | 0 | 0 | 0 | 0 | 0
|  |  |  | Operations period flag | 0 | flag | 60 | 0 | 0 | 0 | 0 | 0 | 0 | 0 | 0 | 0 | 1 | 1 | 1 | 1 | 1 | 1 | 1 | 1 | 1 | 1 | 1 | 1 | 1 | 1 | 1 | 1 | 1 | 1 | 1 | 1 | 1 | 1 | 1 | 1 | 1 | 1 | 1 | 1 | 1 | 1 | 1 | 1 | 1 | 1 | 1 | 1 | 1 | 1 | 1 | 1 | 1 | 1 | 1 | 1 | 1 | 1 | 1 | 1 | 1 | 1 | 1 | 1 | 1 | 1 | 1 | 1 | 1 | 1 | 1 | 1 | 0 | 0 | 0 | 0 | 0 | 0 | 0 | 0 | 0 | 0 | 0 | 0 | 0 | 0 | 0 | 0 | 0 | 0
|  |  |  | Adjustment required |  | % | bar: 1 to 86
|  |  |  | Debt sizing method | DSCR | method
|  |  |  | Target DSCR - sculpted | 0 | ratio | 0 | 0 | 0 | 0 | 0 | 0 | 0 | 0 | 0 | 0 | 1.15 | 1.15 | 1.15 | 1.15 | 1.15 | 1.15 | 1.15 | 1.15 | 1.15 | 1.15 | 1.15 | 1.15 | 1.15 | 1.15 | 1.15 | 1.15 | 1.15 | 1.15 | 1.15 | 1.15 | 1.15 | 1.15 | 1.15 | 1.15 | 1.15 | 1.15 | 1.15 | 1.15 | 1.15 | 1.15 | 1.15 | 1.15 | 1.15 | 1.15 | 1.15 | 1.15 | 1.15 | 1.15 | 0 | 0 | 0 | 0 | 0 | 0 | 0 | 0 | 0 | 0 | 0 | 0 | 0 | 0 | 0 | 0 | 0 | 0 | 0 | 0 | 0 | 0 | 0 | 0 | 0 | 0 | 0 | 0 | 0 | 0 | 0 | 0 | 0 | 0 | 0 | 0 | 0 | 0 | 0 | 0
|  |  |  | Target DSCR | 0 | ratio | 0 | 0 | 0 | 0 | 0 | 0 | 0 | 0 | 0 | 0 | 1.15 | 1.15 | 1.15 | 1.15 | 1.15 | 1.15 | 1.15 | 1.15 | 1.15 | 1.15 | 1.15 | 1.15 | 1.15 | 1.15 | 1.15 | 1.15 | 1.15 | 1.15 | 1.15 | 1.15 | 1.15 | 1.15 | 1.15 | 1.15 | 1.15 | 1.15 | 1.15 | 1.15 | 1.15 | 1.15 | 1.15 | 1.15 | 1.15 | 1.15 | 1.15 | 1.15 | 1.15 | 1.15 | 0 | 0 | 0 | 0 | 0 | 0 | 0 | 0 | 0 | 0 | 0 | 0 | 0 | 0 | 0 | 0 | 0 | 0 | 0 | 0 | 0 | 0 | 0 | 0 | 0 | 0 | 0 | 0 | 0 | 0 | 0 | 0 | 0 | 0 | 0 | 0 | 0 | 0 | 0 | 0
|  |  |  | Adjustment required | 0 | % | 0 | 0 | 0 | 0 | 0 | 0 | 0 | 0 | 0 | 0 | 0 | 0 | 0 | 0 | 0 | 0 | 0 | 0 | 0 | 0 | 0 | 0 | 0 | 0 | 0 | 0 | 0 | 0 | 0 | 0 | 0 | 0 | 0 | 0 | 0 | 0 | 0 | 0 | 0 | 0 | 0 | 0 | 0 | 0 | 0 | 0 | 0 | 0 | 0 | 0 | 0 | 0 | 0 | 0 | 0 | 0 | 0 | 0 | 0 | 0 | 0 | 0 | 0 | 0 | 0 | 0 | 0 | 0 | 0 | 0 | 0 | 0 | 0 | 0 | 0 | 0 | 0 | 0 | 0 | 0 | 0 | 0 | 0 | 0 | 0 | 0 | 0 | 0
|  |  |  | Adjusted ratio |  | ratio |  |  | 0 | 0 | 0 | 0 | 0 | 0 | 0 | 0 | 1.15 | 1.15 | 1.15 | 1.15 | 1.15 | 1.15 | 1.15 | 1.15 | 1.15 | 1.15 | 1.15 | 1.15 | 1.15 | 1.15 | 1.15 | 1.15 | 1.15 | 1.15 | 1.15 | 1.15 | 1.15 | 1.15 | 1.15 | 1.15 | 1.15 | 1.15 | 1.15 | 1.15 | 1.15 | 1.15 | 1.15 | 1.15 | 1.15 | 1.15 | 1.15 | 1.15 | 1.15 | 1.15 | 0 | 0 | 0 | 0 | 0 | 0 | 0 | 0 | 0 | 0 | 0 | 0 | 0 | 0 | 0 | 0 | 0 | 0 | 0 | 0 | 0 | 0 | 0 | 0 | 0 | 0 | 0 | 0 | 0 | 0 | 0 | 0 | 0 | 0 | 0 | 0 | 0 | 0 | 0 | 0
|  |  |  | Adjusted ratio optimised per period |  | check |  |  | 0 | 0 | 0 | 0 | 0 | 0 | 0 | 0 | 0 | 0 | 0 | 0 | 0 | 0 | 0 | 0 | 0 | 0 | 0 | 0 | 0 | 0 | 0 | 0 | 0 | 0 | 0 | 0 | 0 | 0 | 0 | 0 | 0 | 0 | 0 | 0 | 0 | 0 | 0 | 0 | 0 | 0 | 0 | 0 | 0 | 0 | 0 | 0 | 0 | 0 | 0 | 0 | 0 | 0 | 0 | 0 | 0 | 0 | 0 | 0 | 0 | 0 | 0 | 0 | 0 | 0 | 0 | 0 | 0 | 0 | 0 | 0 | 0 | 0 | 0 | 0 | 0 | 0 | 0 | 0 | 0 | 0 | 0 | 0 | 0 | 0
|  |  |  | Adjusted ratio optimised | 0 | check
|  |  |  | Debt sizing method | DSCR | method
|  |  |  | Use input target DSCR for debt sculpting under leverage debt sizing? | 0 | 1 = yes, 0 = no
|  |  |  | Senior debt sculpted repayment switch | 1 | 0 = inactive, 1 = active
|  |  |  | Target DSCR - sculpted | 0 | ratio | 0 | 0 | 0 | 0 | 0 | 0 | 0 | 0 | 0 | 0 | 1.15 | 1.15 | 1.15 | 1.15 | 1.15 | 1.15 | 1.15 | 1.15 | 1.15 | 1.15 | 1.15 | 1.15 | 1.15 | 1.15 | 1.15 | 1.15 | 1.15 | 1.15 | 1.15 | 1.15 | 1.15 | 1.15 | 1.15 | 1.15 | 1.15 | 1.15 | 1.15 | 1.15 | 1.15 | 1.15 | 1.15 | 1.15 | 1.15 | 1.15 | 1.15 | 1.15 | 1.15 | 1.15 | 0 | 0 | 0 | 0 | 0 | 0 | 0 | 0 | 0 | 0 | 0 | 0 | 0 | 0 | 0 | 0 | 0 | 0 | 0 | 0 | 0 | 0 | 0 | 0 | 0 | 0 | 0 | 0 | 0 | 0 | 0 | 0 | 0 | 0 | 0 | 0 | 0 | 0 | 0 | 0
|  |  |  | Target DSCR | 0 | ratio | 0 | 0 | 0 | 0 | 0 | 0 | 0 | 0 | 0 | 0 | 1.15 | 1.15 | 1.15 | 1.15 | 1.15 | 1.15 | 1.15 | 1.15 | 1.15 | 1.15 | 1.15 | 1.15 | 1.15 | 1.15 | 1.15 | 1.15 | 1.15 | 1.15 | 1.15 | 1.15 | 1.15 | 1.15 | 1.15 | 1.15 | 1.15 | 1.15 | 1.15 | 1.15 | 1.15 | 1.15 | 1.15 | 1.15 | 1.15 | 1.15 | 1.15 | 1.15 | 1.15 | 1.15 | 0 | 0 | 0 | 0 | 0 | 0 | 0 | 0 | 0 | 0 | 0 | 0 | 0 | 0 | 0 | 0 | 0 | 0 | 0 | 0 | 0 | 0 | 0 | 0 | 0 | 0 | 0 | 0 | 0 | 0 | 0 | 0 | 0 | 0 | 0 | 0 | 0 | 0 | 0 | 0
|  |  |  | Target DSCR |  | ratio |  |  | 0 | 0 | 0 | 0 | 0 | 0 | 0 | 0 | 1.15 | 1.15 | 1.15 | 1.15 | 1.15 | 1.15 | 1.15 | 1.15 | 1.15 | 1.15 | 1.15 | 1.15 | 1.15 | 1.15 | 1.15 | 1.15 | 1.15 | 1.15 | 1.15 | 1.15 | 1.15 | 1.15 | 1.15 | 1.15 | 1.15 | 1.15 | 1.15 | 1.15 | 1.15 | 1.15 | 1.15 | 1.15 | 1.15 | 1.15 | 1.15 | 1.15 | 1.15 | 1.15 | 0 | 0 | 0 | 0 | 0 | 0 | 0 | 0 | 0 | 0 | 0 | 0 | 0 | 0 | 0 | 0 | 0 | 0 | 0 | 0 | 0 | 0 | 0 | 0 | 0 | 0 | 0 | 0 | 0 | 0 | 0 | 0 | 0 | 0 | 0 | 0 | 0 | 0 | 0 | 0
|  |  |  | Debt sizing to be done on | P90 | #
|  |  |  | CFADS for debt sizing - P90 | 0 | USD 000s | 189487.688 | 0 | 0 | 0 | 0 | 0 | 0 | 0 | 0 | 0 | 3504.8948 | 5753.5614 | 6124.2774 | 5799.8603 | 5859.6711 | 5524.1602 | 5829.5986 | 5507.252 | 5810.6946 | 5488.7113 | 5707.3056 | 5369.9176 | 5644.0647 | 5318.0253 | 5635.923 | 5318.9931 | 5610.1024 | 4679.8884 | 4915.1116 | 4589.5999 | 4947.1186 | 4645.5967 | 4930.6003 | 4615.9746 | 4309.2803 | 3882.6724 | 4806.6351 | 4615.1763 | 4900.5481 | 4588.2037 | 4876.4208 | 4565.3803 | 4855.9772 | 4546.1656 | 4832.9629 | 4523.2133 | 4806.0044 | 2248.144 | 0 | 0 | 0 | 0 | 0 | 0 | 0 | 0 | 0 | 0 | 0 | 0 | 0 | 0 | 0 | 0 | 0 | 0 | 0 | 0 | 0 | 0 | 0 | 0 | 0 | 0 | 0 | 0 | 0 | 0 | 0 | 0 | 0 | 0 | 0 | 0 | 0 | 0 | 0 | 0
|  |  |  | CFADS for debt sizing - P90 |  | USD 000s | 189487.688 |  | 0 | 0 | 0 | 0 | 0 | 0 | 0 | 0 | 3504.8948 | 5753.5614 | 6124.2774 | 5799.8603 | 5859.6711 | 5524.1602 | 5829.5986 | 5507.252 | 5810.6946 | 5488.7113 | 5707.3056 | 5369.9176 | 5644.0647 | 5318.0253 | 5635.923 | 5318.9931 | 5610.1024 | 4679.8884 | 4915.1116 | 4589.5999 | 4947.1186 | 4645.5967 | 4930.6003 | 4615.9746 | 4309.2803 | 3882.6724 | 4806.6351 | 4615.1763 | 4900.5481 | 4588.2037 | 4876.4208 | 4565.3803 | 4855.9772 | 4546.1656 | 4832.9629 | 4523.2133 | 4806.0044 | 2248.144 | 0 | 0 | 0 | 0 | 0 | 0 | 0 | 0 | 0 | 0 | 0 | 0 | 0 | 0 | 0 | 0 | 0 | 0 | 0 | 0 | 0 | 0 | 0 | 0 | 0 | 0 | 0 | 0 | 0 | 0 | 0 | 0 | 0 | 0 | 0 | 0 | 0 | 0 | 0 | 0
|  |  |  | Target DSCR | 0 | ratio | 0 | 0 | 0 | 0 | 0 | 0 | 0 | 0 | 0 | 0 | 1.15 | 1.15 | 1.15 | 1.15 | 1.15 | 1.15 | 1.15 | 1.15 | 1.15 | 1.15 | 1.15 | 1.15 | 1.15 | 1.15 | 1.15 | 1.15 | 1.15 | 1.15 | 1.15 | 1.15 | 1.15 | 1.15 | 1.15 | 1.15 | 1.15 | 1.15 | 1.15 | 1.15 | 1.15 | 1.15 | 1.15 | 1.15 | 1.15 | 1.15 | 1.15 | 1.15 | 1.15 | 1.15 | 0 | 0 | 0 | 0 | 0 | 0 | 0 | 0 | 0 | 0 | 0 | 0 | 0 | 0 | 0 | 0 | 0 | 0 | 0 | 0 | 0 | 0 | 0 | 0 | 0 | 0 | 0 | 0 | 0 | 0 | 0 | 0 | 0 | 0 | 0 | 0 | 0 | 0 | 0 | 0
|  |  |  | CFADS for debt sizing - P90 | 0 | USD 000s | 189487.688 | 0 | 0 | 0 | 0 | 0 | 0 | 0 | 0 | 0 | 3504.8948 | 5753.5614 | 6124.2774 | 5799.8603 | 5859.6711 | 5524.1602 | 5829.5986 | 5507.252 | 5810.6946 | 5488.7113 | 5707.3056 | 5369.9176 | 5644.0647 | 5318.0253 | 5635.923 | 5318.9931 | 5610.1024 | 4679.8884 | 4915.1116 | 4589.5999 | 4947.1186 | 4645.5967 | 4930.6003 | 4615.9746 | 4309.2803 | 3882.6724 | 4806.6351 | 4615.1763 | 4900.5481 | 4588.2037 | 4876.4208 | 4565.3803 | 4855.9772 | 4546.1656 | 4832.9629 | 4523.2133 | 4806.0044 | 2248.144 | 0 | 0 | 0 | 0 | 0 | 0 | 0 | 0 | 0 | 0 | 0 | 0 | 0 | 0 | 0 | 0 | 0 | 0 | 0 | 0 | 0 | 0 | 0 | 0 | 0 | 0 | 0 | 0 | 0 | 0 | 0 | 0 | 0 | 0 | 0 | 0 | 0 | 0 | 0 | 0
|  |  |  | Senior debt service period flag | 0 | flag | 38 | 0 | 0 | 0 | 0 | 0 | 0 | 0 | 0 | 0 | 1 | 1 | 1 | 1 | 1 | 1 | 1 | 1 | 1 | 1 | 1 | 1 | 1 | 1 | 1 | 1 | 1 | 1 | 1 | 1 | 1 | 1 | 1 | 1 | 1 | 1 | 1 | 1 | 1 | 1 | 1 | 1 | 1 | 1 | 1 | 1 | 1 | 1 | 0 | 0 | 0 | 0 | 0 | 0 | 0 | 0 | 0 | 0 | 0 | 0 | 0 | 0 | 0 | 0 | 0 | 0 | 0 | 0 | 0 | 0 | 0 | 0 | 0 | 0 | 0 | 0 | 0 | 0 | 0 | 0 | 0 | 0 | 0 | 0 | 0 | 0 | 0 | 0
|  |  |  | Maximum debt service at target ratio |  | USD 000s | 164771.9026 |  | 0 | 0 | 0 | 0 | 0 | 0 | 0 | 0 | 3047.7346 | 5003.0969 | 5325.4586 | 5043.3568 | 5095.3662 | 4803.6176 | 5069.2162 | 4788.9148 | 5052.7779 | 4772.7925 | 4962.8744 | 4669.4936 | 4907.8823 | 4624.3699 | 4900.8027 | 4625.2114 | 4878.3499 | 4069.4682 | 4274.0101 | 3990.9564 | 4301.8422 | 4039.6493 | 4287.4786 | 4013.8909 | 3747.2003 | 3376.2368 | 4179.6827 | 4013.1968 | 4261.3461 | 3989.7424 | 4240.3659 | 3969.8959 | 4222.5888 | 3953.1875 | 4202.5764 | 3933.2289 | 4179.1342 | 1954.9079 | 0 | 0 | 0 | 0 | 0 | 0 | 0 | 0 | 0 | 0 | 0 | 0 | 0 | 0 | 0 | 0 | 0 | 0 | 0 | 0 | 0 | 0 | 0 | 0 | 0 | 0 | 0 | 0 | 0 | 0 | 0 | 0 | 0 | 0 | 0 | 0 | 0 | 0 | 0 | 0
|  |  |  | Maximum debt service at target ratio | 0 | USD 000s | 164771.9026 | 0 | 0 | 0 | 0 | 0 | 0 | 0 | 0 | 0 | 3047.7346 | 5003.0969 | 5325.4586 | 5043.3568 | 5095.3662 | 4803.6176 | 5069.2162 | 4788.9148 | 5052.7779 | 4772.7925 | 4962.8744 | 4669.4936 | 4907.8823 | 4624.3699 | 4900.8027 | 4625.2114 | 4878.3499 | 4069.4682 | 4274.0101 | 3990.9564 | 4301.8422 | 4039.6493 | 4287.4786 | 4013.8909 | 3747.2003 | 3376.2368 | 4179.6827 | 4013.1968 | 4261.3461 | 3989.7424 | 4240.3659 | 3969.8959 | 4222.5888 | 3953.1875 | 4202.5764 | 3933.2289 | 4179.1342 | 1954.9079 | 0 | 0 | 0 | 0 | 0 | 0 | 0 | 0 | 0 | 0 | 0 | 0 | 0 | 0 | 0 | 0 | 0 | 0 | 0 | 0 | 0 | 0 | 0 | 0 | 0 | 0 | 0 | 0 | 0 | 0 | 0 | 0 | 0 | 0 | 0 | 0 | 0 | 0 | 0 | 0
|  |  |  | ADB Loan interest POS | 0 | USD 000s | 17528.7721 | 0 | 0 | 0 | 0 | 0 | 0 | 0 | 0 | 0 | 635.7729 | 823.7588 | 822.1292 | 792.2279 | 790.5347 | 767.2339 | 762.2642 | 730.8726 | 724.5112 | 692.3425 | 683.9844 | 652.2597 | 643.4851 | 612.5397 | 596.2064 | 560.686 | 544.5543 | 508.2333 | 494.7936 | 463.305 | 448.5557 | 418.4804 | 398.5551 | 365.4133 | 345.5194 | 316.7325 | 300.4603 | 269.6458 | 252.1152 | 225.4834 | 204.737 | 176.2946 | 154.5358 | 125.4383 | 101.3235 | 71.5487 | 44.9485 | 7.2893 | 0 | 0 | 0 | 0 | 0 | 0 | 0 | 0 | 0 | 0 | 0 | 0 | 0 | 0 | 0 | 0 | 0 | 0 | 0 | 0 | 0 | 0 | 0 | 0 | 0 | 0 | 0 | 0 | 0 | 0 | 0 | 0 | 0 | 0 | 0 | 0 | 0 | 0 | 0 | 0
|  |  |  | EBRD Loan interest POS | 0 | USD 000s | 23013.276 | 0 | 0 | 0 | 0 | 0 | 0 | 0 | 0 | 0 | 834.6972 | 1081.5012 | 1079.3617 | 1040.1047 | 1037.8817 | 1007.2904 | 1000.7658 | 959.5523 | 951.2005 | 908.9667 | 897.9934 | 856.3425 | 844.8224 | 804.1946 | 782.7509 | 736.1167 | 714.9376 | 667.2522 | 649.6075 | 608.2666 | 588.9024 | 549.4169 | 523.2573 | 479.7459 | 453.6276 | 415.8336 | 394.4701 | 354.0142 | 330.9985 | 296.034 | 268.7963 | 231.4547 | 202.8879 | 164.6862 | 133.0262 | 93.9353 | 59.0123 | 9.5701 | 0 | 0 | 0 | 0 | 0 | 0 | 0 | 0 | 0 | 0 | 0 | 0 | 0 | 0 | 0 | 0 | 0 | 0 | 0 | 0 | 0 | 0 | 0 | 0 | 0 | 0 | 0 | 0 | 0 | 0 | 0 | 0 | 0 | 0 | 0 | 0 | 0 | 0 | 0 | 0
|  |  |  | AIIB loan interest POS | 0 | USD 000s | 13511.7618 | 0 | 0 | 0 | 0 | 0 | 0 | 0 | 0 | 0 | 490.0749 | 634.9807 | 633.7246 | 610.6757 | 609.3705 | 591.4094 | 587.5786 | 563.381 | 558.4774 | 533.6807 | 527.238 | 502.7835 | 496.0197 | 472.166 | 459.5757 | 432.1955 | 419.7606 | 391.7631 | 381.4034 | 357.1309 | 345.7617 | 322.5786 | 307.2195 | 281.6727 | 266.3379 | 244.148 | 231.6048 | 207.852 | 194.3388 | 173.8101 | 157.8181 | 135.8938 | 119.1214 | 96.692 | 78.1036 | 55.1521 | 34.6478 | 5.6189 | 0 | 0 | 0 | 0 | 0 | 0 | 0 | 0 | 0 | 0 | 0 | 0 | 0 | 0 | 0 | 0 | 0 | 0 | 0 | 0 | 0 | 0 | 0 | 0 | 0 | 0 | 0 | 0 | 0 | 0 | 0 | 0 | 0 | 0 | 0 | 0 | 0 | 0 | 0 | 0
|  |  |  | EIB interest POS | 0 | USD 000s | 12507.6535 | 0 | 0 | 0 | 0 | 0 | 0 | 0 | 0 | 0 | 454.5759 | 587.9513 | 586.8793 | 565.8101 | 564.6971 | 548.2049 | 544.6824 | 522.3675 | 517.7153 | 494.7699 | 488.7108 | 466.0921 | 459.7205 | 437.6632 | 425.8648 | 400.4886 | 388.8107 | 362.9006 | 353.1255 | 330.6723 | 319.9476 | 298.4642 | 284.0896 | 260.4559 | 246.0889 | 225.4793 | 213.6436 | 191.6696 | 179.0078 | 160.0439 | 145.1566 | 124.9488 | 109.3798 | 88.7778 | 71.5534 | 50.5294 | 31.6152 | 5.0993 | 0 | 0 | 0 | 0 | 0 | 0 | 0 | 0 | 0 | 0 | 0 | 0 | 0 | 0 | 0 | 0 | 0 | 0 | 0 | 0 | 0 | 0 | 0 | 0 | 0 | 0 | 0 | 0 | 0 | 0 | 0 | 0 | 0 | 0 | 0 | 0 | 0 | 0 | 0 | 0
|  |  |  | Total agent bank fee - operations POS | 0 | USD 000s | 1140 | 0 | 0 | 0 | 0 | 0 | 0 | 0 | 0 | 0 | 60 | 0 | 60 | 0 | 60 | 0 | 60 | 0 | 60 | 0 | 60 | 0 | 60 | 0 | 60 | 0 | 60 | 0 | 60 | 0 | 60 | 0 | 60 | 0 | 60 | 0 | 60 | 0 | 60 | 0 | 60 | 0 | 60 | 0 | 60 | 0 | 60 | 0 | 0 | 0 | 0 | 0 | 0 | 0 | 0 | 0 | 0 | 0 | 0 | 0 | 0 | 0 | 0 | 0 | 0 | 0 | 0 | 0 | 0 | 0 | 0 | 0 | 0 | 0 | 0 | 0 | 0 | 0 | 0 | 0 | 0 | 0 | 0 | 0 | 0 | 0 | 0 | 0
|  |  |  | Senior debt repayment period flag | 0 | flag | 38 | 0 | 0 | 0 | 0 | 0 | 0 | 0 | 0 | 0 | 1 | 1 | 1 | 1 | 1 | 1 | 1 | 1 | 1 | 1 | 1 | 1 | 1 | 1 | 1 | 1 | 1 | 1 | 1 | 1 | 1 | 1 | 1 | 1 | 1 | 1 | 1 | 1 | 1 | 1 | 1 | 1 | 1 | 1 | 1 | 1 | 1 | 1 | 0 | 0 | 0 | 0 | 0 | 0 | 0 | 0 | 0 | 0 | 0 | 0 | 0 | 0 | 0 | 0 | 0 | 0 | 0 | 0 | 0 | 0 | 0 | 0 | 0 | 0 | 0 | 0 | 0 | 0 | 0 | 0 | 0 | 0 | 0 | 0 | 0 | 0 | 0 | 0
|  |  |  | Senior debt repayment amount |  | USD 000s | 97070.4392 |  | 0 | 0 | 0 | 0 | 0 | 0 | 0 | 0 | 572.6138 | 1874.9048 | 2143.3638 | 2034.5385 | 2032.8822 | 1889.4789 | 2113.9252 | 2012.7414 | 2240.8735 | 2143.0326 | 2304.9479 | 2192.0157 | 2403.8346 | 2297.8064 | 2576.4049 | 2495.7247 | 2750.2868 | 2139.319 | 2335.0801 | 2231.5816 | 2538.6749 | 2450.7091 | 2714.3571 | 2626.6032 | 2375.6265 | 2174.0434 | 2979.5039 | 2990.0152 | 3244.8858 | 3134.3709 | 3403.858 | 3301.3041 | 3576.664 | 3477.5932 | 3758.5697 | 3662.0633 | 3948.9104 | 1927.3303 | 0 | 0 | 0 | 0 | 0 | 0 | 0 | 0 | 0 | 0 | 0 | 0 | 0 | 0 | 0 | 0 | 0 | 0 | 0 | 0 | 0 | 0 | 0 | 0 | 0 | 0 | 0 | 0 | 0 | 0 | 0 | 0 | 0 | 0 | 0 | 0 | 0 | 0 | 0 | 0
|  |  |  | Bullet based debt sizing | 1 | 1 = yes, 0 = no
|  |  |  | Bullet repayment amount - fixed | 12770.713 | USD 000s
|  |  |  | Senior debt repayment amount | 0 | USD 000s | 97070.4392 | 0 | 0 | 0 | 0 | 0 | 0 | 0 | 0 | 0 | 572.6138 | 1874.9048 | 2143.3638 | 2034.5385 | 2032.8822 | 1889.4789 | 2113.9252 | 2012.7414 | 2240.8735 | 2143.0326 | 2304.9479 | 2192.0157 | 2403.8346 | 2297.8064 | 2576.4049 | 2495.7247 | 2750.2868 | 2139.319 | 2335.0801 | 2231.5816 | 2538.6749 | 2450.7091 | 2714.3571 | 2626.6032 | 2375.6265 | 2174.0434 | 2979.5039 | 2990.0152 | 3244.8858 | 3134.3709 | 3403.858 | 3301.3041 | 3576.664 | 3477.5932 | 3758.5697 | 3662.0633 | 3948.9104 | 1927.3303 | 0 | 0 | 0 | 0 | 0 | 0 | 0 | 0 | 0 | 0 | 0 | 0 | 0 | 0 | 0 | 0 | 0 | 0 | 0 | 0 | 0 | 0 | 0 | 0 | 0 | 0 | 0 | 0 | 0 | 0 | 0 | 0 | 0 | 0 | 0 | 0 | 0 | 0 | 0 | 0
|  |  |  | Senior debt repayment period flag | 0 | flag | 38 | 0 | 0 | 0 | 0 | 0 | 0 | 0 | 0 | 0 | 1 | 1 | 1 | 1 | 1 | 1 | 1 | 1 | 1 | 1 | 1 | 1 | 1 | 1 | 1 | 1 | 1 | 1 | 1 | 1 | 1 | 1 | 1 | 1 | 1 | 1 | 1 | 1 | 1 | 1 | 1 | 1 | 1 | 1 | 1 | 1 | 1 | 1 | 0 | 0 | 0 | 0 | 0 | 0 | 0 | 0 | 0 | 0 | 0 | 0 | 0 | 0 | 0 | 0 | 0 | 0 | 0 | 0 | 0 | 0 | 0 | 0 | 0 | 0 | 0 | 0 | 0 | 0 | 0 | 0 | 0 | 0 | 0 | 0 | 0 | 0 | 0 | 0
|  |  |  | Final senior debt amortisation period | 0 | flag | 1 | 0 | 0 | 0 | 0 | 0 | 0 | 0 | 0 | 0 | 0 | 0 | 0 | 0 | 0 | 0 | 0 | 0 | 0 | 0 | 0 | 0 | 0 | 0 | 0 | 0 | 0 | 0 | 0 | 0 | 0 | 0 | 0 | 0 | 0 | 0 | 0 | 0 | 0 | 0 | 0 | 0 | 0 | 0 | 0 | 0 | 0 | 1 | 0 | 0 | 0 | 0 | 0 | 0 | 0 | 0 | 0 | 0 | 0 | 0 | 0 | 0 | 0 | 0 | 0 | 0 | 0 | 0 | 0 | 0 | 0 | 0 | 0 | 0 | 0 | 0 | 0 | 0 | 0 | 0 | 0 | 0 | 0 | 0 | 0 | 0 | 0 | 0
|  |  |  | Senior debt repayment amount including bullet |  | USD 000s | 107913.822 |  | 0 | 0 | 0 | 0 | 0 | 0 | 0 | 0 | 572.6138 | 1874.9048 | 2143.3638 | 2034.5385 | 2032.8822 | 1889.4789 | 2113.9252 | 2012.7414 | 2240.8735 | 2143.0326 | 2304.9479 | 2192.0157 | 2403.8346 | 2297.8064 | 2576.4049 | 2495.7247 | 2750.2868 | 2139.319 | 2335.0801 | 2231.5816 | 2538.6749 | 2450.7091 | 2714.3571 | 2626.6032 | 2375.6265 | 2174.0434 | 2979.5039 | 2990.0152 | 3244.8858 | 3134.3709 | 3403.858 | 3301.3041 | 3576.664 | 3477.5932 | 3758.5697 | 3662.0633 | 3948.9104 | 12770.713 | 0 | 0 | 0 | 0 | 0 | 0 | 0 | 0 | 0 | 0 | 0 | 0 | 0 | 0 | 0 | 0 | 0 | 0 | 0 | 0 | 0 | 0 | 0 | 0 | 0 | 0 | 0 | 0 | 0 | 0 | 0 | 0 | 0 | 0 | 0 | 0 | 0 | 0 | 0 | 0
|  |  |  | Senior debt repayment amount | 0 | USD 000s | 97070.4392 | 0 | 0 | 0 | 0 | 0 | 0 | 0 | 0 | 0 | 572.6138 | 1874.9048 | 2143.3638 | 2034.5385 | 2032.8822 | 1889.4789 | 2113.9252 | 2012.7414 | 2240.8735 | 2143.0326 | 2304.9479 | 2192.0157 | 2403.8346 | 2297.8064 | 2576.4049 | 2495.7247 | 2750.2868 | 2139.319 | 2335.0801 | 2231.5816 | 2538.6749 | 2450.7091 | 2714.3571 | 2626.6032 | 2375.6265 | 2174.0434 | 2979.5039 | 2990.0152 | 3244.8858 | 3134.3709 | 3403.858 | 3301.3041 | 3576.664 | 3477.5932 | 3758.5697 | 3662.0633 | 3948.9104 | 1927.3303 | 0 | 0 | 0 | 0 | 0 | 0 | 0 | 0 | 0 | 0 | 0 | 0 | 0 | 0 | 0 | 0 | 0 | 0 | 0 | 0 | 0 | 0 | 0 | 0 | 0 | 0 | 0 | 0 | 0 | 0 | 0 | 0 | 0 | 0 | 0 | 0 | 0 | 0 | 0 | 0
|  |  |  | Senior debt service period flag | 0 | flag | 38 | 0 | 0 | 0 | 0 | 0 | 0 | 0 | 0 | 0 | 1 | 1 | 1 | 1 | 1 | 1 | 1 | 1 | 1 | 1 | 1 | 1 | 1 | 1 | 1 | 1 | 1 | 1 | 1 | 1 | 1 | 1 | 1 | 1 | 1 | 1 | 1 | 1 | 1 | 1 | 1 | 1 | 1 | 1 | 1 | 1 | 1 | 1 | 0 | 0 | 0 | 0 | 0 | 0 | 0 | 0 | 0 | 0 | 0 | 0 | 0 | 0 | 0 | 0 | 0 | 0 | 0 | 0 | 0 | 0 | 0 | 0 | 0 | 0 | 0 | 0 | 0 | 0 | 0 | 0 | 0 | 0 | 0 | 0 | 0 | 0 | 0 | 0
|  |  |  | Senior debt repayment amount |  | USD 000s | 97070.4392 |  | 0 | 0 | 0 | 0 | 0 | 0 | 0 | 0 | 572.6138 | 1874.9048 | 2143.3638 | 2034.5385 | 2032.8822 | 1889.4789 | 2113.9252 | 2012.7414 | 2240.8735 | 2143.0326 | 2304.9479 | 2192.0157 | 2403.8346 | 2297.8064 | 2576.4049 | 2495.7247 | 2750.2868 | 2139.319 | 2335.0801 | 2231.5816 | 2538.6749 | 2450.7091 | 2714.3571 | 2626.6032 | 2375.6265 | 2174.0434 | 2979.5039 | 2990.0152 | 3244.8858 | 3134.3709 | 3403.858 | 3301.3041 | 3576.664 | 3477.5932 | 3758.5697 | 3662.0633 | 3948.9104 | 1927.3303 | 0 | 0 | 0 | 0 | 0 | 0 | 0 | 0 | 0 | 0 | 0 | 0 | 0 | 0 | 0 | 0 | 0 | 0 | 0 | 0 | 0 | 0 | 0 | 0 | 0 | 0 | 0 | 0 | 0 | 0 | 0 | 0 | 0 | 0 | 0 | 0 | 0 | 0 | 0 | 0
|  |  |  | Senior debt repayment amount excluding bullet - calc | 97070.4392 | USD 000s
|  |  |  | Debt size - calculated vs hardcoded - input switch | 0 | 1 = calculated , 0 = hold debt size unchanged
|  |  |  | Senior debt repayment amount - total | 109841.1523 | USD 000s
|  |  |  | Bullet repayment % | 12.5% | %
|  |  |  | Bullet repayment amount - fixed | 12770.713 | USD 000s
|  |  |  | Bullet repayment amount - calc | 12770.713 | USD 000s
|  |  |  | Debt size - calculated vs hardcoded - input switch | 0 | 1 = calculated , 0 = hold debt size unchanged
|  |  |  | Senior debt repayment amount excluding bullet - calc | 97070.4392 | USD 000s
|  |  |  | Senior debt repayment amount excluding bullet - fixed | 97070.4392 | USD 000s
|  |  |  | Bullet repayment amount - fixed | 12770.713 | USD 000s
|  |  |  | Senior debt repayment amount - total | 109841.1523 | USD 000s
|  |  |  | ADB Loan construction end amount | 26505.2054 | USD 000s
|  |  |  | EBRD construction end amount | 34798.3079 | USD 000s
|  |  |  | AIIB construction end amount | 20431.0959 | USD 000s
|  |  |  | EIB construction end amount | 20431.0959 | USD 000s
|  |  |  | Shareholder loan balance at end of construction | 64872.0435 | USD 000s
|  |  |  | Equity bridge balance at end construction - masdar | 0 | USD 000s
|  |  |  | Equity bridge balance at end construction - [sponsor 2] | 0 | USD 000s
|  |  |  | Share capital balance at end construction | 19500.7935 | USD 000s
|  |  |  | Standby equity drawdown | 0 | USD 000s
|  |  |  | SHL interest accrued and rolled up - total | 6737.8448 | USD 000s
|  |  |  | Equity bridge interest and fees rolled up - total - masdar | 0 | USD 000s
|  |  |  | Leverage at end construction | 56.82% | %
|  |  |  | Target leverage | 75% | %
|  |  |  | Leverage at end construction | 56.82% | %
|  |  |  | Maximum debt leverage check | 0 | check
SENIOR DEBT TRANCHES REPAYMENT % ALLOCATION
|  |  |  | ADB Loan repayment period flag | 0 | flag | 38 | 0 | 0 | 0 | 0 | 0 | 0 | 0 | 0 | 0 | 1 | 1 | 1 | 1 | 1 | 1 | 1 | 1 | 1 | 1 | 1 | 1 | 1 | 1 | 1 | 1 | 1 | 1 | 1 | 1 | 1 | 1 | 1 | 1 | 1 | 1 | 1 | 1 | 1 | 1 | 1 | 1 | 1 | 1 | 1 | 1 | 1 | 1 | 0 | 0 | 0 | 0 | 0 | 0 | 0 | 0 | 0 | 0 | 0 | 0 | 0 | 0 | 0 | 0 | 0 | 0 | 0 | 0 | 0 | 0 | 0 | 0 | 0 | 0 | 0 | 0 | 0 | 0 | 0 | 0 | 0 | 0 | 0 | 0 | 0 | 0 | 0 | 0
|  |  |  | EBRD repayment period flag | 0 | flag | 38 | 0 | 0 | 0 | 0 | 0 | 0 | 0 | 0 | 0 | 1 | 1 | 1 | 1 | 1 | 1 | 1 | 1 | 1 | 1 | 1 | 1 | 1 | 1 | 1 | 1 | 1 | 1 | 1 | 1 | 1 | 1 | 1 | 1 | 1 | 1 | 1 | 1 | 1 | 1 | 1 | 1 | 1 | 1 | 1 | 1 | 1 | 1 | 0 | 0 | 0 | 0 | 0 | 0 | 0 | 0 | 0 | 0 | 0 | 0 | 0 | 0 | 0 | 0 | 0 | 0 | 0 | 0 | 0 | 0 | 0 | 0 | 0 | 0 | 0 | 0 | 0 | 0 | 0 | 0 | 0 | 0 | 0 | 0 | 0 | 0 | 0 | 0
|  |  |  | AIIB repayment period flag | 0 | flag | 38 | 0 | 0 | 0 | 0 | 0 | 0 | 0 | 0 | 0 | 1 | 1 | 1 | 1 | 1 | 1 | 1 | 1 | 1 | 1 | 1 | 1 | 1 | 1 | 1 | 1 | 1 | 1 | 1 | 1 | 1 | 1 | 1 | 1 | 1 | 1 | 1 | 1 | 1 | 1 | 1 | 1 | 1 | 1 | 1 | 1 | 1 | 1 | 0 | 0 | 0 | 0 | 0 | 0 | 0 | 0 | 0 | 0 | 0 | 0 | 0 | 0 | 0 | 0 | 0 | 0 | 0 | 0 | 0 | 0 | 0 | 0 | 0 | 0 | 0 | 0 | 0 | 0 | 0 | 0 | 0 | 0 | 0 | 0 | 0 | 0 | 0 | 0
|  |  |  | EIB repayment period flag | 0 | flag | 38 | 0 | 0 | 0 | 0 | 0 | 0 | 0 | 0 | 0 | 1 | 1 | 1 | 1 | 1 | 1 | 1 | 1 | 1 | 1 | 1 | 1 | 1 | 1 | 1 | 1 | 1 | 1 | 1 | 1 | 1 | 1 | 1 | 1 | 1 | 1 | 1 | 1 | 1 | 1 | 1 | 1 | 1 | 1 | 1 | 1 | 1 | 1 | 0 | 0 | 0 | 0 | 0 | 0 | 0 | 0 | 0 | 0 | 0 | 0 | 0 | 0 | 0 | 0 | 0 | 0 | 0 | 0 | 0 | 0 | 0 | 0 | 0 | 0 | 0 | 0 | 0 | 0 | 0 | 0 | 0 | 0 | 0 | 0 | 0 | 0 | 0 | 0
|  |  |  | Debt duration 2 start flag |  | flag | 0 |  | 0 | 0 | 0 | 0 | 0 | 0 | 0 | 0 | 0 | 0 | 0 | 0 | 0 | 0 | 0 | 0 | 0 | 0 | 0 | 0 | 0 | 0 | 0 | 0 | 0 | 0 | 0 | 0 | 0 | 0 | 0 | 0 | 0 | 0 | 0 | 0 | 0 | 0 | 0 | 0 | 0 | 0 | 0 | 0 | 0 | 0 | 0 | 0 | 0 | 0 | 0 | 0 | 0 | 0 | 0 | 0 | 0 | 0 | 0 | 0 | 0 | 0 | 0 | 0 | 0 | 0 | 0 | 0 | 0 | 0 | 0 | 0 | 0 | 0 | 0 | 0 | 0 | 0 | 0 | 0 | 0 | 0 | 0 | 0 | 0 | 0
|  |  |  | Debt duration 3 start flag |  | flag | 0 |  | 0 | 0 | 0 | 0 | 0 | 0 | 0 | 0 | 0 | 0 | 0 | 0 | 0 | 0 | 0 | 0 | 0 | 0 | 0 | 0 | 0 | 0 | 0 | 0 | 0 | 0 | 0 | 0 | 0 | 0 | 0 | 0 | 0 | 0 | 0 | 0 | 0 | 0 | 0 | 0 | 0 | 0 | 0 | 0 | 0 | 0 | 0 | 0 | 0 | 0 | 0 | 0 | 0 | 0 | 0 | 0 | 0 | 0 | 0 | 0 | 0 | 0 | 0 | 0 | 0 | 0 | 0 | 0 | 0 | 0 | 0 | 0 | 0 | 0 | 0 | 0 | 0 | 0 | 0 | 0 | 0 | 0 | 0 | 0 | 0 | 0
|  |  |  | Debt duration 4 start flag |  | flag | 0 |  | 0 | 0 | 0 | 0 | 0 | 0 | 0 | 0 | 0 | 0 | 0 | 0 | 0 | 0 | 0 | 0 | 0 | 0 | 0 | 0 | 0 | 0 | 0 | 0 | 0 | 0 | 0 | 0 | 0 | 0 | 0 | 0 | 0 | 0 | 0 | 0 | 0 | 0 | 0 | 0 | 0 | 0 | 0 | 0 | 0 | 0 | 0 | 0 | 0 | 0 | 0 | 0 | 0 | 0 | 0 | 0 | 0 | 0 | 0 | 0 | 0 | 0 | 0 | 0 | 0 | 0 | 0 | 0 | 0 | 0 | 0 | 0 | 0 | 0 | 0 | 0 | 0 | 0 | 0 | 0 | 0 | 0 | 0 | 0 | 0 | 0
|  |  |  | ADB Loan repayment period flag | 0 | flag | 38 | 0 | 0 | 0 | 0 | 0 | 0 | 0 | 0 | 0 | 1 | 1 | 1 | 1 | 1 | 1 | 1 | 1 | 1 | 1 | 1 | 1 | 1 | 1 | 1 | 1 | 1 | 1 | 1 | 1 | 1 | 1 | 1 | 1 | 1 | 1 | 1 | 1 | 1 | 1 | 1 | 1 | 1 | 1 | 1 | 1 | 1 | 1 | 0 | 0 | 0 | 0 | 0 | 0 | 0 | 0 | 0 | 0 | 0 | 0 | 0 | 0 | 0 | 0 | 0 | 0 | 0 | 0 | 0 | 0 | 0 | 0 | 0 | 0 | 0 | 0 | 0 | 0 | 0 | 0 | 0 | 0 | 0 | 0 | 0 | 0 | 0 | 0
|  |  |  | EBRD repayment period flag | 0 | flag | 38 | 0 | 0 | 0 | 0 | 0 | 0 | 0 | 0 | 0 | 1 | 1 | 1 | 1 | 1 | 1 | 1 | 1 | 1 | 1 | 1 | 1 | 1 | 1 | 1 | 1 | 1 | 1 | 1 | 1 | 1 | 1 | 1 | 1 | 1 | 1 | 1 | 1 | 1 | 1 | 1 | 1 | 1 | 1 | 1 | 1 | 1 | 1 | 0 | 0 | 0 | 0 | 0 | 0 | 0 | 0 | 0 | 0 | 0 | 0 | 0 | 0 | 0 | 0 | 0 | 0 | 0 | 0 | 0 | 0 | 0 | 0 | 0 | 0 | 0 | 0 | 0 | 0 | 0 | 0 | 0 | 0 | 0 | 0 | 0 | 0 | 0 | 0
|  |  |  | AIIB repayment period flag | 0 | flag | 38 | 0 | 0 | 0 | 0 | 0 | 0 | 0 | 0 | 0 | 1 | 1 | 1 | 1 | 1 | 1 | 1 | 1 | 1 | 1 | 1 | 1 | 1 | 1 | 1 | 1 | 1 | 1 | 1 | 1 | 1 | 1 | 1 | 1 | 1 | 1 | 1 | 1 | 1 | 1 | 1 | 1 | 1 | 1 | 1 | 1 | 1 | 1 | 0 | 0 | 0 | 0 | 0 | 0 | 0 | 0 | 0 | 0 | 0 | 0 | 0 | 0 | 0 | 0 | 0 | 0 | 0 | 0 | 0 | 0 | 0 | 0 | 0 | 0 | 0 | 0 | 0 | 0 | 0 | 0 | 0 | 0 | 0 | 0 | 0 | 0 | 0 | 0
|  |  |  | EIB repayment period flag | 0 | flag | 38 | 0 | 0 | 0 | 0 | 0 | 0 | 0 | 0 | 0 | 1 | 1 | 1 | 1 | 1 | 1 | 1 | 1 | 1 | 1 | 1 | 1 | 1 | 1 | 1 | 1 | 1 | 1 | 1 | 1 | 1 | 1 | 1 | 1 | 1 | 1 | 1 | 1 | 1 | 1 | 1 | 1 | 1 | 1 | 1 | 1 | 1 | 1 | 0 | 0 | 0 | 0 | 0 | 0 | 0 | 0 | 0 | 0 | 0 | 0 | 0 | 0 | 0 | 0 | 0 | 0 | 0 | 0 | 0 | 0 | 0 | 0 | 0 | 0 | 0 | 0 | 0 | 0 | 0 | 0 | 0 | 0 | 0 | 0 | 0 | 0 | 0 | 0
|  |  |  | EIB balance BEG | 0 | USD 000s | 0 | 0 | 0 | 0 | 0 | 0 | 0 | 0 | 0 | 0 | 20431.0959 | 20283.992 | 19912.146 | 19491.2655 | 19084.6866 | 18680.1509 | 18300.1326 | 17804.7253 | 17328.7516 | 16808.9186 | 16310.5248 | 15781.5539 | 15276.2573 | 14676.0439 | 14100.0011 | 13466.1858 | 12852.0925 | 12186.4646 | 11658.4223 | 11092.5329 | 10549.0315 | 9942.1061 | 9356.5711 | 8717.2318 | 8097.783 | 7539.7977 | 7027.5438 | 6409.2348 | 5888.2418 | 5322.3005 | 4774.7471 | 4178.1591 | 3597.916 | 2968.6383 | 2353.6623 | 1689.6516 | 1039.9428 | 339.1562 | 2.1728e-05 | 2.1728e-05 | 2.1728e-05 | 2.1728e-05 | 2.1728e-05 | 2.1728e-05 | 2.1728e-05 | 2.1728e-05 | 2.1728e-05 | 2.1728e-05 | 2.1728e-05 | 2.1728e-05 | 2.1728e-05 | 2.1728e-05 | 2.1728e-05 | 2.1728e-05 | 2.1728e-05 | 2.1728e-05 | 2.1728e-05 | 2.1728e-05 | 2.1728e-05 | 2.1728e-05 | 2.1728e-05 | 2.1728e-05 | 2.1728e-05 | 2.1728e-05 | 2.1728e-05 | 2.1728e-05 | 2.1728e-05 | 2.1728e-05 | 2.1728e-05 | 2.1728e-05 | 2.1728e-05 | 2.1728e-05 | 2.1728e-05 | 2.1728e-05 | 2.1728e-05 | 2.1728e-05 | 2.1728e-05 | 2.1728e-05
|  |  |  | EIB repayment period flag | 0 | flag | 38 | 0 | 0 | 0 | 0 | 0 | 0 | 0 | 0 | 0 | 1 | 1 | 1 | 1 | 1 | 1 | 1 | 1 | 1 | 1 | 1 | 1 | 1 | 1 | 1 | 1 | 1 | 1 | 1 | 1 | 1 | 1 | 1 | 1 | 1 | 1 | 1 | 1 | 1 | 1 | 1 | 1 | 1 | 1 | 1 | 1 | 1 | 1 | 0 | 0 | 0 | 0 | 0 | 0 | 0 | 0 | 0 | 0 | 0 | 0 | 0 | 0 | 0 | 0 | 0 | 0 | 0 | 0 | 0 | 0 | 0 | 0 | 0 | 0 | 0 | 0 | 0 | 0 | 0 | 0 | 0 | 0 | 0 | 0 | 0 | 0 | 0 | 0
|  |  |  | ADB loan adjustment for EIB delay |  | USD 000s |  |  | 0 | 0 | 0 | 0 | 0 | 0 | 0 | 0 | 0 | 0 | 0 | 0 | 0 | 0 | 0 | 0 | 0 | 0 | 0 | 0 | 0 | 0 | 0 | 0 | 0 | 0 | 0 | 0 | 0 | 0 | 0 | 0 | 0 | 0 | 0 | 0 | 0 | 0 | 0 | 0 | 0 | 0 | 0 | 0 | 0 | 0 | 2.1728e-05 | 2.1728e-05 | 2.1728e-05 | 2.1728e-05 | 2.1728e-05 | 2.1728e-05 | 2.1728e-05 | 2.1728e-05 | 2.1728e-05 | 2.1728e-05 | 2.1728e-05 | 2.1728e-05 | 2.1728e-05 | 2.1728e-05 | 2.1728e-05 | 2.1728e-05 | 2.1728e-05 | 2.1728e-05 | 2.1728e-05 | 2.1728e-05 | 2.1728e-05 | 2.1728e-05 | 2.1728e-05 | 2.1728e-05 | 2.1728e-05 | 2.1728e-05 | 2.1728e-05 | 2.1728e-05 | 2.1728e-05 | 2.1728e-05 | 2.1728e-05 | 2.1728e-05 | 2.1728e-05 | 2.1728e-05 | 2.1728e-05 | 2.1728e-05 | 2.1728e-05 | 2.1728e-05 | 2.1728e-05 | 2.1728e-05
|  |  |  | ADB Loan balance BEG | 0 | USD 000s | 0 | 0 | 0 | 0 | 0 | 0 | 0 | 0 | 0 | 0 | 26505.2054 | 26367.2195 | 25879.8019 | 25321.2286 | 24793.3077 | 24265.2614 | 23775.7679 | 23130.0577 | 22519.3857 | 21844.318 | 21202.5578 | 20515.5119 | 19866.3078 | 19085.7831 | 18344.4535 | 17521.1692 | 16729.7233 | 15862.9268 | 15183.986 | 14446.587 | 13748.0518 | 12958.942 | 12203.2391 | 11370.301 | 10571.2724 | 9846.284 | 9188.1392 | 8382.4972 | 7709.7361 | 6971.1026 | 6260.8995 | 5480.4817 | 4725.7372 | 3899.5083 | 3098.4945 | 2224.2399 | 1374.5355 | 450.7179 | 0.00032639 | 0.00032639 | 0.00032639 | 0.00032639 | 0.00032639 | 0.00032639 | 0.00032639 | 0.00032639 | 0.00032639 | 0.00032639 | 0.00032639 | 0.00032639 | 0.00032639 | 0.00032639 | 0.00032639 | 0.00032639 | 0.00032639 | 0.00032639 | 0.00032639 | 0.00032639 | 0.00032639 | 0.00032639 | 0.00032639 | 0.00032639 | 0.00032639 | 0.00032639 | 0.00032639 | 0.00032639 | 0.00032639 | 0.00032639 | 0.00032639 | 0.00032639 | 0.00032639 | 0.00032639 | 0.00032639 | 0.00032639 | 0.00032639 | 0.00032639 | 0.00032639 | 0.00032639
|  |  |  | EBRD Loan balance BEG | 0 | USD 000s | 0 | 0 | 0 | 0 | 0 | 0 | 0 | 0 | 0 | 0 | 34798.3079 | 34617.1481 | 33977.2245 | 33243.8815 | 32550.7817 | 31857.5172 | 31214.8681 | 30367.1244 | 29565.3817 | 28679.095 | 27836.5372 | 26934.5243 | 26082.1934 | 25057.4537 | 24084.1726 | 23003.2943 | 21964.2162 | 20826.2114 | 19934.8396 | 18966.719 | 18049.622 | 17013.6109 | 16021.4594 | 14927.9067 | 13878.8735 | 12927.0464 | 12062.9775 | 11005.2615 | 10122.003 | 9152.2616 | 8219.8461 | 7195.2467 | 6204.3533 | 5119.6091 | 4067.9694 | 2920.173 | 1804.6082 | 591.7411 | 0.00042852 | 0.00042852 | 0.00042852 | 0.00042852 | 0.00042852 | 0.00042852 | 0.00042852 | 0.00042852 | 0.00042852 | 0.00042852 | 0.00042852 | 0.00042852 | 0.00042852 | 0.00042852 | 0.00042852 | 0.00042852 | 0.00042852 | 0.00042852 | 0.00042852 | 0.00042852 | 0.00042852 | 0.00042852 | 0.00042852 | 0.00042852 | 0.00042852 | 0.00042852 | 0.00042852 | 0.00042852 | 0.00042852 | 0.00042852 | 0.00042852 | 0.00042852 | 0.00042852 | 0.00042852 | 0.00042852 | 0.00042852 | 0.00042852 | 0.00042852 | 0.00042852 | 0.00042852
|  |  |  | AIIB balance BEG | 0 | USD 000s | 0 | 0 | 0 | 0 | 0 | 0 | 0 | 0 | 0 | 0 | 20431.0959 | 20324.7317 | 19949.014 | 19518.447 | 19111.508 | 18704.4723 | 18327.1544 | 17829.4195 | 17358.6931 | 16838.3285 | 16343.6383 | 15814.0404 | 15313.6122 | 14711.9578 | 14140.5163 | 13505.9013 | 12895.8284 | 12227.6728 | 11704.3225 | 11135.9108 | 10597.4566 | 9989.1844 | 9406.6635 | 8764.607 | 8148.6892 | 7589.8439 | 7082.524 | 6461.5082 | 5942.9216 | 5373.5582 | 4826.11 | 4224.538 | 3642.7558 | 3005.871 | 2388.4228 | 1714.5183 | 1059.5378 | 347.4284 | 0.00025159 | 0.00025159 | 0.00025159 | 0.00025159 | 0.00025159 | 0.00025159 | 0.00025159 | 0.00025159 | 0.00025159 | 0.00025159 | 0.00025159 | 0.00025159 | 0.00025159 | 0.00025159 | 0.00025159 | 0.00025159 | 0.00025159 | 0.00025159 | 0.00025159 | 0.00025159 | 0.00025159 | 0.00025159 | 0.00025159 | 0.00025159 | 0.00025159 | 0.00025159 | 0.00025159 | 0.00025159 | 0.00025159 | 0.00025159 | 0.00025159 | 0.00025159 | 0.00025159 | 0.00025159 | 0.00025159 | 0.00025159 | 0.00025159 | 0.00025159 | 0.00025159 | 0.00025159
|  |  |  | ADB BEG - adj for EIB |  | USD 000s |  |  | 0 | 0 | 0 | 0 | 0 | 0 | 0 | 0 | 26505.2054 | 26367.2195 | 25879.8019 | 25321.2286 | 24793.3077 | 24265.2614 | 23775.7679 | 23130.0577 | 22519.3857 | 21844.318 | 21202.5578 | 20515.5119 | 19866.3078 | 19085.7831 | 18344.4535 | 17521.1692 | 16729.7233 | 15862.9268 | 15183.986 | 14446.587 | 13748.0518 | 12958.942 | 12203.2391 | 11370.301 | 10571.2724 | 9846.284 | 9188.1392 | 8382.4972 | 7709.7361 | 6971.1026 | 6260.8995 | 5480.4817 | 4725.7372 | 3899.5083 | 3098.4945 | 2224.2399 | 1374.5355 | 450.7179 | 0.00033344 | 0.00033344 | 0.00033344 | 0.00033344 | 0.00033344 | 0.00033344 | 0.00033344 | 0.00033344 | 0.00033344 | 0.00033344 | 0.00033344 | 0.00033344 | 0.00033344 | 0.00033344 | 0.00033344 | 0.00033344 | 0.00033344 | 0.00033344 | 0.00033344 | 0.00033344 | 0.00033344 | 0.00033344 | 0.00033344 | 0.00033344 | 0.00033344 | 0.00033344 | 0.00033344 | 0.00033344 | 0.00033344 | 0.00033344 | 0.00033344 | 0.00033344 | 0.00033344 | 0.00033344 | 0.00033344 | 0.00033344 | 0.00033344 | 0.00033344 | 0.00033344 | 0.00033344
|  |  |  | EBRD BEG - adj for EIB |  | USD 000s |  |  | 0 | 0 | 0 | 0 | 0 | 0 | 0 | 0 | 34798.3079 | 34617.1481 | 33977.2245 | 33243.8815 | 32550.7817 | 31857.5172 | 31214.8681 | 30367.1244 | 29565.3817 | 28679.095 | 27836.5372 | 26934.5243 | 26082.1934 | 25057.4537 | 24084.1726 | 23003.2943 | 21964.2162 | 20826.2114 | 19934.8396 | 18966.719 | 18049.622 | 17013.6109 | 16021.4594 | 14927.9067 | 13878.8735 | 12927.0464 | 12062.9775 | 11005.2615 | 10122.003 | 9152.2616 | 8219.8461 | 7195.2467 | 6204.3533 | 5119.6091 | 4067.9694 | 2920.173 | 1804.6082 | 591.7411 | 0.00043777 | 0.00043777 | 0.00043777 | 0.00043777 | 0.00043777 | 0.00043777 | 0.00043777 | 0.00043777 | 0.00043777 | 0.00043777 | 0.00043777 | 0.00043777 | 0.00043777 | 0.00043777 | 0.00043777 | 0.00043777 | 0.00043777 | 0.00043777 | 0.00043777 | 0.00043777 | 0.00043777 | 0.00043777 | 0.00043777 | 0.00043777 | 0.00043777 | 0.00043777 | 0.00043777 | 0.00043777 | 0.00043777 | 0.00043777 | 0.00043777 | 0.00043777 | 0.00043777 | 0.00043777 | 0.00043777 | 0.00043777 | 0.00043777 | 0.00043777 | 0.00043777 | 0.00043777
|  |  |  | AIIB BEG - adj for EIB |  | USD 000s |  |  | 0 | 0 | 0 | 0 | 0 | 0 | 0 | 0 | 20431.0959 | 20324.7317 | 19949.014 | 19518.447 | 19111.508 | 18704.4723 | 18327.1544 | 17829.4195 | 17358.6931 | 16838.3285 | 16343.6383 | 15814.0404 | 15313.6122 | 14711.9578 | 14140.5163 | 13505.9013 | 12895.8284 | 12227.6728 | 11704.3225 | 11135.9108 | 10597.4566 | 9989.1844 | 9406.6635 | 8764.607 | 8148.6892 | 7589.8439 | 7082.524 | 6461.5082 | 5942.9216 | 5373.5582 | 4826.11 | 4224.538 | 3642.7558 | 3005.871 | 2388.4228 | 1714.5183 | 1059.5378 | 347.4284 | 0.00025703 | 0.00025703 | 0.00025703 | 0.00025703 | 0.00025703 | 0.00025703 | 0.00025703 | 0.00025703 | 0.00025703 | 0.00025703 | 0.00025703 | 0.00025703 | 0.00025703 | 0.00025703 | 0.00025703 | 0.00025703 | 0.00025703 | 0.00025703 | 0.00025703 | 0.00025703 | 0.00025703 | 0.00025703 | 0.00025703 | 0.00025703 | 0.00025703 | 0.00025703 | 0.00025703 | 0.00025703 | 0.00025703 | 0.00025703 | 0.00025703 | 0.00025703 | 0.00025703 | 0.00025703 | 0.00025703 | 0.00025703 | 0.00025703 | 0.00025703 | 0.00025703 | 0.00025703
|  |  |  | EIB balance BEG | 0 | USD 000s | 0 | 0 | 0 | 0 | 0 | 0 | 0 | 0 | 0 | 0 | 20431.0959 | 20283.992 | 19912.146 | 19491.2655 | 19084.6866 | 18680.1509 | 18300.1326 | 17804.7253 | 17328.7516 | 16808.9186 | 16310.5248 | 15781.5539 | 15276.2573 | 14676.0439 | 14100.0011 | 13466.1858 | 12852.0925 | 12186.4646 | 11658.4223 | 11092.5329 | 10549.0315 | 9942.1061 | 9356.5711 | 8717.2318 | 8097.783 | 7539.7977 | 7027.5438 | 6409.2348 | 5888.2418 | 5322.3005 | 4774.7471 | 4178.1591 | 3597.916 | 2968.6383 | 2353.6623 | 1689.6516 | 1039.9428 | 339.1562 | 2.1728e-05 | 2.1728e-05 | 2.1728e-05 | 2.1728e-05 | 2.1728e-05 | 2.1728e-05 | 2.1728e-05 | 2.1728e-05 | 2.1728e-05 | 2.1728e-05 | 2.1728e-05 | 2.1728e-05 | 2.1728e-05 | 2.1728e-05 | 2.1728e-05 | 2.1728e-05 | 2.1728e-05 | 2.1728e-05 | 2.1728e-05 | 2.1728e-05 | 2.1728e-05 | 2.1728e-05 | 2.1728e-05 | 2.1728e-05 | 2.1728e-05 | 2.1728e-05 | 2.1728e-05 | 2.1728e-05 | 2.1728e-05 | 2.1728e-05 | 2.1728e-05 | 2.1728e-05 | 2.1728e-05 | 2.1728e-05 | 2.1728e-05 | 2.1728e-05 | 2.1728e-05 | 2.1728e-05 | 2.1728e-05 | 2.1728e-05
|  |  |  | Debt duration 2 start flag | 0 | flag | 0 | 0 | 0 | 0 | 0 | 0 | 0 | 0 | 0 | 0 | 0 | 0 | 0 | 0 | 0 | 0 | 0 | 0 | 0 | 0 | 0 | 0 | 0 | 0 | 0 | 0 | 0 | 0 | 0 | 0 | 0 | 0 | 0 | 0 | 0 | 0 | 0 | 0 | 0 | 0 | 0 | 0 | 0 | 0 | 0 | 0 | 0 | 0 | 0 | 0 | 0 | 0 | 0 | 0 | 0 | 0 | 0 | 0 | 0 | 0 | 0 | 0 | 0 | 0 | 0 | 0 | 0 | 0 | 0 | 0 | 0 | 0 | 0 | 0 | 0 | 0 | 0 | 0 | 0 | 0 | 0 | 0 | 0 | 0 | 0 | 0 | 0 | 0
|  |  |  | Debt duration 3 start flag | 0 | flag | 0 | 0 | 0 | 0 | 0 | 0 | 0 | 0 | 0 | 0 | 0 | 0 | 0 | 0 | 0 | 0 | 0 | 0 | 0 | 0 | 0 | 0 | 0 | 0 | 0 | 0 | 0 | 0 | 0 | 0 | 0 | 0 | 0 | 0 | 0 | 0 | 0 | 0 | 0 | 0 | 0 | 0 | 0 | 0 | 0 | 0 | 0 | 0 | 0 | 0 | 0 | 0 | 0 | 0 | 0 | 0 | 0 | 0 | 0 | 0 | 0 | 0 | 0 | 0 | 0 | 0 | 0 | 0 | 0 | 0 | 0 | 0 | 0 | 0 | 0 | 0 | 0 | 0 | 0 | 0 | 0 | 0 | 0 | 0 | 0 | 0 | 0 | 0
|  |  |  | Debt duration 4 start flag | 0 | flag | 0 | 0 | 0 | 0 | 0 | 0 | 0 | 0 | 0 | 0 | 0 | 0 | 0 | 0 | 0 | 0 | 0 | 0 | 0 | 0 | 0 | 0 | 0 | 0 | 0 | 0 | 0 | 0 | 0 | 0 | 0 | 0 | 0 | 0 | 0 | 0 | 0 | 0 | 0 | 0 | 0 | 0 | 0 | 0 | 0 | 0 | 0 | 0 | 0 | 0 | 0 | 0 | 0 | 0 | 0 | 0 | 0 | 0 | 0 | 0 | 0 | 0 | 0 | 0 | 0 | 0 | 0 | 0 | 0 | 0 | 0 | 0 | 0 | 0 | 0 | 0 | 0 | 0 | 0 | 0 | 0 | 0 | 0 | 0 | 0 | 0 | 0 | 0
|  |  |  | ADB Loan repayment % |  | % |  |  | 0% | 0% | 0% | 0% | 0% | 0% | 0% | 0% | 25.94% | 25.95% | 25.95% | 25.95% | 25.95% | 25.95% | 25.95% | 25.95% | 25.95% | 25.95% | 25.95% | 25.95% | 25.96% | 25.96% | 25.96% | 25.96% | 25.96% | 25.96% | 25.96% | 25.96% | 25.97% | 25.97% | 25.97% | 25.97% | 25.98% | 25.98% | 25.98% | 25.99% | 25.99% | 25.99% | 26% | 26% | 26.01% | 26.01% | 26.02% | 26.02% | 26.04% | 26.07% | 0% | 0% | 0% | 0% | 0% | 0% | 0% | 0% | 0% | 0% | 0% | 0% | 0% | 0% | 0% | 0% | 0% | 0% | 0% | 0% | 0% | 0% | 0% | 0% | 0% | 0% | 0% | 0% | 0% | 0% | 0% | 0% | 0% | 0% | 0% | 0% | 0% | 0% | 0% | 0%
|  |  |  | EBRD Loan repayment % |  | % |  |  | 0% | 0% | 0% | 0% | 0% | 0% | 0% | 0% | 34.06% | 34.07% | 34.07% | 34.07% | 34.07% | 34.07% | 34.07% | 34.07% | 34.07% | 34.07% | 34.07% | 34.07% | 34.08% | 34.08% | 34.08% | 34.08% | 34.08% | 34.08% | 34.09% | 34.09% | 34.09% | 34.09% | 34.1% | 34.1% | 34.1% | 34.11% | 34.11% | 34.12% | 34.12% | 34.13% | 34.13% | 34.14% | 34.14% | 34.15% | 34.16% | 34.16% | 34.19% | 34.22% | 0% | 0% | 0% | 0% | 0% | 0% | 0% | 0% | 0% | 0% | 0% | 0% | 0% | 0% | 0% | 0% | 0% | 0% | 0% | 0% | 0% | 0% | 0% | 0% | 0% | 0% | 0% | 0% | 0% | 0% | 0% | 0% | 0% | 0% | 0% | 0% | 0% | 0% | 0% | 0%
|  |  |  | AIIB Loan repayment % |  | % |  |  | 0% | 0% | 0% | 0% | 0% | 0% | 0% | 0% | 20% | 20.01% | 20.01% | 20% | 20% | 20% | 20% | 20% | 20% | 20% | 20.01% | 20.01% | 20.01% | 20.01% | 20.01% | 20.01% | 20.01% | 20.01% | 20.01% | 20.01% | 20.02% | 20.02% | 20.02% | 20.02% | 20.02% | 20.02% | 20.03% | 20.03% | 20.03% | 20.04% | 20.04% | 20.04% | 20.05% | 20.05% | 20.06% | 20.06% | 20.07% | 20.09% | 0% | 0% | 0% | 0% | 0% | 0% | 0% | 0% | 0% | 0% | 0% | 0% | 0% | 0% | 0% | 0% | 0% | 0% | 0% | 0% | 0% | 0% | 0% | 0% | 0% | 0% | 0% | 0% | 0% | 0% | 0% | 0% | 0% | 0% | 0% | 0% | 0% | 0% | 0% | 0%
|  |  |  | EIB Loan repayment % |  | % |  |  | 0% | 0% | 0% | 0% | 0% | 0% | 0% | 0% | 20% | 19.97% | 19.97% | 19.98% | 19.98% | 19.98% | 19.97% | 19.98% | 19.97% | 19.97% | 19.97% | 19.97% | 19.96% | 19.96% | 19.95% | 19.95% | 19.94% | 19.94% | 19.94% | 19.94% | 19.92% | 19.92% | 19.91% | 19.91% | 19.9% | 19.89% | 19.87% | 19.87% | 19.85% | 19.85% | 19.83% | 19.82% | 19.8% | 19.8% | 19.76% | 19.77% | 19.7% | 19.62% | 0% | 0% | 0% | 0% | 0% | 0% | 0% | 0% | 0% | 0% | 0% | 0% | 0% | 0% | 0% | 0% | 0% | 0% | 0% | 0% | 0% | 0% | 0% | 0% | 0% | 0% | 0% | 0% | 0% | 0% | 0% | 0% | 0% | 0% | 0% | 0% | 0% | 0% | 0% | 0%
a | Repayment profile adjustment for fixed EIB profile
|  |  |  | Senior debt repayment amount | 0 | USD 000s | 97070.4392 | 0 | 0 | 0 | 0 | 0 | 0 | 0 | 0 | 0 | 572.6138 | 1874.9048 | 2143.3638 | 2034.5385 | 2032.8822 | 1889.4789 | 2113.9252 | 2012.7414 | 2240.8735 | 2143.0326 | 2304.9479 | 2192.0157 | 2403.8346 | 2297.8064 | 2576.4049 | 2495.7247 | 2750.2868 | 2139.319 | 2335.0801 | 2231.5816 | 2538.6749 | 2450.7091 | 2714.3571 | 2626.6032 | 2375.6265 | 2174.0434 | 2979.5039 | 2990.0152 | 3244.8858 | 3134.3709 | 3403.858 | 3301.3041 | 3576.664 | 3477.5932 | 3758.5697 | 3662.0633 | 3948.9104 | 1927.3303 | 0 | 0 | 0 | 0 | 0 | 0 | 0 | 0 | 0 | 0 | 0 | 0 | 0 | 0 | 0 | 0 | 0 | 0 | 0 | 0 | 0 | 0 | 0 | 0 | 0 | 0 | 0 | 0 | 0 | 0 | 0 | 0 | 0 | 0 | 0 | 0 | 0 | 0 | 0 | 0
|  |  |  | EIB scheduled repayment POS | 0 | USD 000s | 17877.2089 | 0 | 0 | 0 | 0 | 0 | 0 | 0 | 0 | 0 | 147.1039 | 371.8459 | 420.8806 | 406.5788 | 404.5357 | 380.0184 | 420.8806 | 404.5357 | 443.3548 | 424.9668 | 451.5272 | 431.0961 | 465.829 | 445.3979 | 492.3894 | 476.0445 | 516.9067 | 396.3633 | 424.9668 | 406.5788 | 457.6565 | 439.2686 | 482.1739 | 465.829 | 406.5788 | 367.7597 | 516.9067 | 520.9929 | 565.9414 | 547.5534 | 596.588 | 580.2431 | 629.2778 | 614.976 | 664.0106 | 649.7088 | 700.7866 | 339.1562 | 0 | 0 | 0 | 0 | 0 | 0 | 0 | 0 | 0 | 0 | 0 | 0 | 0 | 0 | 0 | 0 | 0 | 0 | 0 | 0 | 0 | 0 | 0 | 0 | 0 | 0 | 0 | 0 | 0 | 0 | 0 | 0 | 0 | 0 | 0 | 0 | 0 | 0 | 0 | 0 | 0 | 0 | 0 | 0
|  |  |  | Senior debt repayment amount excluding EIB |  | USD 000s | 79193.2304 |  | 0 | 0 | 0 | 0 | 0 | 0 | 0 | 0 | 425.5099 | 1503.0589 | 1722.4832 | 1627.9597 | 1628.3465 | 1509.4606 | 1693.0446 | 1608.2057 | 1797.5187 | 1718.0658 | 1853.4207 | 1760.9196 | 1938.0056 | 1852.4085 | 2084.0155 | 2019.6801 | 2233.3801 | 1742.9557 | 1910.1133 | 1825.0028 | 2081.0183 | 2011.4406 | 2232.1832 | 2160.7742 | 1969.0477 | 1806.2836 | 2462.5972 | 2469.0222 | 2678.9445 | 2586.8176 | 2807.27 | 2721.0609 | 2947.3862 | 2862.6173 | 3094.5591 | 3012.3545 | 3248.1238 | 1588.1741 | 0 | 0 | 0 | 0 | 0 | 0 | 0 | 0 | 0 | 0 | 0 | 0 | 0 | 0 | 0 | 0 | 0 | 0 | 0 | 0 | 0 | 0 | 0 | 0 | 0 | 0 | 0 | 0 | 0 | 0 | 0 | 0 | 0 | 0 | 0 | 0 | 0 | 0 | 0 | 0 | 0 | 0 | 0 | 0
|  |  |  | ADB Loan repayment % | 0% | % | 0% | 0% | 0% | 0% | 0% | 0% | 0% | 0% | 0% | 0% | 25.94% | 25.95% | 25.95% | 25.95% | 25.95% | 25.95% | 25.95% | 25.95% | 25.95% | 25.95% | 25.95% | 25.95% | 25.96% | 25.96% | 25.96% | 25.96% | 25.96% | 25.96% | 25.96% | 25.96% | 25.97% | 25.97% | 25.97% | 25.97% | 25.98% | 25.98% | 25.98% | 25.99% | 25.99% | 25.99% | 26% | 26% | 26.01% | 26.01% | 26.02% | 26.02% | 26.04% | 26.07% | 0% | 0% | 0% | 0% | 0% | 0% | 0% | 0% | 0% | 0% | 0% | 0% | 0% | 0% | 0% | 0% | 0% | 0% | 0% | 0% | 0% | 0% | 0% | 0% | 0% | 0% | 0% | 0% | 0% | 0% | 0% | 0% | 0% | 0% | 0% | 0% | 0% | 0% | 0% | 0% | 0% | 0% | 0% | 0%
|  |  |  | EBRD Loan repayment % | 0% | % | 0% | 0% | 0% | 0% | 0% | 0% | 0% | 0% | 0% | 0% | 34.06% | 34.07% | 34.07% | 34.07% | 34.07% | 34.07% | 34.07% | 34.07% | 34.07% | 34.07% | 34.07% | 34.07% | 34.08% | 34.08% | 34.08% | 34.08% | 34.08% | 34.08% | 34.09% | 34.09% | 34.09% | 34.09% | 34.1% | 34.1% | 34.1% | 34.11% | 34.11% | 34.12% | 34.12% | 34.13% | 34.13% | 34.14% | 34.14% | 34.15% | 34.16% | 34.16% | 34.19% | 34.22% | 0% | 0% | 0% | 0% | 0% | 0% | 0% | 0% | 0% | 0% | 0% | 0% | 0% | 0% | 0% | 0% | 0% | 0% | 0% | 0% | 0% | 0% | 0% | 0% | 0% | 0% | 0% | 0% | 0% | 0% | 0% | 0% | 0% | 0% | 0% | 0% | 0% | 0% | 0% | 0% | 0% | 0% | 0% | 0%
|  |  |  | AIIB Loan repayment % | 0% | % | 0% | 0% | 0% | 0% | 0% | 0% | 0% | 0% | 0% | 0% | 20% | 20.01% | 20.01% | 20% | 20% | 20% | 20% | 20% | 20% | 20% | 20.01% | 20.01% | 20.01% | 20.01% | 20.01% | 20.01% | 20.01% | 20.01% | 20.01% | 20.01% | 20.02% | 20.02% | 20.02% | 20.02% | 20.02% | 20.02% | 20.03% | 20.03% | 20.03% | 20.04% | 20.04% | 20.04% | 20.05% | 20.05% | 20.06% | 20.06% | 20.07% | 20.09% | 0% | 0% | 0% | 0% | 0% | 0% | 0% | 0% | 0% | 0% | 0% | 0% | 0% | 0% | 0% | 0% | 0% | 0% | 0% | 0% | 0% | 0% | 0% | 0% | 0% | 0% | 0% | 0% | 0% | 0% | 0% | 0% | 0% | 0% | 0% | 0% | 0% | 0% | 0% | 0% | 0% | 0% | 0% | 0%
|  |  |  | Repayment allocation excluding EIB |  | % |  |  | 0% | 0% | 0% | 0% | 0% | 0% | 0% | 0% | 80% | 80.03% | 80.03% | 80.02% | 80.02% | 80.02% | 80.03% | 80.02% | 80.03% | 80.03% | 80.03% | 80.03% | 80.04% | 80.04% | 80.05% | 80.05% | 80.06% | 80.06% | 80.06% | 80.06% | 80.08% | 80.08% | 80.09% | 80.09% | 80.1% | 80.11% | 80.13% | 80.13% | 80.15% | 80.15% | 80.17% | 80.18% | 80.2% | 80.2% | 80.24% | 80.23% | 80.3% | 80.38% | 0% | 0% | 0% | 0% | 0% | 0% | 0% | 0% | 0% | 0% | 0% | 0% | 0% | 0% | 0% | 0% | 0% | 0% | 0% | 0% | 0% | 0% | 0% | 0% | 0% | 0% | 0% | 0% | 0% | 0% | 0% | 0% | 0% | 0% | 0% | 0% | 0% | 0% | 0% | 0% | 0% | 0% | 0% | 0%
|  |  |  | ADB Loan repayment % | 0% | % | 0% | 0% | 0% | 0% | 0% | 0% | 0% | 0% | 0% | 0% | 25.94% | 25.95% | 25.95% | 25.95% | 25.95% | 25.95% | 25.95% | 25.95% | 25.95% | 25.95% | 25.95% | 25.95% | 25.96% | 25.96% | 25.96% | 25.96% | 25.96% | 25.96% | 25.96% | 25.96% | 25.97% | 25.97% | 25.97% | 25.97% | 25.98% | 25.98% | 25.98% | 25.99% | 25.99% | 25.99% | 26% | 26% | 26.01% | 26.01% | 26.02% | 26.02% | 26.04% | 26.07% | 0% | 0% | 0% | 0% | 0% | 0% | 0% | 0% | 0% | 0% | 0% | 0% | 0% | 0% | 0% | 0% | 0% | 0% | 0% | 0% | 0% | 0% | 0% | 0% | 0% | 0% | 0% | 0% | 0% | 0% | 0% | 0% | 0% | 0% | 0% | 0% | 0% | 0% | 0% | 0% | 0% | 0% | 0% | 0%
|  |  |  | Repayment allocation excluding EIB | 0% | % | 0% | 0% | 0% | 0% | 0% | 0% | 0% | 0% | 0% | 0% | 80% | 80.03% | 80.03% | 80.02% | 80.02% | 80.02% | 80.03% | 80.02% | 80.03% | 80.03% | 80.03% | 80.03% | 80.04% | 80.04% | 80.05% | 80.05% | 80.06% | 80.06% | 80.06% | 80.06% | 80.08% | 80.08% | 80.09% | 80.09% | 80.1% | 80.11% | 80.13% | 80.13% | 80.15% | 80.15% | 80.17% | 80.18% | 80.2% | 80.2% | 80.24% | 80.23% | 80.3% | 80.38% | 0% | 0% | 0% | 0% | 0% | 0% | 0% | 0% | 0% | 0% | 0% | 0% | 0% | 0% | 0% | 0% | 0% | 0% | 0% | 0% | 0% | 0% | 0% | 0% | 0% | 0% | 0% | 0% | 0% | 0% | 0% | 0% | 0% | 0% | 0% | 0% | 0% | 0% | 0% | 0% | 0% | 0% | 0% | 0%
|  |  |  | ADB Loan repayment % - excluding fixed EIB% |  | % |  |  | 0% | 0% | 0% | 0% | 0% | 0% | 0% | 0% | 32.43% | 32.43% | 32.43% | 32.43% | 32.43% | 32.43% | 32.43% | 32.43% | 32.43% | 32.43% | 32.43% | 32.43% | 32.43% | 32.43% | 32.43% | 32.43% | 32.43% | 32.43% | 32.43% | 32.43% | 32.43% | 32.43% | 32.43% | 32.43% | 32.43% | 32.43% | 32.43% | 32.43% | 32.43% | 32.43% | 32.43% | 32.43% | 32.43% | 32.43% | 32.43% | 32.43% | 32.43% | 32.43% | 0% | 0% | 0% | 0% | 0% | 0% | 0% | 0% | 0% | 0% | 0% | 0% | 0% | 0% | 0% | 0% | 0% | 0% | 0% | 0% | 0% | 0% | 0% | 0% | 0% | 0% | 0% | 0% | 0% | 0% | 0% | 0% | 0% | 0% | 0% | 0% | 0% | 0% | 0% | 0% | 0% | 0% | 0% | 0%
|  |  |  | EBRD Loan repayment % | 0% | % | 0% | 0% | 0% | 0% | 0% | 0% | 0% | 0% | 0% | 0% | 34.06% | 34.07% | 34.07% | 34.07% | 34.07% | 34.07% | 34.07% | 34.07% | 34.07% | 34.07% | 34.07% | 34.07% | 34.08% | 34.08% | 34.08% | 34.08% | 34.08% | 34.08% | 34.09% | 34.09% | 34.09% | 34.09% | 34.1% | 34.1% | 34.1% | 34.11% | 34.11% | 34.12% | 34.12% | 34.13% | 34.13% | 34.14% | 34.14% | 34.15% | 34.16% | 34.16% | 34.19% | 34.22% | 0% | 0% | 0% | 0% | 0% | 0% | 0% | 0% | 0% | 0% | 0% | 0% | 0% | 0% | 0% | 0% | 0% | 0% | 0% | 0% | 0% | 0% | 0% | 0% | 0% | 0% | 0% | 0% | 0% | 0% | 0% | 0% | 0% | 0% | 0% | 0% | 0% | 0% | 0% | 0% | 0% | 0% | 0% | 0%
|  |  |  | Repayment allocation excluding EIB | 0% | % | 0% | 0% | 0% | 0% | 0% | 0% | 0% | 0% | 0% | 0% | 80% | 80.03% | 80.03% | 80.02% | 80.02% | 80.02% | 80.03% | 80.02% | 80.03% | 80.03% | 80.03% | 80.03% | 80.04% | 80.04% | 80.05% | 80.05% | 80.06% | 80.06% | 80.06% | 80.06% | 80.08% | 80.08% | 80.09% | 80.09% | 80.1% | 80.11% | 80.13% | 80.13% | 80.15% | 80.15% | 80.17% | 80.18% | 80.2% | 80.2% | 80.24% | 80.23% | 80.3% | 80.38% | 0% | 0% | 0% | 0% | 0% | 0% | 0% | 0% | 0% | 0% | 0% | 0% | 0% | 0% | 0% | 0% | 0% | 0% | 0% | 0% | 0% | 0% | 0% | 0% | 0% | 0% | 0% | 0% | 0% | 0% | 0% | 0% | 0% | 0% | 0% | 0% | 0% | 0% | 0% | 0% | 0% | 0% | 0% | 0%
|  |  |  | EBRD Loan repayment % - excluding fixed EIB% |  | % |  |  | 0% | 0% | 0% | 0% | 0% | 0% | 0% | 0% | 42.57% | 42.57% | 42.57% | 42.57% | 42.57% | 42.57% | 42.57% | 42.57% | 42.57% | 42.57% | 42.57% | 42.57% | 42.57% | 42.57% | 42.57% | 42.57% | 42.57% | 42.57% | 42.57% | 42.57% | 42.57% | 42.57% | 42.57% | 42.57% | 42.57% | 42.57% | 42.57% | 42.57% | 42.57% | 42.57% | 42.57% | 42.57% | 42.57% | 42.57% | 42.57% | 42.57% | 42.57% | 42.57% | 0% | 0% | 0% | 0% | 0% | 0% | 0% | 0% | 0% | 0% | 0% | 0% | 0% | 0% | 0% | 0% | 0% | 0% | 0% | 0% | 0% | 0% | 0% | 0% | 0% | 0% | 0% | 0% | 0% | 0% | 0% | 0% | 0% | 0% | 0% | 0% | 0% | 0% | 0% | 0% | 0% | 0% | 0% | 0%
|  |  |  | AIIB Loan repayment % | 0% | % | 0% | 0% | 0% | 0% | 0% | 0% | 0% | 0% | 0% | 0% | 20% | 20.01% | 20.01% | 20% | 20% | 20% | 20% | 20% | 20% | 20% | 20.01% | 20.01% | 20.01% | 20.01% | 20.01% | 20.01% | 20.01% | 20.01% | 20.01% | 20.01% | 20.02% | 20.02% | 20.02% | 20.02% | 20.02% | 20.02% | 20.03% | 20.03% | 20.03% | 20.04% | 20.04% | 20.04% | 20.05% | 20.05% | 20.06% | 20.06% | 20.07% | 20.09% | 0% | 0% | 0% | 0% | 0% | 0% | 0% | 0% | 0% | 0% | 0% | 0% | 0% | 0% | 0% | 0% | 0% | 0% | 0% | 0% | 0% | 0% | 0% | 0% | 0% | 0% | 0% | 0% | 0% | 0% | 0% | 0% | 0% | 0% | 0% | 0% | 0% | 0% | 0% | 0% | 0% | 0% | 0% | 0%
|  |  |  | Repayment allocation excluding EIB | 0% | % | 0% | 0% | 0% | 0% | 0% | 0% | 0% | 0% | 0% | 0% | 80% | 80.03% | 80.03% | 80.02% | 80.02% | 80.02% | 80.03% | 80.02% | 80.03% | 80.03% | 80.03% | 80.03% | 80.04% | 80.04% | 80.05% | 80.05% | 80.06% | 80.06% | 80.06% | 80.06% | 80.08% | 80.08% | 80.09% | 80.09% | 80.1% | 80.11% | 80.13% | 80.13% | 80.15% | 80.15% | 80.17% | 80.18% | 80.2% | 80.2% | 80.24% | 80.23% | 80.3% | 80.38% | 0% | 0% | 0% | 0% | 0% | 0% | 0% | 0% | 0% | 0% | 0% | 0% | 0% | 0% | 0% | 0% | 0% | 0% | 0% | 0% | 0% | 0% | 0% | 0% | 0% | 0% | 0% | 0% | 0% | 0% | 0% | 0% | 0% | 0% | 0% | 0% | 0% | 0% | 0% | 0% | 0% | 0% | 0% | 0%
|  |  |  | AIIB Loan repayment % - excluding fixed EIB% |  | % |  |  | 0% | 0% | 0% | 0% | 0% | 0% | 0% | 0% | 25% | 25% | 25% | 25% | 25% | 25% | 25% | 25% | 25% | 25% | 25% | 25% | 25% | 25% | 25% | 25% | 25% | 25% | 25% | 25% | 25% | 25% | 25% | 25% | 25% | 25% | 25% | 25% | 25% | 25% | 25% | 25% | 25% | 25% | 25% | 25% | 25% | 25% | 0% | 0% | 0% | 0% | 0% | 0% | 0% | 0% | 0% | 0% | 0% | 0% | 0% | 0% | 0% | 0% | 0% | 0% | 0% | 0% | 0% | 0% | 0% | 0% | 0% | 0% | 0% | 0% | 0% | 0% | 0% | 0% | 0% | 0% | 0% | 0% | 0% | 0% | 0% | 0% | 0% | 0% | 0% | 0%
|  |  |  | EIB repayment profile fixed | 1 | 1 = yes, 0 = no
|  |  |  | ADB Loan repayment % | 0% | % | 0% | 0% | 0% | 0% | 0% | 0% | 0% | 0% | 0% | 0% | 25.94% | 25.95% | 25.95% | 25.95% | 25.95% | 25.95% | 25.95% | 25.95% | 25.95% | 25.95% | 25.95% | 25.95% | 25.96% | 25.96% | 25.96% | 25.96% | 25.96% | 25.96% | 25.96% | 25.96% | 25.97% | 25.97% | 25.97% | 25.97% | 25.98% | 25.98% | 25.98% | 25.99% | 25.99% | 25.99% | 26% | 26% | 26.01% | 26.01% | 26.02% | 26.02% | 26.04% | 26.07% | 0% | 0% | 0% | 0% | 0% | 0% | 0% | 0% | 0% | 0% | 0% | 0% | 0% | 0% | 0% | 0% | 0% | 0% | 0% | 0% | 0% | 0% | 0% | 0% | 0% | 0% | 0% | 0% | 0% | 0% | 0% | 0% | 0% | 0% | 0% | 0% | 0% | 0% | 0% | 0% | 0% | 0% | 0% | 0%
|  |  |  | EBRD Loan repayment % | 0% | % | 0% | 0% | 0% | 0% | 0% | 0% | 0% | 0% | 0% | 0% | 34.06% | 34.07% | 34.07% | 34.07% | 34.07% | 34.07% | 34.07% | 34.07% | 34.07% | 34.07% | 34.07% | 34.07% | 34.08% | 34.08% | 34.08% | 34.08% | 34.08% | 34.08% | 34.09% | 34.09% | 34.09% | 34.09% | 34.1% | 34.1% | 34.1% | 34.11% | 34.11% | 34.12% | 34.12% | 34.13% | 34.13% | 34.14% | 34.14% | 34.15% | 34.16% | 34.16% | 34.19% | 34.22% | 0% | 0% | 0% | 0% | 0% | 0% | 0% | 0% | 0% | 0% | 0% | 0% | 0% | 0% | 0% | 0% | 0% | 0% | 0% | 0% | 0% | 0% | 0% | 0% | 0% | 0% | 0% | 0% | 0% | 0% | 0% | 0% | 0% | 0% | 0% | 0% | 0% | 0% | 0% | 0% | 0% | 0% | 0% | 0%
|  |  |  | AIIB Loan repayment % | 0% | % | 0% | 0% | 0% | 0% | 0% | 0% | 0% | 0% | 0% | 0% | 20% | 20.01% | 20.01% | 20% | 20% | 20% | 20% | 20% | 20% | 20% | 20.01% | 20.01% | 20.01% | 20.01% | 20.01% | 20.01% | 20.01% | 20.01% | 20.01% | 20.01% | 20.02% | 20.02% | 20.02% | 20.02% | 20.02% | 20.02% | 20.03% | 20.03% | 20.03% | 20.04% | 20.04% | 20.04% | 20.05% | 20.05% | 20.06% | 20.06% | 20.07% | 20.09% | 0% | 0% | 0% | 0% | 0% | 0% | 0% | 0% | 0% | 0% | 0% | 0% | 0% | 0% | 0% | 0% | 0% | 0% | 0% | 0% | 0% | 0% | 0% | 0% | 0% | 0% | 0% | 0% | 0% | 0% | 0% | 0% | 0% | 0% | 0% | 0% | 0% | 0% | 0% | 0% | 0% | 0% | 0% | 0%
|  |  |  | ADB Loan repayment % - excluding fixed EIB% | 0% | % | 0% | 0% | 0% | 0% | 0% | 0% | 0% | 0% | 0% | 0% | 32.43% | 32.43% | 32.43% | 32.43% | 32.43% | 32.43% | 32.43% | 32.43% | 32.43% | 32.43% | 32.43% | 32.43% | 32.43% | 32.43% | 32.43% | 32.43% | 32.43% | 32.43% | 32.43% | 32.43% | 32.43% | 32.43% | 32.43% | 32.43% | 32.43% | 32.43% | 32.43% | 32.43% | 32.43% | 32.43% | 32.43% | 32.43% | 32.43% | 32.43% | 32.43% | 32.43% | 32.43% | 32.43% | 0% | 0% | 0% | 0% | 0% | 0% | 0% | 0% | 0% | 0% | 0% | 0% | 0% | 0% | 0% | 0% | 0% | 0% | 0% | 0% | 0% | 0% | 0% | 0% | 0% | 0% | 0% | 0% | 0% | 0% | 0% | 0% | 0% | 0% | 0% | 0% | 0% | 0% | 0% | 0% | 0% | 0% | 0% | 0%
|  |  |  | EBRD Loan repayment % - excluding fixed EIB% | 0% | % | 0% | 0% | 0% | 0% | 0% | 0% | 0% | 0% | 0% | 0% | 42.57% | 42.57% | 42.57% | 42.57% | 42.57% | 42.57% | 42.57% | 42.57% | 42.57% | 42.57% | 42.57% | 42.57% | 42.57% | 42.57% | 42.57% | 42.57% | 42.57% | 42.57% | 42.57% | 42.57% | 42.57% | 42.57% | 42.57% | 42.57% | 42.57% | 42.57% | 42.57% | 42.57% | 42.57% | 42.57% | 42.57% | 42.57% | 42.57% | 42.57% | 42.57% | 42.57% | 42.57% | 42.57% | 0% | 0% | 0% | 0% | 0% | 0% | 0% | 0% | 0% | 0% | 0% | 0% | 0% | 0% | 0% | 0% | 0% | 0% | 0% | 0% | 0% | 0% | 0% | 0% | 0% | 0% | 0% | 0% | 0% | 0% | 0% | 0% | 0% | 0% | 0% | 0% | 0% | 0% | 0% | 0% | 0% | 0% | 0% | 0%
|  |  |  | AIIB Loan repayment % - excluding fixed EIB% | 0% | % | 0% | 0% | 0% | 0% | 0% | 0% | 0% | 0% | 0% | 0% | 25% | 25% | 25% | 25% | 25% | 25% | 25% | 25% | 25% | 25% | 25% | 25% | 25% | 25% | 25% | 25% | 25% | 25% | 25% | 25% | 25% | 25% | 25% | 25% | 25% | 25% | 25% | 25% | 25% | 25% | 25% | 25% | 25% | 25% | 25% | 25% | 25% | 25% | 0% | 0% | 0% | 0% | 0% | 0% | 0% | 0% | 0% | 0% | 0% | 0% | 0% | 0% | 0% | 0% | 0% | 0% | 0% | 0% | 0% | 0% | 0% | 0% | 0% | 0% | 0% | 0% | 0% | 0% | 0% | 0% | 0% | 0% | 0% | 0% | 0% | 0% | 0% | 0% | 0% | 0% | 0% | 0%
|  |  |  | ADB Loan repayment % - active |  | % |  |  | 0% | 0% | 0% | 0% | 0% | 0% | 0% | 0% | 32.43% | 32.43% | 32.43% | 32.43% | 32.43% | 32.43% | 32.43% | 32.43% | 32.43% | 32.43% | 32.43% | 32.43% | 32.43% | 32.43% | 32.43% | 32.43% | 32.43% | 32.43% | 32.43% | 32.43% | 32.43% | 32.43% | 32.43% | 32.43% | 32.43% | 32.43% | 32.43% | 32.43% | 32.43% | 32.43% | 32.43% | 32.43% | 32.43% | 32.43% | 32.43% | 32.43% | 32.43% | 32.43% | 0% | 0% | 0% | 0% | 0% | 0% | 0% | 0% | 0% | 0% | 0% | 0% | 0% | 0% | 0% | 0% | 0% | 0% | 0% | 0% | 0% | 0% | 0% | 0% | 0% | 0% | 0% | 0% | 0% | 0% | 0% | 0% | 0% | 0% | 0% | 0% | 0% | 0% | 0% | 0% | ADB Loan repayment % - active | ADB Loan repayment % - active | ADB Loan repayment % - active | ADB Loan repayment % - active
|  |  |  | EBRD Loan repayment % - active |  | % |  |  | 0% | 0% | 0% | 0% | 0% | 0% | 0% | 0% | 42.57% | 42.57% | 42.57% | 42.57% | 42.57% | 42.57% | 42.57% | 42.57% | 42.57% | 42.57% | 42.57% | 42.57% | 42.57% | 42.57% | 42.57% | 42.57% | 42.57% | 42.57% | 42.57% | 42.57% | 42.57% | 42.57% | 42.57% | 42.57% | 42.57% | 42.57% | 42.57% | 42.57% | 42.57% | 42.57% | 42.57% | 42.57% | 42.57% | 42.57% | 42.57% | 42.57% | 42.57% | 42.57% | 0% | 0% | 0% | 0% | 0% | 0% | 0% | 0% | 0% | 0% | 0% | 0% | 0% | 0% | 0% | 0% | 0% | 0% | 0% | 0% | 0% | 0% | 0% | 0% | 0% | 0% | 0% | 0% | 0% | 0% | 0% | 0% | 0% | 0% | 0% | 0% | 0% | 0% | 0% | 0% | EBRD Loan repayment % - active | EBRD Loan repayment % - active | EBRD Loan repayment % - active | EBRD Loan repayment % - active
|  |  |  | AIIB Loan repayment % - active |  | % |  |  | 0% | 0% | 0% | 0% | 0% | 0% | 0% | 0% | 25% | 25% | 25% | 25% | 25% | 25% | 25% | 25% | 25% | 25% | 25% | 25% | 25% | 25% | 25% | 25% | 25% | 25% | 25% | 25% | 25% | 25% | 25% | 25% | 25% | 25% | 25% | 25% | 25% | 25% | 25% | 25% | 25% | 25% | 25% | 25% | 25% | 25% | 0% | 0% | 0% | 0% | 0% | 0% | 0% | 0% | 0% | 0% | 0% | 0% | 0% | 0% | 0% | 0% | 0% | 0% | 0% | 0% | 0% | 0% | 0% | 0% | 0% | 0% | 0% | 0% | 0% | 0% | 0% | 0% | 0% | 0% | 0% | 0% | 0% | 0% | 0% | 0% | AIIB Loan repayment % - active | AIIB Loan repayment % - active | AIIB Loan repayment % - active | AIIB Loan repayment % - active
|  |  |  | EIB repayment profile fixed | 1 | 1 = yes, 0 = no
|  |  |  | Senior debt repayment amount | 0 | USD 000s | 97070.4392 | 0 | 0 | 0 | 0 | 0 | 0 | 0 | 0 | 0 | 572.6138 | 1874.9048 | 2143.3638 | 2034.5385 | 2032.8822 | 1889.4789 | 2113.9252 | 2012.7414 | 2240.8735 | 2143.0326 | 2304.9479 | 2192.0157 | 2403.8346 | 2297.8064 | 2576.4049 | 2495.7247 | 2750.2868 | 2139.319 | 2335.0801 | 2231.5816 | 2538.6749 | 2450.7091 | 2714.3571 | 2626.6032 | 2375.6265 | 2174.0434 | 2979.5039 | 2990.0152 | 3244.8858 | 3134.3709 | 3403.858 | 3301.3041 | 3576.664 | 3477.5932 | 3758.5697 | 3662.0633 | 3948.9104 | 1927.3303 | 0 | 0 | 0 | 0 | 0 | 0 | 0 | 0 | 0 | 0 | 0 | 0 | 0 | 0 | 0 | 0 | 0 | 0 | 0 | 0 | 0 | 0 | 0 | 0 | 0 | 0 | 0 | 0 | 0 | 0 | 0 | 0 | 0 | 0 | 0 | 0 | 0 | 0 | 0 | 0
|  |  |  | Senior debt repayment amount excluding EIB | 0 | USD 000s | 79193.2304 | 0 | 0 | 0 | 0 | 0 | 0 | 0 | 0 | 0 | 425.5099 | 1503.0589 | 1722.4832 | 1627.9597 | 1628.3465 | 1509.4606 | 1693.0446 | 1608.2057 | 1797.5187 | 1718.0658 | 1853.4207 | 1760.9196 | 1938.0056 | 1852.4085 | 2084.0155 | 2019.6801 | 2233.3801 | 1742.9557 | 1910.1133 | 1825.0028 | 2081.0183 | 2011.4406 | 2232.1832 | 2160.7742 | 1969.0477 | 1806.2836 | 2462.5972 | 2469.0222 | 2678.9445 | 2586.8176 | 2807.27 | 2721.0609 | 2947.3862 | 2862.6173 | 3094.5591 | 3012.3545 | 3248.1238 | 1588.1741 | 0 | 0 | 0 | 0 | 0 | 0 | 0 | 0 | 0 | 0 | 0 | 0 | 0 | 0 | 0 | 0 | 0 | 0 | 0 | 0 | 0 | 0 | 0 | 0 | 0 | 0 | 0 | 0 | 0 | 0 | 0 | 0 | 0 | 0 | 0 | 0 | 0 | 0 | 0 | 0 | 0 | 0 | 0 | 0
|  |  |  | Senior debt repayment amount - active |  | USD 000s | 79193.2304 |  | 0 | 0 | 0 | 0 | 0 | 0 | 0 | 0 | 425.5099 | 1503.0589 | 1722.4832 | 1627.9597 | 1628.3465 | 1509.4606 | 1693.0446 | 1608.2057 | 1797.5187 | 1718.0658 | 1853.4207 | 1760.9196 | 1938.0056 | 1852.4085 | 2084.0155 | 2019.6801 | 2233.3801 | 1742.9557 | 1910.1133 | 1825.0028 | 2081.0183 | 2011.4406 | 2232.1832 | 2160.7742 | 1969.0477 | 1806.2836 | 2462.5972 | 2469.0222 | 2678.9445 | 2586.8176 | 2807.27 | 2721.0609 | 2947.3862 | 2862.6173 | 3094.5591 | 3012.3545 | 3248.1238 | 1588.1741 | 0 | 0 | 0 | 0 | 0 | 0 | 0 | 0 | 0 | 0 | 0 | 0 | 0 | 0 | 0 | 0 | 0 | 0 | 0 | 0 | 0 | 0 | 0 | 0 | 0 | 0 | 0 | 0 | 0 | 0 | 0 | 0 | 0 | 0 | 0 | 0 | 0 | 0 | 0 | 0 | 0 | 0 | 0 | 0
ADB LOAN
ADB Loan - hedged vs unhedged %
|  |  |  | ADB hedged % during operations duration 1 | 0 | years
|  |  |  | ADB hedged % during operations duration 2 | 0 | years
|  |  |  | ADB hedged % during operations duration 3 | 0 | years
|  |  |  | ADB hedged % during operations duration 4 | 0 | years
|  |  |  | ADB hedged % during operations duration 5 | 18.75 | years
|  |  |  | Senior debt service period start date | 2025-07-01 | date
|  |  |  | Months in year | 12 | months
|  |  |  | ADB hedged % during operations duration 1 end date | 2025-06-30 | date
|  |  |  | ADB hedged % during operations duration 2 end date | 2025-06-30 | date
|  |  |  | ADB hedged % during operations duration 3 end date | 2025-06-30 | date
|  |  |  | ADB hedged % during operations duration 4 end date | 2025-06-30 | date
|  |  |  | ADB hedged % during operations duration 5 end date | 2044-03-31 | date
|  |  |  | ADB hedged % during operations duration 1 end date | 2025-06-30 | date
|  |  |  | ADB hedged % during operations duration 2 end date | 2025-06-30 | date
|  |  |  | ADB hedged % during operations duration 3 end date | 2025-06-30 | date
|  |  |  | ADB hedged % during operations duration 4 end date | 2025-06-30 | date
|  |  |  | ADB hedged % during operations duration 5 end date | 2044-03-31 | date
|  |  |  | Model period end date | 0 | date | 0 | 0 | 2021-12-31 | 2022-06-30 | 2022-12-31 | 2023-06-30 | 2023-12-31 | 2024-06-30 | 2024-12-31 | 2025-06-30 | 2025-12-31 | 2026-06-30 | 2026-12-31 | 2027-06-30 | 2027-12-31 | 2028-06-30 | 2028-12-31 | 2029-06-30 | 2029-12-31 | 2030-06-30 | 2030-12-31 | 2031-06-30 | 2031-12-31 | 2032-06-30 | 2032-12-31 | 2033-06-30 | 2033-12-31 | 2034-06-30 | 2034-12-31 | 2035-06-30 | 2035-12-31 | 2036-06-30 | 2036-12-31 | 2037-06-30 | 2037-12-31 | 2038-06-30 | 2038-12-31 | 2039-06-30 | 2039-12-31 | 2040-06-30 | 2040-12-31 | 2041-06-30 | 2041-12-31 | 2042-06-30 | 2042-12-31 | 2043-06-30 | 2043-12-31 | 2044-06-30 | 2044-12-31 | 2045-06-30 | 2045-12-31 | 2046-06-30 | 2046-12-31 | 2047-06-30 | 2047-12-31 | 2048-06-30 | 2048-12-31 | 2049-06-30 | 2049-12-31 | 2050-06-30 | 2050-12-31 | 2051-06-30 | 2051-12-31 | 2052-06-30 | 2052-12-31 | 2053-06-30 | 2053-12-31 | 2054-06-30 | 2054-12-31 | 2055-06-30 | 2055-12-31 | 2056-06-30 | 2056-12-31 | 2057-06-30 | 2057-12-31 | 2058-06-30 | 2058-12-31 | 2059-06-30 | 2059-12-31 | 2060-06-30 | 2060-12-31 | 2061-06-30 | 2061-12-31 | 2062-06-30 | 2062-12-31 | 2063-06-30 | 2063-12-31 | 2064-06-30
|  |  |  | ADB Loan debt service period flag | 0 | flag | 38 | 0 | 0 | 0 | 0 | 0 | 0 | 0 | 0 | 0 | 1 | 1 | 1 | 1 | 1 | 1 | 1 | 1 | 1 | 1 | 1 | 1 | 1 | 1 | 1 | 1 | 1 | 1 | 1 | 1 | 1 | 1 | 1 | 1 | 1 | 1 | 1 | 1 | 1 | 1 | 1 | 1 | 1 | 1 | 1 | 1 | 1 | 1 | 0 | 0 | 0 | 0 | 0 | 0 | 0 | 0 | 0 | 0 | 0 | 0 | 0 | 0 | 0 | 0 | 0 | 0 | 0 | 0 | 0 | 0 | 0 | 0 | 0 | 0 | 0 | 0 | 0 | 0 | 0 | 0 | 0 | 0 | 0 | 0 | 0 | 0 | 0 | 0
[do not delete - technical row]
|  |  |  | ADB Loan hedged % during ops duration 1 period flag |  | flag | 0 |  | 0 | 0 | 0 | 0 | 0 | 0 | 0 | 0 | 0 | 0 | 0 | 0 | 0 | 0 | 0 | 0 | 0 | 0 | 0 | 0 | 0 | 0 | 0 | 0 | 0 | 0 | 0 | 0 | 0 | 0 | 0 | 0 | 0 | 0 | 0 | 0 | 0 | 0 | 0 | 0 | 0 | 0 | 0 | 0 | 0 | 0 | 0 | 0 | 0 | 0 | 0 | 0 | 0 | 0 | 0 | 0 | 0 | 0 | 0 | 0 | 0 | 0 | 0 | 0 | 0 | 0 | 0 | 0 | 0 | 0 | 0 | 0 | 0 | 0 | 0 | 0 | 0 | 0 | 0 | 0 | 0 | 0 | 0 | 0 | 0 | 0
|  |  |  | ADB Loan hedged % during ops duration 2 period flag |  | flag | 0 |  | 0 | 0 | 0 | 0 | 0 | 0 | 0 | 0 | 0 | 0 | 0 | 0 | 0 | 0 | 0 | 0 | 0 | 0 | 0 | 0 | 0 | 0 | 0 | 0 | 0 | 0 | 0 | 0 | 0 | 0 | 0 | 0 | 0 | 0 | 0 | 0 | 0 | 0 | 0 | 0 | 0 | 0 | 0 | 0 | 0 | 0 | 0 | 0 | 0 | 0 | 0 | 0 | 0 | 0 | 0 | 0 | 0 | 0 | 0 | 0 | 0 | 0 | 0 | 0 | 0 | 0 | 0 | 0 | 0 | 0 | 0 | 0 | 0 | 0 | 0 | 0 | 0 | 0 | 0 | 0 | 0 | 0 | 0 | 0 | 0 | 0
|  |  |  | ADB Loan hedged % during ops duration 3 period flag |  | flag | 0 |  | 0 | 0 | 0 | 0 | 0 | 0 | 0 | 0 | 0 | 0 | 0 | 0 | 0 | 0 | 0 | 0 | 0 | 0 | 0 | 0 | 0 | 0 | 0 | 0 | 0 | 0 | 0 | 0 | 0 | 0 | 0 | 0 | 0 | 0 | 0 | 0 | 0 | 0 | 0 | 0 | 0 | 0 | 0 | 0 | 0 | 0 | 0 | 0 | 0 | 0 | 0 | 0 | 0 | 0 | 0 | 0 | 0 | 0 | 0 | 0 | 0 | 0 | 0 | 0 | 0 | 0 | 0 | 0 | 0 | 0 | 0 | 0 | 0 | 0 | 0 | 0 | 0 | 0 | 0 | 0 | 0 | 0 | 0 | 0 | 0 | 0
|  |  |  | ADB Loan hedged % during ops duration 4 period flag |  | flag | 0 |  | 0 | 0 | 0 | 0 | 0 | 0 | 0 | 0 | 0 | 0 | 0 | 0 | 0 | 0 | 0 | 0 | 0 | 0 | 0 | 0 | 0 | 0 | 0 | 0 | 0 | 0 | 0 | 0 | 0 | 0 | 0 | 0 | 0 | 0 | 0 | 0 | 0 | 0 | 0 | 0 | 0 | 0 | 0 | 0 | 0 | 0 | 0 | 0 | 0 | 0 | 0 | 0 | 0 | 0 | 0 | 0 | 0 | 0 | 0 | 0 | 0 | 0 | 0 | 0 | 0 | 0 | 0 | 0 | 0 | 0 | 0 | 0 | 0 | 0 | 0 | 0 | 0 | 0 | 0 | 0 | 0 | 0 | 0 | 0 | 0 | 0
|  |  |  | ADB Loan hedged % during ops duration 5 period flag |  | flag | 38 |  | 0 | 0 | 0 | 0 | 0 | 0 | 0 | 0 | 1 | 1 | 1 | 1 | 1 | 1 | 1 | 1 | 1 | 1 | 1 | 1 | 1 | 1 | 1 | 1 | 1 | 1 | 1 | 1 | 1 | 1 | 1 | 1 | 1 | 1 | 1 | 1 | 1 | 1 | 1 | 1 | 1 | 1 | 1 | 1 | 1 | 1 | 0 | 0 | 0 | 0 | 0 | 0 | 0 | 0 | 0 | 0 | 0 | 0 | 0 | 0 | 0 | 0 | 0 | 0 | 0 | 0 | 0 | 0 | 0 | 0 | 0 | 0 | 0 | 0 | 0 | 0 | 0 | 0 | 0 | 0 | 0 | 0 | 0 | 0 | 0 | 0
|  |  |  | % of ADB hedged during operations duration 1 | 77% | %
|  |  |  | % of ADB hedged during operations duration 2 | 77% | %
|  |  |  | % of ADB hedged during operations duration 3 | 77% | %
|  |  |  | % of ADB hedged during operations duration 4 | 77% | %
|  |  |  | % of ADB hedged during operations duration 5 | 77% | %
|  |  |  | ADB Loan hedged % during ops duration 1 period flag | 0 | flag | 0 | 0 | 0 | 0 | 0 | 0 | 0 | 0 | 0 | 0 | 0 | 0 | 0 | 0 | 0 | 0 | 0 | 0 | 0 | 0 | 0 | 0 | 0 | 0 | 0 | 0 | 0 | 0 | 0 | 0 | 0 | 0 | 0 | 0 | 0 | 0 | 0 | 0 | 0 | 0 | 0 | 0 | 0 | 0 | 0 | 0 | 0 | 0 | 0 | 0 | 0 | 0 | 0 | 0 | 0 | 0 | 0 | 0 | 0 | 0 | 0 | 0 | 0 | 0 | 0 | 0 | 0 | 0 | 0 | 0 | 0 | 0 | 0 | 0 | 0 | 0 | 0 | 0 | 0 | 0 | 0 | 0 | 0 | 0 | 0 | 0 | 0 | 0
|  |  |  | ADB Loan hedged % during ops duration 2 period flag | 0 | flag | 0 | 0 | 0 | 0 | 0 | 0 | 0 | 0 | 0 | 0 | 0 | 0 | 0 | 0 | 0 | 0 | 0 | 0 | 0 | 0 | 0 | 0 | 0 | 0 | 0 | 0 | 0 | 0 | 0 | 0 | 0 | 0 | 0 | 0 | 0 | 0 | 0 | 0 | 0 | 0 | 0 | 0 | 0 | 0 | 0 | 0 | 0 | 0 | 0 | 0 | 0 | 0 | 0 | 0 | 0 | 0 | 0 | 0 | 0 | 0 | 0 | 0 | 0 | 0 | 0 | 0 | 0 | 0 | 0 | 0 | 0 | 0 | 0 | 0 | 0 | 0 | 0 | 0 | 0 | 0 | 0 | 0 | 0 | 0 | 0 | 0 | 0 | 0
|  |  |  | ADB Loan hedged % during ops duration 3 period flag | 0 | flag | 0 | 0 | 0 | 0 | 0 | 0 | 0 | 0 | 0 | 0 | 0 | 0 | 0 | 0 | 0 | 0 | 0 | 0 | 0 | 0 | 0 | 0 | 0 | 0 | 0 | 0 | 0 | 0 | 0 | 0 | 0 | 0 | 0 | 0 | 0 | 0 | 0 | 0 | 0 | 0 | 0 | 0 | 0 | 0 | 0 | 0 | 0 | 0 | 0 | 0 | 0 | 0 | 0 | 0 | 0 | 0 | 0 | 0 | 0 | 0 | 0 | 0 | 0 | 0 | 0 | 0 | 0 | 0 | 0 | 0 | 0 | 0 | 0 | 0 | 0 | 0 | 0 | 0 | 0 | 0 | 0 | 0 | 0 | 0 | 0 | 0 | 0 | 0
|  |  |  | ADB Loan hedged % during ops duration 4 period flag | 0 | flag | 0 | 0 | 0 | 0 | 0 | 0 | 0 | 0 | 0 | 0 | 0 | 0 | 0 | 0 | 0 | 0 | 0 | 0 | 0 | 0 | 0 | 0 | 0 | 0 | 0 | 0 | 0 | 0 | 0 | 0 | 0 | 0 | 0 | 0 | 0 | 0 | 0 | 0 | 0 | 0 | 0 | 0 | 0 | 0 | 0 | 0 | 0 | 0 | 0 | 0 | 0 | 0 | 0 | 0 | 0 | 0 | 0 | 0 | 0 | 0 | 0 | 0 | 0 | 0 | 0 | 0 | 0 | 0 | 0 | 0 | 0 | 0 | 0 | 0 | 0 | 0 | 0 | 0 | 0 | 0 | 0 | 0 | 0 | 0 | 0 | 0 | 0 | 0
|  |  |  | ADB Loan hedged % during ops duration 5 period flag | 0 | flag | 38 | 0 | 0 | 0 | 0 | 0 | 0 | 0 | 0 | 0 | 1 | 1 | 1 | 1 | 1 | 1 | 1 | 1 | 1 | 1 | 1 | 1 | 1 | 1 | 1 | 1 | 1 | 1 | 1 | 1 | 1 | 1 | 1 | 1 | 1 | 1 | 1 | 1 | 1 | 1 | 1 | 1 | 1 | 1 | 1 | 1 | 1 | 1 | 0 | 0 | 0 | 0 | 0 | 0 | 0 | 0 | 0 | 0 | 0 | 0 | 0 | 0 | 0 | 0 | 0 | 0 | 0 | 0 | 0 | 0 | 0 | 0 | 0 | 0 | 0 | 0 | 0 | 0 | 0 | 0 | 0 | 0 | 0 | 0 | 0 | 0 | 0 | 0
|  |  |  | Hedged portion of ADB Loan |  | % |  |  | 0% | 0% | 0% | 0% | 0% | 0% | 0% | 0% | 77% | 77% | 77% | 77% | 77% | 77% | 77% | 77% | 77% | 77% | 77% | 77% | 77% | 77% | 77% | 77% | 77% | 77% | 77% | 77% | 77% | 77% | 77% | 77% | 77% | 77% | 77% | 77% | 77% | 77% | 77% | 77% | 77% | 77% | 77% | 77% | 77% | 77% | 0% | 0% | 0% | 0% | 0% | 0% | 0% | 0% | 0% | 0% | 0% | 0% | 0% | 0% | 0% | 0% | 0% | 0% | 0% | 0% | 0% | 0% | 0% | 0% | 0% | 0% | 0% | 0% | 0% | 0% | 0% | 0% | 0% | 0% | 0% | 0% | 0% | 0% | 0% | 0%
|  |  |  | Senior debt hedging switch | 0 | 1 = input, 0 = notional based
|  |  |  | Debt size - calculated vs hardcoded - sensitized | 0 | 1 = calculated , 0 = hold debt size unchanged
|  |  |  | Hedged portion of ADB Loan | 0% | % | 0% | 0% | 0% | 0% | 0% | 0% | 0% | 0% | 0% | 0% | 77% | 77% | 77% | 77% | 77% | 77% | 77% | 77% | 77% | 77% | 77% | 77% | 77% | 77% | 77% | 77% | 77% | 77% | 77% | 77% | 77% | 77% | 77% | 77% | 77% | 77% | 77% | 77% | 77% | 77% | 77% | 77% | 77% | 77% | 77% | 77% | 77% | 77% | 0% | 0% | 0% | 0% | 0% | 0% | 0% | 0% | 0% | 0% | 0% | 0% | 0% | 0% | 0% | 0% | 0% | 0% | 0% | 0% | 0% | 0% | 0% | 0% | 0% | 0% | 0% | 0% | 0% | 0% | 0% | 0% | 0% | 0% | 0% | 0% | 0% | 0% | 0% | 0%
|  |  |  | ADB hedged debt during ops - cashsweep case | 0% | % | 0% | 0% | 0% | 0% | 0% | 0% | 0% | 0% | 0% | 0% | 77% | 77% | 77% | 77% | 77% | 77% | 77% | 77.32% | 77.65% | 78.02% | 78.39% | 78.82% | 79.25% | 80.05% | 80.88% | 81.87% | 82.92% | 84.18% | 85.37% | 86.77% | 88.26% | 90.1% | 92.11% | 94.6% | 97.38% | 100% | 100% | 100% | 100% | 100% | 100% | 100% | 100% | 100% | 100% | 100% | 100% | 100% | 0% | 0% | 0% | 0% | 0% | 0% | 0% | 0% | 0% | 0% | 0% | 0% | 0% | 0% | 0% | 0% | 0% | 0% | 0% | 0% | 0% | 0% | 0% | 0% | 0% | 0% | 0% | 0% | 0% | 0% | 0% | 0% | 0% | 0% | 0% | 0% | 0% | 0% | 0% | 0% | 0% | 0% | 0% | 0%
|  |  |  | ADB hedged debt during ops | 0% | % | 0% | 0% | 0% | 0% | 0% | 0% | 0% | 0% | 0% | 0% | 77.86% | 78.26% | 78.26% | 77.79% | 77.77% | 77.76% | 77.75% | 78.06% | 78.37% | 78.73% | 79.09% | 79.51% | 79.92% | 80.71% | 81.54% | 82.52% | 83.57% | 84.83% | 86% | 87.4% | 88.88% | 90.71% | 92.71% | 95.2% | 97.98% | 100% | 100% | 100% | 100% | 100% | 100% | 100% | 100% | 100% | 100% | 100% | 100% | 100% | 0% | 0% | 0% | 0% | 0% | 0% | 0% | 0% | 0% | 0% | 0% | 0% | 0% | 0% | 0% | 0% | 0% | 0% | 0% | 0% | 0% | 0% | 0% | 0% | 0% | 0% | 0% | 0% | 0% | 0% | 0% | 0% | 0% | 0% | 0% | 0% | 0% | 0% | 0% | 0%
|  |  |  | Hedged portion of ADB Loan |  | % |  |  | 0% | 0% | 0% | 0% | 0% | 0% | 0% | 0% | 77.86% | 78.26% | 78.26% | 77.79% | 77.77% | 77.76% | 77.75% | 78.06% | 78.37% | 78.73% | 79.09% | 79.51% | 79.92% | 80.71% | 81.54% | 82.52% | 83.57% | 84.83% | 86% | 87.4% | 88.88% | 90.71% | 92.71% | 95.2% | 97.98% | 100% | 100% | 100% | 100% | 100% | 100% | 100% | 100% | 100% | 100% | 100% | 100% | 100% | 0% | 0% | 0% | 0% | 0% | 0% | 0% | 0% | 0% | 0% | 0% | 0% | 0% | 0% | 0% | 0% | 0% | 0% | 0% | 0% | 0% | 0% | 0% | 0% | 0% | 0% | 0% | 0% | 0% | 0% | 0% | 0% | 0% | 0% | 0% | 0% | 0% | 0% | 0% | 0% | 0% | 0% | 0% | 0%
|  |  |  | Hedged portion of ADB Loan | 0% | % | 0% | 0% | 0% | 0% | 0% | 0% | 0% | 0% | 0% | 0% | 77.86% | 78.26% | 78.26% | 77.79% | 77.77% | 77.76% | 77.75% | 78.06% | 78.37% | 78.73% | 79.09% | 79.51% | 79.92% | 80.71% | 81.54% | 82.52% | 83.57% | 84.83% | 86% | 87.4% | 88.88% | 90.71% | 92.71% | 95.2% | 97.98% | 100% | 100% | 100% | 100% | 100% | 100% | 100% | 100% | 100% | 100% | 100% | 100% | 100% | 0% | 0% | 0% | 0% | 0% | 0% | 0% | 0% | 0% | 0% | 0% | 0% | 0% | 0% | 0% | 0% | 0% | 0% | 0% | 0% | 0% | 0% | 0% | 0% | 0% | 0% | 0% | 0% | 0% | 0% | 0% | 0% | 0% | 0% | 0% | 0% | 0% | 0% | 0% | 0%
|  |  |  | ADB Loan debt service period flag | 0 | flag | 38 | 0 | 0 | 0 | 0 | 0 | 0 | 0 | 0 | 0 | 1 | 1 | 1 | 1 | 1 | 1 | 1 | 1 | 1 | 1 | 1 | 1 | 1 | 1 | 1 | 1 | 1 | 1 | 1 | 1 | 1 | 1 | 1 | 1 | 1 | 1 | 1 | 1 | 1 | 1 | 1 | 1 | 1 | 1 | 1 | 1 | 1 | 1 | 0 | 0 | 0 | 0 | 0 | 0 | 0 | 0 | 0 | 0 | 0 | 0 | 0 | 0 | 0 | 0 | 0 | 0 | 0 | 0 | 0 | 0 | 0 | 0 | 0 | 0 | 0 | 0 | 0 | 0 | 0 | 0 | 0 | 0 | 0 | 0 | 0 | 0 | 0 | 0
|  |  |  | Unhedged portion of ADB Loan |  | % |  |  | 0% | 0% | 0% | 0% | 0% | 0% | 0% | 0% | 22.14% | 21.74% | 21.74% | 22.21% | 22.23% | 22.24% | 22.25% | 21.94% | 21.63% | 21.27% | 20.91% | 20.49% | 20.08% | 19.29% | 18.46% | 17.48% | 16.43% | 15.17% | 14% | 12.6% | 11.12% | 9.289% | 7.29% | 4.799% | 2.024% | 0% | 0% | 0% | 0% | 0% | 0% | 0% | 0% | 0% | 0% | 0% | 0% | 0% | 0% | 0% | 0% | 0% | 0% | 0% | 0% | 0% | 0% | 0% | 0% | 0% | 0% | 0% | 0% | 0% | 0% | 0% | 0% | 0% | 0% | 0% | 0% | 0% | 0% | 0% | 0% | 0% | 0% | 0% | 0% | 0% | 0% | 0% | 0% | 0% | 0% | 0% | 0% | 0%
ADB Loan base rate
|  |  |  | ADB Swap rate - operations period | 3.228% | % p.a.
|  |  |  | ADB Loan debt service period flag | 0 | flag | 38 | 0 | 0 | 0 | 0 | 0 | 0 | 0 | 0 | 0 | 1 | 1 | 1 | 1 | 1 | 1 | 1 | 1 | 1 | 1 | 1 | 1 | 1 | 1 | 1 | 1 | 1 | 1 | 1 | 1 | 1 | 1 | 1 | 1 | 1 | 1 | 1 | 1 | 1 | 1 | 1 | 1 | 1 | 1 | 1 | 1 | 1 | 1 | 0 | 0 | 0 | 0 | 0 | 0 | 0 | 0 | 0 | 0 | 0 | 0 | 0 | 0 | 0 | 0 | 0 | 0 | 0 | 0 | 0 | 0 | 0 | 0 | 0 | 0 | 0 | 0 | 0 | 0 | 0 | 0 | 0 | 0 | 0 | 0 | 0 | 0 | 0 | 0
|  |  |  | ADB Loan Swap rate |  | % p.a. |  |  | 0% | 0% | 0% | 0% | 0% | 0% | 0% | 0% | 3.228% | 3.228% | 3.228% | 3.228% | 3.228% | 3.228% | 3.228% | 3.228% | 3.228% | 3.228% | 3.228% | 3.228% | 3.228% | 3.228% | 3.228% | 3.228% | 3.228% | 3.228% | 3.228% | 3.228% | 3.228% | 3.228% | 3.228% | 3.228% | 3.228% | 3.228% | 3.228% | 3.228% | 3.228% | 3.228% | 3.228% | 3.228% | 3.228% | 3.228% | 3.228% | 3.228% | 3.228% | 3.228% | 0% | 0% | 0% | 0% | 0% | 0% | 0% | 0% | 0% | 0% | 0% | 0% | 0% | 0% | 0% | 0% | 0% | 0% | 0% | 0% | 0% | 0% | 0% | 0% | 0% | 0% | 0% | 0% | 0% | 0% | 0% | 0% | 0% | 0% | 0% | 0% | 0% | 0% | 0% | 0%
|  |  |  | Include SOFR on ADB | 1 | 1 = yes, 0 = no
|  |  |  | 6M SOFR forward curve - operations period | 0% | % p.a. | 0% | 0% | 0% | 0% | 0% | 0% | 0% | 0% | 0% | 0% | 2.66% | 2.651% | 2.658% | 2.709% | 2.78% | 2.851% | 2.935% | 2.982% | 3.02% | 3.055% | 3.085% | 3.135% | 3.196% | 3.24% | 3.286% | 3.308% | 3.318% | 3.329% | 3.338% | 3.344% | 3.368% | 3.386% | 3.388% | 3.373% | 3.342% | 3.297% | 3.288% | 3.29% | 3.282% | 3.265% | 3.237% | 3.201% | 3.155% | 3.099% | 3.034% | 2.96% | 2.896% | 2.842% | 2.793% | 2.75% | 2.712% | 2.679% | 2.652% | 2.629% | 2.613% | 2.601% | 2.606% | 2.607% | 2.596% | 2.574% | 2.541% | 2.496% | 2.44% | 2.372% | 2.293% | 2.205% | 2.16% | 2.135% | 2.109% | 2.082% | 0% | 0% | 0% | 0% | 0% | 0% | 0% | 0% | 0% | 0% | 0% | 0% | 0% | 0% | 0% | 0% | 0% | 0%
|  |  |  | SOFR forward curve - operations period for ADB |  | % p.a. |  |  | 0% | 0% | 0% | 0% | 0% | 0% | 0% | 0% | 2.66% | 2.651% | 2.658% | 2.709% | 2.78% | 2.851% | 2.935% | 2.982% | 3.02% | 3.055% | 3.085% | 3.135% | 3.196% | 3.24% | 3.286% | 3.308% | 3.318% | 3.329% | 3.338% | 3.344% | 3.368% | 3.386% | 3.388% | 3.373% | 3.342% | 3.297% | 3.288% | 3.29% | 3.282% | 3.265% | 3.237% | 3.201% | 3.155% | 3.099% | 3.034% | 2.96% | 2.896% | 2.842% | 2.793% | 2.75% | 2.712% | 2.679% | 2.652% | 2.629% | 2.613% | 2.601% | 2.606% | 2.607% | 2.596% | 2.574% | 2.541% | 2.496% | 2.44% | 2.372% | 2.293% | 2.205% | 2.16% | 2.135% | 2.109% | 2.082% | 0% | 0% | 0% | 0% | 0% | 0% | 0% | 0% | 0% | 0% | 0% | 0% | 0% | 0% | 0% | 0% | 0% | 0%
|  |  |  | EBL + Senior debt swap rate - sensitivity | 0% | % p.a.
|  |  |  | ADB Swap rate credit margin | 0.27% | % p.a.
|  |  |  | ADB Loan Swap rate | 0% | % p.a. | 0% | 0% | 0% | 0% | 0% | 0% | 0% | 0% | 0% | 0% | 3.228% | 3.228% | 3.228% | 3.228% | 3.228% | 3.228% | 3.228% | 3.228% | 3.228% | 3.228% | 3.228% | 3.228% | 3.228% | 3.228% | 3.228% | 3.228% | 3.228% | 3.228% | 3.228% | 3.228% | 3.228% | 3.228% | 3.228% | 3.228% | 3.228% | 3.228% | 3.228% | 3.228% | 3.228% | 3.228% | 3.228% | 3.228% | 3.228% | 3.228% | 3.228% | 3.228% | 3.228% | 3.228% | 0% | 0% | 0% | 0% | 0% | 0% | 0% | 0% | 0% | 0% | 0% | 0% | 0% | 0% | 0% | 0% | 0% | 0% | 0% | 0% | 0% | 0% | 0% | 0% | 0% | 0% | 0% | 0% | 0% | 0% | 0% | 0% | 0% | 0% | 0% | 0% | 0% | 0% | 0% | 0%
|  |  |  | Hedged portion of ADB Loan | 0% | % | 0% | 0% | 0% | 0% | 0% | 0% | 0% | 0% | 0% | 0% | 77.86% | 78.26% | 78.26% | 77.79% | 77.77% | 77.76% | 77.75% | 78.06% | 78.37% | 78.73% | 79.09% | 79.51% | 79.92% | 80.71% | 81.54% | 82.52% | 83.57% | 84.83% | 86% | 87.4% | 88.88% | 90.71% | 92.71% | 95.2% | 97.98% | 100% | 100% | 100% | 100% | 100% | 100% | 100% | 100% | 100% | 100% | 100% | 100% | 100% | 0% | 0% | 0% | 0% | 0% | 0% | 0% | 0% | 0% | 0% | 0% | 0% | 0% | 0% | 0% | 0% | 0% | 0% | 0% | 0% | 0% | 0% | 0% | 0% | 0% | 0% | 0% | 0% | 0% | 0% | 0% | 0% | 0% | 0% | 0% | 0% | 0% | 0% | 0% | 0%
|  |  |  | Unhedged portion of ADB Loan | 0% | % | 0% | 0% | 0% | 0% | 0% | 0% | 0% | 0% | 0% | 0% | 22.14% | 21.74% | 21.74% | 22.21% | 22.23% | 22.24% | 22.25% | 21.94% | 21.63% | 21.27% | 20.91% | 20.49% | 20.08% | 19.29% | 18.46% | 17.48% | 16.43% | 15.17% | 14% | 12.6% | 11.12% | 9.289% | 7.29% | 4.799% | 2.024% | 0% | 0% | 0% | 0% | 0% | 0% | 0% | 0% | 0% | 0% | 0% | 0% | 0% | 0% | 0% | 0% | 0% | 0% | 0% | 0% | 0% | 0% | 0% | 0% | 0% | 0% | 0% | 0% | 0% | 0% | 0% | 0% | 0% | 0% | 0% | 0% | 0% | 0% | 0% | 0% | 0% | 0% | 0% | 0% | 0% | 0% | 0% | 0% | 0% | 0% | 0% | 0% | 0%
|  |  |  | SOFR forward curve - operations period for ADB | 0% | % p.a. | 0% | 0% | 0% | 0% | 0% | 0% | 0% | 0% | 0% | 0% | 2.66% | 2.651% | 2.658% | 2.709% | 2.78% | 2.851% | 2.935% | 2.982% | 3.02% | 3.055% | 3.085% | 3.135% | 3.196% | 3.24% | 3.286% | 3.308% | 3.318% | 3.329% | 3.338% | 3.344% | 3.368% | 3.386% | 3.388% | 3.373% | 3.342% | 3.297% | 3.288% | 3.29% | 3.282% | 3.265% | 3.237% | 3.201% | 3.155% | 3.099% | 3.034% | 2.96% | 2.896% | 2.842% | 2.793% | 2.75% | 2.712% | 2.679% | 2.652% | 2.629% | 2.613% | 2.601% | 2.606% | 2.607% | 2.596% | 2.574% | 2.541% | 2.496% | 2.44% | 2.372% | 2.293% | 2.205% | 2.16% | 2.135% | 2.109% | 2.082% | 0% | 0% | 0% | 0% | 0% | 0% | 0% | 0% | 0% | 0% | 0% | 0% | 0% | 0% | 0% | 0% | 0% | 0%
|  |  |  | Operations period flag | 0 | flag | 60 | 0 | 0 | 0 | 0 | 0 | 0 | 0 | 0 | 0 | 1 | 1 | 1 | 1 | 1 | 1 | 1 | 1 | 1 | 1 | 1 | 1 | 1 | 1 | 1 | 1 | 1 | 1 | 1 | 1 | 1 | 1 | 1 | 1 | 1 | 1 | 1 | 1 | 1 | 1 | 1 | 1 | 1 | 1 | 1 | 1 | 1 | 1 | 1 | 1 | 1 | 1 | 1 | 1 | 1 | 1 | 1 | 1 | 1 | 1 | 1 | 1 | 1 | 1 | 1 | 1 | 1 | 1 | 1 | 1 | 0 | 0 | 0 | 0 | 0 | 0 | 0 | 0 | 0 | 0 | 0 | 0 | 0 | 0 | 0 | 0 | 0 | 0
|  |  |  | ADB Loan repayment period base rate - calculated |  | % p.a. |  |  | 0% | 0% | 0% | 0% | 0% | 0% | 0% | 0% | 3.312% | 3.314% | 3.315% | 3.323% | 3.338% | 3.354% | 3.373% | 3.385% | 3.395% | 3.404% | 3.412% | 3.424% | 3.437% | 3.448% | 3.459% | 3.465% | 3.468% | 3.472% | 3.476% | 3.479% | 3.484% | 3.488% | 3.49% | 3.492% | 3.495% | 3.498% | 3.498% | 3.498% | 3.498% | 3.498% | 3.498% | 3.498% | 3.498% | 3.498% | 3.498% | 3.498% | 3.498% | 3.498% | 0% | 0% | 0% | 0% | 0% | 0% | 0% | 0% | 0% | 0% | 0% | 0% | 0% | 0% | 0% | 0% | 0% | 0% | 0% | 0% | 0% | 0% | 0% | 0% | 0% | 0% | 0% | 0% | 0% | 0% | 0% | 0% | 0% | 0% | 0% | 0% | 0% | 0% | 0% | 0%
ADB Loan interest
Margin
|  |  |  | ADB Loan margin - sensitivity | 0% | % p.a.
|  |  |  | ADB margin - Year 1 | 2.9% | % p.a.
|  |  |  | ADB margin - Year 2 | 2.9% | % p.a.
|  |  |  | ADB margin - Year 3 | 2.9% | % p.a.
|  |  |  | ADB margin - Year 4 | 2.9% | % p.a.
|  |  |  | ADB margin - Year 5 | 2.9% | % p.a.
|  |  |  | ADB margin - Year 6 | 2.9% | % p.a.
|  |  |  | ADB margin - Year 7 | 2.9% | % p.a.
|  |  |  | ADB margin - Year 8 | 2.9% | % p.a.
|  |  |  | ADB margin - Year 9 | 2.9% | % p.a.
|  |  |  | ADB margin - Year 10 | 2.9% | % p.a.
|  |  |  | ADB margin - Year 11 | 2.9% | % p.a.
|  |  |  | ADB margin - Year 12 | 2.9% | % p.a.
|  |  |  | ADB margin - Year 13 | 2.9% | % p.a.
|  |  |  | ADB margin - Year 14 | 2.9% | % p.a.
|  |  |  | ADB margin - Year 15 | 2.9% | % p.a.
|  |  |  | ADB margin - Year 16 | 2.9% | % p.a.
|  |  |  | ADB margin - Year 17 | 2.9% | % p.a.
|  |  |  | ADB margin - Year 18 | 2.9% | % p.a.
|  |  |  | ADB margin - Year 19 | 2.9% | % p.a.
|  |  |  | ADB margin - Year 20 | 2.9% | % p.a.
|  |  |  | ADB margin - Year 21 | 2.9% | % p.a.
|  |  |  | ADB margin - Year 22 | 2.9% | % p.a.
|  |  |  | ADB margin - Year 23 | 2.9% | % p.a.
|  |  |  | ADB margin - Year 24 | 2.9% | % p.a.
|  |  |  | ADB margin - Year 25 | 2.9% | % p.a.
|  |  |  | ADB margin - Year 26 | 0% | % p.a.
|  |  |  | ADB margin - Year 27 | 0% | % p.a.
|  |  |  | ADB margin - Year 28 | 0% | % p.a.
|  |  |  | ADB margin - Year 29 | 0% | % p.a.
|  |  |  | ADB margin - Year 30 | 0% | % p.a.
|  |  |  | ADB margin - Year 31 | 0% | % p.a.
|  |  |  | ADB margin - Year 32 | 0% | % p.a.
|  |  |  | ADB Loan debt service year counter | 0 | year | 0 | 0 | 0 | 0 | 0 | 0 | 0 | 0 | 0 | 0 | 1 | 1 | 2 | 2 | 3 | 3 | 4 | 4 | 5 | 5 | 6 | 6 | 7 | 7 | 8 | 8 | 9 | 9 | 10 | 10 | 11 | 11 | 12 | 12 | 13 | 13 | 14 | 14 | 15 | 15 | 16 | 16 | 17 | 17 | 18 | 18 | 19 | 19 | 0 | 0 | 0 | 0 | 0 | 0 | 0 | 0 | 0 | 0 | 0 | 0 | 0 | 0 | 0 | 0 | 0 | 0 | 0 | 0 | 0 | 0 | 0 | 0 | 0 | 0 | 0 | 0 | 0 | 0 | 0 | 0 | 0 | 0 | 0 | 0 | 0 | 0 | 0 | 0
|  |  |  | ADB Loan debt service period flag | 0 | flag | 38 | 0 | 0 | 0 | 0 | 0 | 0 | 0 | 0 | 0 | 1 | 1 | 1 | 1 | 1 | 1 | 1 | 1 | 1 | 1 | 1 | 1 | 1 | 1 | 1 | 1 | 1 | 1 | 1 | 1 | 1 | 1 | 1 | 1 | 1 | 1 | 1 | 1 | 1 | 1 | 1 | 1 | 1 | 1 | 1 | 1 | 1 | 1 | 0 | 0 | 0 | 0 | 0 | 0 | 0 | 0 | 0 | 0 | 0 | 0 | 0 | 0 | 0 | 0 | 0 | 0 | 0 | 0 | 0 | 0 | 0 | 0 | 0 | 0 | 0 | 0 | 0 | 0 | 0 | 0 | 0 | 0 | 0 | 0 | 0 | 0 | 0 | 0
|  |  |  | Applicable annual ADB Loan margin |  | % p.a. |  |  | 0% | 0% | 0% | 0% | 0% | 0% | 0% | 0% | 2.9% | 2.9% | 2.9% | 2.9% | 2.9% | 2.9% | 2.9% | 2.9% | 2.9% | 2.9% | 2.9% | 2.9% | 2.9% | 2.9% | 2.9% | 2.9% | 2.9% | 2.9% | 2.9% | 2.9% | 2.9% | 2.9% | 2.9% | 2.9% | 2.9% | 2.9% | 2.9% | 2.9% | 2.9% | 2.9% | 2.9% | 2.9% | 2.9% | 2.9% | 2.9% | 2.9% | 2.9% | 2.9% | 0% | 0% | 0% | 0% | 0% | 0% | 0% | 0% | 0% | 0% | 0% | 0% | 0% | 0% | 0% | 0% | 0% | 0% | 0% | 0% | 0% | 0% | 0% | 0% | 0% | 0% | 0% | 0% | 0% | 0% | 0% | 0% | 0% | 0% | 0% | 0% | 0% | 0% | 0% | 0%
All-in-interest rate
|  |  |  | Senior debt day count convention | 360 | days
|  |  |  | Days in ADB Loan debt service period | 0 | days | 6849 | 0 | 0 | 0 | 0 | 0 | 0 | 0 | 0 | 0 | 184 | 181 | 184 | 181 | 184 | 182 | 184 | 181 | 184 | 181 | 184 | 181 | 184 | 182 | 184 | 181 | 184 | 181 | 184 | 181 | 184 | 182 | 184 | 181 | 184 | 181 | 184 | 181 | 184 | 182 | 184 | 181 | 184 | 181 | 184 | 181 | 184 | 91 | 0 | 0 | 0 | 0 | 0 | 0 | 0 | 0 | 0 | 0 | 0 | 0 | 0 | 0 | 0 | 0 | 0 | 0 | 0 | 0 | 0 | 0 | 0 | 0 | 0 | 0 | 0 | 0 | 0 | 0 | 0 | 0 | 0 | 0 | 0 | 0 | 0 | 0 | 0 | 0
|  |  |  | Senior debt service period ppf - adjusted | 0 | factor | 37.2554 | 0 | 0 | 0 | 0 | 0 | 0 | 0 | 0 | 0 | 0.75543 | 1 | 1 | 1 | 1 | 1 | 1 | 1 | 1 | 1 | 1 | 1 | 1 | 1 | 1 | 1 | 1 | 1 | 1 | 1 | 1 | 1 | 1 | 1 | 1 | 1 | 1 | 1 | 1 | 1 | 1 | 1 | 1 | 1 | 1 | 1 | 1 | 0.5 | 0 | 0 | 0 | 0 | 0 | 0 | 0 | 0 | 0 | 0 | 0 | 0 | 0 | 0 | 0 | 0 | 0 | 0 | 0 | 0 | 0 | 0 | 0 | 0 | 0 | 0 | 0 | 0 | 0 | 0 | 0 | 0 | 0 | 0 | 0 | 0 | 0 | 0 | 0 | 0
|  |  |  | First operations period flag | 0 | flag | 1 | 0 | 0 | 0 | 0 | 0 | 0 | 0 | 0 | 0 | 1 | 0 | 0 | 0 | 0 | 0 | 0 | 0 | 0 | 0 | 0 | 0 | 0 | 0 | 0 | 0 | 0 | 0 | 0 | 0 | 0 | 0 | 0 | 0 | 0 | 0 | 0 | 0 | 0 | 0 | 0 | 0 | 0 | 0 | 0 | 0 | 0 | 0 | 0 | 0 | 0 | 0 | 0 | 0 | 0 | 0 | 0 | 0 | 0 | 0 | 0 | 0 | 0 | 0 | 0 | 0 | 0 | 0 | 0 | 0 | 0 | 0 | 0 | 0 | 0 | 0 | 0 | 0 | 0 | 0 | 0 | 0 | 0 | 0 | 0 | 0 | 0 | 0
|  |  |  | ADB Loan repayment period base rate - calculated | 0% | % p.a. | 0% | 0% | 0% | 0% | 0% | 0% | 0% | 0% | 0% | 0% | 3.312% | 3.314% | 3.315% | 3.323% | 3.338% | 3.354% | 3.373% | 3.385% | 3.395% | 3.404% | 3.412% | 3.424% | 3.437% | 3.448% | 3.459% | 3.465% | 3.468% | 3.472% | 3.476% | 3.479% | 3.484% | 3.488% | 3.49% | 3.492% | 3.495% | 3.498% | 3.498% | 3.498% | 3.498% | 3.498% | 3.498% | 3.498% | 3.498% | 3.498% | 3.498% | 3.498% | 3.498% | 3.498% | 0% | 0% | 0% | 0% | 0% | 0% | 0% | 0% | 0% | 0% | 0% | 0% | 0% | 0% | 0% | 0% | 0% | 0% | 0% | 0% | 0% | 0% | 0% | 0% | 0% | 0% | 0% | 0% | 0% | 0% | 0% | 0% | 0% | 0% | 0% | 0% | 0% | 0% | 0% | 0%
|  |  |  | Applicable annual ADB Loan margin | 0% | % p.a. | 0% | 0% | 0% | 0% | 0% | 0% | 0% | 0% | 0% | 0% | 2.9% | 2.9% | 2.9% | 2.9% | 2.9% | 2.9% | 2.9% | 2.9% | 2.9% | 2.9% | 2.9% | 2.9% | 2.9% | 2.9% | 2.9% | 2.9% | 2.9% | 2.9% | 2.9% | 2.9% | 2.9% | 2.9% | 2.9% | 2.9% | 2.9% | 2.9% | 2.9% | 2.9% | 2.9% | 2.9% | 2.9% | 2.9% | 2.9% | 2.9% | 2.9% | 2.9% | 2.9% | 2.9% | 0% | 0% | 0% | 0% | 0% | 0% | 0% | 0% | 0% | 0% | 0% | 0% | 0% | 0% | 0% | 0% | 0% | 0% | 0% | 0% | 0% | 0% | 0% | 0% | 0% | 0% | 0% | 0% | 0% | 0% | 0% | 0% | 0% | 0% | 0% | 0% | 0% | 0% | 0% | 0%
|  |  |  | ADB Loan debt service period flag | 0 | flag | 38 | 0 | 0 | 0 | 0 | 0 | 0 | 0 | 0 | 0 | 1 | 1 | 1 | 1 | 1 | 1 | 1 | 1 | 1 | 1 | 1 | 1 | 1 | 1 | 1 | 1 | 1 | 1 | 1 | 1 | 1 | 1 | 1 | 1 | 1 | 1 | 1 | 1 | 1 | 1 | 1 | 1 | 1 | 1 | 1 | 1 | 1 | 1 | 0 | 0 | 0 | 0 | 0 | 0 | 0 | 0 | 0 | 0 | 0 | 0 | 0 | 0 | 0 | 0 | 0 | 0 | 0 | 0 | 0 | 0 | 0 | 0 | 0 | 0 | 0 | 0 | 0 | 0 | 0 | 0 | 0 | 0 | 0 | 0 | 0 | 0 | 0 | 0
|  |  |  | ADB Loan repayment period interest rate |  | % |  |  | 0% | 0% | 0% | 0% | 0% | 0% | 0% | 0% | 2.399% | 3.124% | 3.177% | 3.129% | 3.189% | 3.162% | 3.206% | 3.16% | 3.217% | 3.169% | 3.226% | 3.179% | 3.239% | 3.209% | 3.25% | 3.2% | 3.255% | 3.204% | 3.259% | 3.207% | 3.263% | 3.229% | 3.266% | 3.214% | 3.268% | 3.217% | 3.27% | 3.217% | 3.27% | 3.235% | 3.27% | 3.217% | 3.27% | 3.217% | 3.27% | 3.217% | 3.27% | 1.617% | 0% | 0% | 0% | 0% | 0% | 0% | 0% | 0% | 0% | 0% | 0% | 0% | 0% | 0% | 0% | 0% | 0% | 0% | 0% | 0% | 0% | 0% | 0% | 0% | 0% | 0% | 0% | 0% | 0% | 0% | 0% | 0% | 0% | 0% | 0% | 0% | 0% | 0% | 0% | 0%
ADB Loan interest
|  |  |  | ADB Loan construction end amount | 26505.2054 | USD 000s
|  |  |  | ADB Loan balance BEG | 0 | USD 000s | 0 | 0 | 0 | 0 | 0 | 0 | 0 | 0 | 0 | 0 | 26505.2054 | 26367.2195 | 25879.8019 | 25321.2286 | 24793.3077 | 24265.2614 | 23775.7679 | 23130.0577 | 22519.3857 | 21844.318 | 21202.5578 | 20515.5119 | 19866.3078 | 19085.7831 | 18344.4535 | 17521.1692 | 16729.7233 | 15862.9268 | 15183.986 | 14446.587 | 13748.0518 | 12958.942 | 12203.2391 | 11370.301 | 10571.2724 | 9846.284 | 9188.1392 | 8382.4972 | 7709.7361 | 6971.1026 | 6260.8995 | 5480.4817 | 4725.7372 | 3899.5083 | 3098.4945 | 2224.2399 | 1374.5355 | 450.7179 | 0.00032639 | 0.00032639 | 0.00032639 | 0.00032639 | 0.00032639 | 0.00032639 | 0.00032639 | 0.00032639 | 0.00032639 | 0.00032639 | 0.00032639 | 0.00032639 | 0.00032639 | 0.00032639 | 0.00032639 | 0.00032639 | 0.00032639 | 0.00032639 | 0.00032639 | 0.00032639 | 0.00032639 | 0.00032639 | 0.00032639 | 0.00032639 | 0.00032639 | 0.00032639 | 0.00032639 | 0.00032639 | 0.00032639 | 0.00032639 | 0.00032639 | 0.00032639 | 0.00032639 | 0.00032639 | 0.00032639 | 0.00032639 | 0.00032639 | 0.00032639 | 0.00032639 | 0.00032639
|  |  |  | First operations period flag | 0 | flag | 1 | 0 | 0 | 0 | 0 | 0 | 0 | 0 | 0 | 0 | 1 | 0 | 0 | 0 | 0 | 0 | 0 | 0 | 0 | 0 | 0 | 0 | 0 | 0 | 0 | 0 | 0 | 0 | 0 | 0 | 0 | 0 | 0 | 0 | 0 | 0 | 0 | 0 | 0 | 0 | 0 | 0 | 0 | 0 | 0 | 0 | 0 | 0 | 0 | 0 | 0 | 0 | 0 | 0 | 0 | 0 | 0 | 0 | 0 | 0 | 0 | 0 | 0 | 0 | 0 | 0 | 0 | 0 | 0 | 0 | 0 | 0 | 0 | 0 | 0 | 0 | 0 | 0 | 0 | 0 | 0 | 0 | 0 | 0 | 0 | 0 | 0 | 0
|  |  |  | ADB Loan balance BEG adjusted for partial period |  | USD 000s |  |  | 0 | 0 | 0 | 0 | 0 | 0 | 0 | 0 | 26505.2054 | 26367.2195 | 25879.8019 | 25321.2286 | 24793.3077 | 24265.2614 | 23775.7679 | 23130.0577 | 22519.3857 | 21844.318 | 21202.5578 | 20515.5119 | 19866.3078 | 19085.7831 | 18344.4535 | 17521.1692 | 16729.7233 | 15862.9268 | 15183.986 | 14446.587 | 13748.0518 | 12958.942 | 12203.2391 | 11370.301 | 10571.2724 | 9846.284 | 9188.1392 | 8382.4972 | 7709.7361 | 6971.1026 | 6260.8995 | 5480.4817 | 4725.7372 | 3899.5083 | 3098.4945 | 2224.2399 | 1374.5355 | 450.7179 | 0.00032639 | 0.00032639 | 0.00032639 | 0.00032639 | 0.00032639 | 0.00032639 | 0.00032639 | 0.00032639 | 0.00032639 | 0.00032639 | 0.00032639 | 0.00032639 | 0.00032639 | 0.00032639 | 0.00032639 | 0.00032639 | 0.00032639 | 0.00032639 | 0.00032639 | 0.00032639 | 0.00032639 | 0.00032639 | 0.00032639 | 0.00032639 | 0.00032639 | 0.00032639 | 0.00032639 | 0.00032639 | 0.00032639 | 0.00032639 | 0.00032639 | 0.00032639 | 0.00032639 | 0.00032639 | 0.00032639 | 0.00032639 | 0.00032639 | 0.00032639 | 0.00032639 | 0.00032639
|  |  |  | ADB Loan repayment period interest rate | 0% | % | 0% | 0% | 0% | 0% | 0% | 0% | 0% | 0% | 0% | 0% | 2.399% | 3.124% | 3.177% | 3.129% | 3.189% | 3.162% | 3.206% | 3.16% | 3.217% | 3.169% | 3.226% | 3.179% | 3.239% | 3.209% | 3.25% | 3.2% | 3.255% | 3.204% | 3.259% | 3.207% | 3.263% | 3.229% | 3.266% | 3.214% | 3.268% | 3.217% | 3.27% | 3.217% | 3.27% | 3.235% | 3.27% | 3.217% | 3.27% | 3.217% | 3.27% | 3.217% | 3.27% | 1.617% | 0% | 0% | 0% | 0% | 0% | 0% | 0% | 0% | 0% | 0% | 0% | 0% | 0% | 0% | 0% | 0% | 0% | 0% | 0% | 0% | 0% | 0% | 0% | 0% | 0% | 0% | 0% | 0% | 0% | 0% | 0% | 0% | 0% | 0% | 0% | 0% | 0% | 0% | 0% | 0%
|  |  |  | ADB Loan balance BEG adjusted for partial period | 0 | USD 000s | 0 | 0 | 0 | 0 | 0 | 0 | 0 | 0 | 0 | 0 | 26505.2054 | 26367.2195 | 25879.8019 | 25321.2286 | 24793.3077 | 24265.2614 | 23775.7679 | 23130.0577 | 22519.3857 | 21844.318 | 21202.5578 | 20515.5119 | 19866.3078 | 19085.7831 | 18344.4535 | 17521.1692 | 16729.7233 | 15862.9268 | 15183.986 | 14446.587 | 13748.0518 | 12958.942 | 12203.2391 | 11370.301 | 10571.2724 | 9846.284 | 9188.1392 | 8382.4972 | 7709.7361 | 6971.1026 | 6260.8995 | 5480.4817 | 4725.7372 | 3899.5083 | 3098.4945 | 2224.2399 | 1374.5355 | 450.7179 | 0.00032639 | 0.00032639 | 0.00032639 | 0.00032639 | 0.00032639 | 0.00032639 | 0.00032639 | 0.00032639 | 0.00032639 | 0.00032639 | 0.00032639 | 0.00032639 | 0.00032639 | 0.00032639 | 0.00032639 | 0.00032639 | 0.00032639 | 0.00032639 | 0.00032639 | 0.00032639 | 0.00032639 | 0.00032639 | 0.00032639 | 0.00032639 | 0.00032639 | 0.00032639 | 0.00032639 | 0.00032639 | 0.00032639 | 0.00032639 | 0.00032639 | 0.00032639 | 0.00032639 | 0.00032639 | 0.00032639 | 0.00032639 | 0.00032639 | 0.00032639 | 0.00032639 | 0.00032639
|  |  |  | ADB Loan interest POS |  | USD 000s | 17528.7721 |  | 0 | 0 | 0 | 0 | 0 | 0 | 0 | 0 | 635.7729 | 823.7588 | 822.1292 | 792.2279 | 790.5347 | 767.2339 | 762.2642 | 730.8726 | 724.5112 | 692.3425 | 683.9844 | 652.2597 | 643.4851 | 612.5397 | 596.2064 | 560.686 | 544.5543 | 508.2333 | 494.7936 | 463.305 | 448.5557 | 418.4804 | 398.5551 | 365.4133 | 345.5194 | 316.7325 | 300.4603 | 269.6458 | 252.1152 | 225.4834 | 204.737 | 176.2946 | 154.5358 | 125.4383 | 101.3235 | 71.5487 | 44.9485 | 7.2893 | 0 | 0 | 0 | 0 | 0 | 0 | 0 | 0 | 0 | 0 | 0 | 0 | 0 | 0 | 0 | 0 | 0 | 0 | 0 | 0 | 0 | 0 | 0 | 0 | 0 | 0 | 0 | 0 | 0 | 0 | 0 | 0 | 0 | 0 | 0 | 0 | 0 | 0 | 0 | 0
|  |  |  | ADB Loan interest |  | USD 000s | -17528.7721 |  | 0 | 0 | 0 | 0 | 0 | 0 | 0 | 0 | -635.7729 | -823.7588 | -822.1292 | -792.2279 | -790.5347 | -767.2339 | -762.2642 | -730.8726 | -724.5112 | -692.3425 | -683.9844 | -652.2597 | -643.4851 | -612.5397 | -596.2064 | -560.686 | -544.5543 | -508.2333 | -494.7936 | -463.305 | -448.5557 | -418.4804 | -398.5551 | -365.4133 | -345.5194 | -316.7325 | -300.4603 | -269.6458 | -252.1152 | -225.4834 | -204.737 | -176.2946 | -154.5358 | -125.4383 | -101.3235 | -71.5487 | -44.9485 | -7.2893 | 0 | 0 | 0 | 0 | 0 | 0 | 0 | 0 | 0 | 0 | 0 | 0 | 0 | 0 | 0 | 0 | 0 | 0 | 0 | 0 | 0 | 0 | 0 | 0 | 0 | 0 | 0 | 0 | 0 | 0 | 0 | 0 | 0 | 0 | 0 | 0 | 0 | 0 | 0 | 0
ADB Loan repayment
ADB Loan repayment - sculpted
|  |  |  | ADB Loan repayment % - active | 0% | % | 0% | 0% | 0% | 0% | 0% | 0% | 0% | 0% | 0% | 0% | 32.43% | 32.43% | 32.43% | 32.43% | 32.43% | 32.43% | 32.43% | 32.43% | 32.43% | 32.43% | 32.43% | 32.43% | 32.43% | 32.43% | 32.43% | 32.43% | 32.43% | 32.43% | 32.43% | 32.43% | 32.43% | 32.43% | 32.43% | 32.43% | 32.43% | 32.43% | 32.43% | 32.43% | 32.43% | 32.43% | 32.43% | 32.43% | 32.43% | 32.43% | 32.43% | 32.43% | 32.43% | 32.43% | 0% | 0% | 0% | 0% | 0% | 0% | 0% | 0% | 0% | 0% | 0% | 0% | 0% | 0% | 0% | 0% | 0% | 0% | 0% | 0% | 0% | 0% | 0% | 0% | 0% | 0% | 0% | 0% | 0% | 0% | 0% | 0% | 0% | 0% | 0% | 0% | 0% | 0% | 0% | 0% | ADB Loan repayment % - active | ADB Loan repayment % - active | ADB Loan repayment % - active | ADB Loan repayment % - active
|  |  |  | Senior debt repayment amount - active | 0 | USD 000s | 79193.2304 | 0 | 0 | 0 | 0 | 0 | 0 | 0 | 0 | 0 | 425.5099 | 1503.0589 | 1722.4832 | 1627.9597 | 1628.3465 | 1509.4606 | 1693.0446 | 1608.2057 | 1797.5187 | 1718.0658 | 1853.4207 | 1760.9196 | 1938.0056 | 1852.4085 | 2084.0155 | 2019.6801 | 2233.3801 | 1742.9557 | 1910.1133 | 1825.0028 | 2081.0183 | 2011.4406 | 2232.1832 | 2160.7742 | 1969.0477 | 1806.2836 | 2462.5972 | 2469.0222 | 2678.9445 | 2586.8176 | 2807.27 | 2721.0609 | 2947.3862 | 2862.6173 | 3094.5591 | 3012.3545 | 3248.1238 | 1588.1741 | 0 | 0 | 0 | 0 | 0 | 0 | 0 | 0 | 0 | 0 | 0 | 0 | 0 | 0 | 0 | 0 | 0 | 0 | 0 | 0 | 0 | 0 | 0 | 0 | 0 | 0 | 0 | 0 | 0 | 0 | 0 | 0 | 0 | 0 | 0 | 0 | 0 | 0 | 0 | 0 | 0 | 0 | 0 | 0
|  |  |  | ADB Loan sculpted repayment - calc |  | USD 000s | 25681.0776 |  | 0 | 0 | 0 | 0 | 0 | 0 | 0 | 0 | 137.986 | 487.4176 | 558.5733 | 527.9209 | 528.0463 | 489.4935 | 549.0268 | 521.515 | 582.9061 | 557.1408 | 601.0342 | 571.0376 | 628.4637 | 600.706 | 675.8124 | 654.9494 | 724.2489 | 565.2122 | 619.4187 | 591.8187 | 674.8404 | 652.2775 | 723.8607 | 700.7039 | 638.5302 | 585.7484 | 798.5802 | 800.6638 | 868.7382 | 838.8629 | 910.352 | 882.3958 | 955.7894 | 928.3003 | 1003.5152 | 976.8576 | 1053.3138 | 515.0191 | 0 | 0 | 0 | 0 | 0 | 0 | 0 | 0 | 0 | 0 | 0 | 0 | 0 | 0 | 0 | 0 | 0 | 0 | 0 | 0 | 0 | 0 | 0 | 0 | 0 | 0 | 0 | 0 | 0 | 0 | 0 | 0 | 0 | 0 | 0 | 0 | 0 | 0 | 0 | 0
|  |  |  | ADB Loan sculpted repayment - calc | 0 | USD 000s | 25681.0776 | 0 | 0 | 0 | 0 | 0 | 0 | 0 | 0 | 0 | 137.986 | 487.4176 | 558.5733 | 527.9209 | 528.0463 | 489.4935 | 549.0268 | 521.515 | 582.9061 | 557.1408 | 601.0342 | 571.0376 | 628.4637 | 600.706 | 675.8124 | 654.9494 | 724.2489 | 565.2122 | 619.4187 | 591.8187 | 674.8404 | 652.2775 | 723.8607 | 700.7039 | 638.5302 | 585.7484 | 798.5802 | 800.6638 | 868.7382 | 838.8629 | 910.352 | 882.3958 | 955.7894 | 928.3003 | 1003.5152 | 976.8576 | 1053.3138 | 515.0191 | 0 | 0 | 0 | 0 | 0 | 0 | 0 | 0 | 0 | 0 | 0 | 0 | 0 | 0 | 0 | 0 | 0 | 0 | 0 | 0 | 0 | 0 | 0 | 0 | 0 | 0 | 0 | 0 | 0 | 0 | 0 | 0 | 0 | 0 | 0 | 0 | 0 | 0 | 0 | 0
|  |  |  | ADB Loan debt service period flag | 0 | flag | 38 | 0 | 0 | 0 | 0 | 0 | 0 | 0 | 0 | 0 | 1 | 1 | 1 | 1 | 1 | 1 | 1 | 1 | 1 | 1 | 1 | 1 | 1 | 1 | 1 | 1 | 1 | 1 | 1 | 1 | 1 | 1 | 1 | 1 | 1 | 1 | 1 | 1 | 1 | 1 | 1 | 1 | 1 | 1 | 1 | 1 | 1 | 1 | 0 | 0 | 0 | 0 | 0 | 0 | 0 | 0 | 0 | 0 | 0 | 0 | 0 | 0 | 0 | 0 | 0 | 0 | 0 | 0 | 0 | 0 | 0 | 0 | 0 | 0 | 0 | 0 | 0 | 0 | 0 | 0 | 0 | 0 | 0 | 0 | 0 | 0 | 0 | 0
|  |  |  | ADB Loan sculpted repayment |  | USD 000s | 25681.0776 |  | 0 | 0 | 0 | 0 | 0 | 0 | 0 | 0 | 137.986 | 487.4176 | 558.5733 | 527.9209 | 528.0463 | 489.4935 | 549.0268 | 521.515 | 582.9061 | 557.1408 | 601.0342 | 571.0376 | 628.4637 | 600.706 | 675.8124 | 654.9494 | 724.2489 | 565.2122 | 619.4187 | 591.8187 | 674.8404 | 652.2775 | 723.8607 | 700.7039 | 638.5302 | 585.7484 | 798.5802 | 800.6638 | 868.7382 | 838.8629 | 910.352 | 882.3958 | 955.7894 | 928.3003 | 1003.5152 | 976.8576 | 1053.3138 | 515.0191 | 0 | 0 | 0 | 0 | 0 | 0 | 0 | 0 | 0 | 0 | 0 | 0 | 0 | 0 | 0 | 0 | 0 | 0 | 0 | 0 | 0 | 0 | 0 | 0 | 0 | 0 | 0 | 0 | 0 | 0 | 0 | 0 | 0 | 0 | 0 | 0 | 0 | 0 | 0 | 0
|  |  |  | ADB Loan balance BEG | 0 | USD 000s | 0 | 0 | 0 | 0 | 0 | 0 | 0 | 0 | 0 | 0 | 26505.2054 | 26367.2195 | 25879.8019 | 25321.2286 | 24793.3077 | 24265.2614 | 23775.7679 | 23130.0577 | 22519.3857 | 21844.318 | 21202.5578 | 20515.5119 | 19866.3078 | 19085.7831 | 18344.4535 | 17521.1692 | 16729.7233 | 15862.9268 | 15183.986 | 14446.587 | 13748.0518 | 12958.942 | 12203.2391 | 11370.301 | 10571.2724 | 9846.284 | 9188.1392 | 8382.4972 | 7709.7361 | 6971.1026 | 6260.8995 | 5480.4817 | 4725.7372 | 3899.5083 | 3098.4945 | 2224.2399 | 1374.5355 | 450.7179 | 0.00032639 | 0.00032639 | 0.00032639 | 0.00032639 | 0.00032639 | 0.00032639 | 0.00032639 | 0.00032639 | 0.00032639 | 0.00032639 | 0.00032639 | 0.00032639 | 0.00032639 | 0.00032639 | 0.00032639 | 0.00032639 | 0.00032639 | 0.00032639 | 0.00032639 | 0.00032639 | 0.00032639 | 0.00032639 | 0.00032639 | 0.00032639 | 0.00032639 | 0.00032639 | 0.00032639 | 0.00032639 | 0.00032639 | 0.00032639 | 0.00032639 | 0.00032639 | 0.00032639 | 0.00032639 | 0.00032639 | 0.00032639 | 0.00032639 | 0.00032639 | 0.00032639 | 0.00032639
|  |  |  | ADB Loan sculpted repayment | 0 | USD 000s | 25681.0776 | 0 | 0 | 0 | 0 | 0 | 0 | 0 | 0 | 0 | 137.986 | 487.4176 | 558.5733 | 527.9209 | 528.0463 | 489.4935 | 549.0268 | 521.515 | 582.9061 | 557.1408 | 601.0342 | 571.0376 | 628.4637 | 600.706 | 675.8124 | 654.9494 | 724.2489 | 565.2122 | 619.4187 | 591.8187 | 674.8404 | 652.2775 | 723.8607 | 700.7039 | 638.5302 | 585.7484 | 798.5802 | 800.6638 | 868.7382 | 838.8629 | 910.352 | 882.3958 | 955.7894 | 928.3003 | 1003.5152 | 976.8576 | 1053.3138 | 515.0191 | 0 | 0 | 0 | 0 | 0 | 0 | 0 | 0 | 0 | 0 | 0 | 0 | 0 | 0 | 0 | 0 | 0 | 0 | 0 | 0 | 0 | 0 | 0 | 0 | 0 | 0 | 0 | 0 | 0 | 0 | 0 | 0 | 0 | 0 | 0 | 0 | 0 | 0 | 0 | 0
|  |  |  | ADB Loan debt service period flag | 0 | flag | 38 | 0 | 0 | 0 | 0 | 0 | 0 | 0 | 0 | 0 | 1 | 1 | 1 | 1 | 1 | 1 | 1 | 1 | 1 | 1 | 1 | 1 | 1 | 1 | 1 | 1 | 1 | 1 | 1 | 1 | 1 | 1 | 1 | 1 | 1 | 1 | 1 | 1 | 1 | 1 | 1 | 1 | 1 | 1 | 1 | 1 | 1 | 1 | 0 | 0 | 0 | 0 | 0 | 0 | 0 | 0 | 0 | 0 | 0 | 0 | 0 | 0 | 0 | 0 | 0 | 0 | 0 | 0 | 0 | 0 | 0 | 0 | 0 | 0 | 0 | 0 | 0 | 0 | 0 | 0 | 0 | 0 | 0 | 0 | 0 | 0 | 0 | 0
|  |  |  | ADB Loan scheduled sculpted repayment |  | USD 000s | 25616.7764 |  | 0 | 0 | 0 | 0 | 0 | 0 | 0 | 0 | 137.986 | 487.4176 | 558.5733 | 527.9209 | 528.0463 | 489.4935 | 549.0268 | 521.515 | 582.9061 | 557.1408 | 601.0342 | 571.0376 | 628.4637 | 600.706 | 675.8124 | 654.9494 | 724.2489 | 565.2122 | 619.4187 | 591.8187 | 674.8404 | 652.2775 | 723.8607 | 700.7039 | 638.5302 | 585.7484 | 798.5802 | 800.6638 | 868.7382 | 838.8629 | 910.352 | 882.3958 | 955.7894 | 928.3003 | 1003.5152 | 976.8576 | 1053.3138 | 450.7179 | 0 | 0 | 0 | 0 | 0 | 0 | 0 | 0 | 0 | 0 | 0 | 0 | 0 | 0 | 0 | 0 | 0 | 0 | 0 | 0 | 0 | 0 | 0 | 0 | 0 | 0 | 0 | 0 | 0 | 0 | 0 | 0 | 0 | 0 | 0 | 0 | 0 | 0 | 0 | 0
|  |  |  | ADB Loan construction end amount | 26505.2054 | USD 000s
|  |  |  | ADB Loan scheduled sculpted repayment | 0 | USD 000s | 25616.7764 | 0 | 0 | 0 | 0 | 0 | 0 | 0 | 0 | 0 | 137.986 | 487.4176 | 558.5733 | 527.9209 | 528.0463 | 489.4935 | 549.0268 | 521.515 | 582.9061 | 557.1408 | 601.0342 | 571.0376 | 628.4637 | 600.706 | 675.8124 | 654.9494 | 724.2489 | 565.2122 | 619.4187 | 591.8187 | 674.8404 | 652.2775 | 723.8607 | 700.7039 | 638.5302 | 585.7484 | 798.5802 | 800.6638 | 868.7382 | 838.8629 | 910.352 | 882.3958 | 955.7894 | 928.3003 | 1003.5152 | 976.8576 | 1053.3138 | 450.7179 | 0 | 0 | 0 | 0 | 0 | 0 | 0 | 0 | 0 | 0 | 0 | 0 | 0 | 0 | 0 | 0 | 0 | 0 | 0 | 0 | 0 | 0 | 0 | 0 | 0 | 0 | 0 | 0 | 0 | 0 | 0 | 0 | 0 | 0 | 0 | 0 | 0 | 0 | 0 | 0
|  |  |  | ADB Loan sculpted rpmt % profile - calc |  | % | 96.65% |  | 0% | 0% | 0% | 0% | 0% | 0% | 0% | 0% | 0.5206% | 1.839% | 2.107% | 1.992% | 1.992% | 1.847% | 2.071% | 1.968% | 2.199% | 2.102% | 2.268% | 2.154% | 2.371% | 2.266% | 2.55% | 2.471% | 2.732% | 2.132% | 2.337% | 2.233% | 2.546% | 2.461% | 2.731% | 2.644% | 2.409% | 2.21% | 3.013% | 3.021% | 3.278% | 3.165% | 3.435% | 3.329% | 3.606% | 3.502% | 3.786% | 3.686% | 3.974% | 1.7% | 0% | 0% | 0% | 0% | 0% | 0% | 0% | 0% | 0% | 0% | 0% | 0% | 0% | 0% | 0% | 0% | 0% | 0% | 0% | 0% | 0% | 0% | 0% | 0% | 0% | 0% | 0% | 0% | 0% | 0% | 0% | 0% | 0% | 0% | 0% | 0% | 0% | 0% | 0% | 0%
|  |  |  | Delay in construction - sensitivity | 0 | months
|  |  |  | ADB loan sculpted rpmt % profile - Base Case - Historic | 0% | % | 87.5% | 0% | 0% | 0% | 0% | 0% | 0% | 0% | 0% | 0% | 0.5206% | 1.839% | 2.107% | 1.992% | 1.992% | 1.847% | 2.071% | 1.954% | 2.173% | 2.062% | 2.213% | 2.086% | 2.287% | 2.157% | 2.414% | 2.31% | 2.542% | 1.917% | 2.092% | 1.965% | 2.247% | 2.135% | 2.373% | 2.263% | 1.994% | 1.776% | 2.543% | 2.538% | 2.787% | 2.679% | 2.944% | 2.848% | 3.117% | 3.022% | 3.298% | 3.206% | 3.485% | 1.7% | 0% | 0% | 0% | 0% | 0% | 0% | 0% | 0% | 0% | 0% | 0% | 0% | 0% | 0% | 0% | 0% | 0% | 0% | 0% | 0% | 0% | 0% | 0% | 0% | 0% | 0% | 0% | 0% | 0% | 0% | 0% | 0% | 0% | 0% | 0% | 0% | 0% | 0% | 0% | 0%
|  |  |  | Delay period flag | 0 | flag | 0 | 0 | 0 | 0 | 0 | 0 | 0 | 0 | 0 | 0 | 0 | 0 | 0 | 0 | 0 | 0 | 0 | 0 | 0 | 0 | 0 | 0 | 0 | 0 | 0 | 0 | 0 | 0 | 0 | 0 | 0 | 0 | 0 | 0 | 0 | 0 | 0 | 0 | 0 | 0 | 0 | 0 | 0 | 0 | 0 | 0 | 0 | 0 | 0 | 0 | 0 | 0 | 0 | 0 | 0 | 0 | 0 | 0 | 0 | 0 | 0 | 0 | 0 | 0 | 0 | 0 | 0 | 0 | 0 | 0 | 0 | 0 | 0 | 0 | 0 | 0 | 0 | 0 | 0 | 0 | 0 | 0 | 0 | 0 | 0 | 0 | 0 | 0
|  |  |  | ADB Loan sculpted rpmt % profile - delay case |  | % | 87.5% |  | 0% | 0% | 0% | 0% | 0% | 0% | 0% | 0% | 0.5206% | 1.839% | 2.107% | 1.992% | 1.992% | 1.847% | 2.071% | 1.954% | 2.173% | 2.062% | 2.213% | 2.086% | 2.287% | 2.157% | 2.414% | 2.31% | 2.542% | 1.917% | 2.092% | 1.965% | 2.247% | 2.135% | 2.373% | 2.263% | 1.994% | 1.776% | 2.543% | 2.538% | 2.787% | 2.679% | 2.944% | 2.848% | 3.117% | 3.022% | 3.298% | 3.206% | 3.485% | 1.7% | 0% | 0% | 0% | 0% | 0% | 0% | 0% | 0% | 0% | 0% | 0% | 0% | 0% | 0% | 0% | 0% | 0% | 0% | 0% | 0% | 0% | 0% | 0% | 0% | 0% | 0% | 0% | 0% | 0% | 0% | 0% | 0% | 0% | 0% | 0% | 0% | 0% | 0% | 0% | 0%
|  |  |  | Debt repayment profiles - calculated vs hardcoded - sensitized | 0 | 1 = calculated , 0 = hold rpmt profiles unchanged
|  |  |  | Delay in construction - sensitivity | 0 | months
|  |  |  | ADB Loan sculpted rpmt % profile - calc | 0% | % | 96.65% | 0% | 0% | 0% | 0% | 0% | 0% | 0% | 0% | 0% | 0.5206% | 1.839% | 2.107% | 1.992% | 1.992% | 1.847% | 2.071% | 1.968% | 2.199% | 2.102% | 2.268% | 2.154% | 2.371% | 2.266% | 2.55% | 2.471% | 2.732% | 2.132% | 2.337% | 2.233% | 2.546% | 2.461% | 2.731% | 2.644% | 2.409% | 2.21% | 3.013% | 3.021% | 3.278% | 3.165% | 3.435% | 3.329% | 3.606% | 3.502% | 3.786% | 3.686% | 3.974% | 1.7% | 0% | 0% | 0% | 0% | 0% | 0% | 0% | 0% | 0% | 0% | 0% | 0% | 0% | 0% | 0% | 0% | 0% | 0% | 0% | 0% | 0% | 0% | 0% | 0% | 0% | 0% | 0% | 0% | 0% | 0% | 0% | 0% | 0% | 0% | 0% | 0% | 0% | 0% | 0% | 0%
|  |  |  | ADB loan sculpted rpmt % profile - Base Case - Historic | 0% | % | 87.5% | 0% | 0% | 0% | 0% | 0% | 0% | 0% | 0% | 0% | 0.5206% | 1.839% | 2.107% | 1.992% | 1.992% | 1.847% | 2.071% | 1.954% | 2.173% | 2.062% | 2.213% | 2.086% | 2.287% | 2.157% | 2.414% | 2.31% | 2.542% | 1.917% | 2.092% | 1.965% | 2.247% | 2.135% | 2.373% | 2.263% | 1.994% | 1.776% | 2.543% | 2.538% | 2.787% | 2.679% | 2.944% | 2.848% | 3.117% | 3.022% | 3.298% | 3.206% | 3.485% | 1.7% | 0% | 0% | 0% | 0% | 0% | 0% | 0% | 0% | 0% | 0% | 0% | 0% | 0% | 0% | 0% | 0% | 0% | 0% | 0% | 0% | 0% | 0% | 0% | 0% | 0% | 0% | 0% | 0% | 0% | 0% | 0% | 0% | 0% | 0% | 0% | 0% | 0% | 0% | 0% | 0%
|  |  |  | ADB Loan sculpted rpmt % profile - delay case | 0% | % | 87.5% | 0% | 0% | 0% | 0% | 0% | 0% | 0% | 0% | 0% | 0.5206% | 1.839% | 2.107% | 1.992% | 1.992% | 1.847% | 2.071% | 1.954% | 2.173% | 2.062% | 2.213% | 2.086% | 2.287% | 2.157% | 2.414% | 2.31% | 2.542% | 1.917% | 2.092% | 1.965% | 2.247% | 2.135% | 2.373% | 2.263% | 1.994% | 1.776% | 2.543% | 2.538% | 2.787% | 2.679% | 2.944% | 2.848% | 3.117% | 3.022% | 3.298% | 3.206% | 3.485% | 1.7% | 0% | 0% | 0% | 0% | 0% | 0% | 0% | 0% | 0% | 0% | 0% | 0% | 0% | 0% | 0% | 0% | 0% | 0% | 0% | 0% | 0% | 0% | 0% | 0% | 0% | 0% | 0% | 0% | 0% | 0% | 0% | 0% | 0% | 0% | 0% | 0% | 0% | 0% | 0% | 0%
|  |  |  | ADB Loan sculpted repayment profile |  | % | 87.5% |  | 0% | 0% | 0% | 0% | 0% | 0% | 0% | 0% | 0.5206% | 1.839% | 2.107% | 1.992% | 1.992% | 1.847% | 2.071% | 1.954% | 2.173% | 2.062% | 2.213% | 2.086% | 2.287% | 2.157% | 2.414% | 2.31% | 2.542% | 1.917% | 2.092% | 1.965% | 2.247% | 2.135% | 2.373% | 2.263% | 1.994% | 1.776% | 2.543% | 2.538% | 2.787% | 2.679% | 2.944% | 2.848% | 3.117% | 3.022% | 3.298% | 3.206% | 3.485% | 1.7% | 0% | 0% | 0% | 0% | 0% | 0% | 0% | 0% | 0% | 0% | 0% | 0% | 0% | 0% | 0% | 0% | 0% | 0% | 0% | 0% | 0% | 0% | 0% | 0% | 0% | 0% | 0% | 0% | 0% | 0% | 0% | 0% | 0% | 0% | 0% | 0% | 0% | 0% | 0% | 0%
|  |  |  | ADB Loan construction end amount | 26505.2054 | USD 000s
|  |  |  | ADB Loan sculpted repayment profile | 0% | % | 87.5% | 0% | 0% | 0% | 0% | 0% | 0% | 0% | 0% | 0% | 0.5206% | 1.839% | 2.107% | 1.992% | 1.992% | 1.847% | 2.071% | 1.954% | 2.173% | 2.062% | 2.213% | 2.086% | 2.287% | 2.157% | 2.414% | 2.31% | 2.542% | 1.917% | 2.092% | 1.965% | 2.247% | 2.135% | 2.373% | 2.263% | 1.994% | 1.776% | 2.543% | 2.538% | 2.787% | 2.679% | 2.944% | 2.848% | 3.117% | 3.022% | 3.298% | 3.206% | 3.485% | 1.7% | 0% | 0% | 0% | 0% | 0% | 0% | 0% | 0% | 0% | 0% | 0% | 0% | 0% | 0% | 0% | 0% | 0% | 0% | 0% | 0% | 0% | 0% | 0% | 0% | 0% | 0% | 0% | 0% | 0% | 0% | 0% | 0% | 0% | 0% | 0% | 0% | 0% | 0% | 0% | 0%
|  |  |  | ADB Loan sculpted repayment |  | USD 000s | 23192.0545 |  | 0 | 0 | 0 | 0 | 0 | 0 | 0 | 0 | 137.986 | 487.4176 | 558.5733 | 527.9209 | 528.0463 | 489.4935 | 549.0268 | 517.9957 | 575.8528 | 546.5035 | 586.5785 | 552.9439 | 606.1881 | 571.8443 | 639.8129 | 612.3557 | 673.8609 | 508.114 | 554.5804 | 520.9059 | 595.4638 | 565.9518 | 629.0479 | 599.738 | 528.5693 | 470.6928 | 674.0931 | 672.7611 | 738.6335 | 710.2031 | 780.4178 | 754.7445 | 826.2289 | 801.0138 | 874.2546 | 849.7044 | 923.8177 | 450.7175 | 0 | 0 | 0 | 0 | 0 | 0 | 0 | 0 | 0 | 0 | 0 | 0 | 0 | 0 | 0 | 0 | 0 | 0 | 0 | 0 | 0 | 0 | 0 | 0 | 0 | 0 | 0 | 0 | 0 | 0 | 0 | 0 | 0 | 0 | 0 | 0 | 0 | 0 | 0 | 0
ADB Loan repayment - bullet repayment
|  |  |  | ADB Loan construction end amount | 26505.2054 | USD 000s
|  |  |  | ADB Loan repayment period flag | 0 | flag | 38 | 0 | 0 | 0 | 0 | 0 | 0 | 0 | 0 | 0 | 1 | 1 | 1 | 1 | 1 | 1 | 1 | 1 | 1 | 1 | 1 | 1 | 1 | 1 | 1 | 1 | 1 | 1 | 1 | 1 | 1 | 1 | 1 | 1 | 1 | 1 | 1 | 1 | 1 | 1 | 1 | 1 | 1 | 1 | 1 | 1 | 1 | 1 | 0 | 0 | 0 | 0 | 0 | 0 | 0 | 0 | 0 | 0 | 0 | 0 | 0 | 0 | 0 | 0 | 0 | 0 | 0 | 0 | 0 | 0 | 0 | 0 | 0 | 0 | 0 | 0 | 0 | 0 | 0 | 0 | 0 | 0 | 0 | 0 | 0 | 0 | 0 | 0
|  |  |  | ADB Loan repayment profile - bullet | 0% | % | 0% | 0% | bar: 1 to 86
|  |  |  | ADB Loan repayment - bullet |  | USD 000s | 0 |  | 0 | 0 | 0 | 0 | 0 | 0 | 0 | 0 | 0 | 0 | 0 | 0 | 0 | 0 | 0 | 0 | 0 | 0 | 0 | 0 | 0 | 0 | 0 | 0 | 0 | 0 | 0 | 0 | 0 | 0 | 0 | 0 | 0 | 0 | 0 | 0 | 0 | 0 | 0 | 0 | 0 | 0 | 0 | 0 | 0 | 0 | 0 | 0 | 0 | 0 | 0 | 0 | 0 | 0 | 0 | 0 | 0 | 0 | 0 | 0 | 0 | 0 | 0 | 0 | 0 | 0 | 0 | 0 | 0 | 0 | 0 | 0 | 0 | 0 | 0 | 0 | 0 | 0 | 0 | 0 | 0 | 0 | 0 | 0 | 0 | 0
ADB Loan repayment - linear
|  |  |  | ADB Loan repayment period flag | 0 | flag | 38 | 0 | 0 | 0 | 0 | 0 | 0 | 0 | 0 | 0 | 1 | 1 | 1 | 1 | 1 | 1 | 1 | 1 | 1 | 1 | 1 | 1 | 1 | 1 | 1 | 1 | 1 | 1 | 1 | 1 | 1 | 1 | 1 | 1 | 1 | 1 | 1 | 1 | 1 | 1 | 1 | 1 | 1 | 1 | 1 | 1 | 1 | 1 | 0 | 0 | 0 | 0 | 0 | 0 | 0 | 0 | 0 | 0 | 0 | 0 | 0 | 0 | 0 | 0 | 0 | 0 | 0 | 0 | 0 | 0 | 0 | 0 | 0 | 0 | 0 | 0 | 0 | 0 | 0 | 0 | 0 | 0 | 0 | 0 | 0 | 0 | 0 | 0
|  |  |  | ADB Loan service period - total periods | 38 | periods
|  |  |  | ADB Loan construction end amount | 26505.2054 | USD 000s
|  |  |  | ADB Loan service period - total periods | 38 | periods
|  |  |  | ADB Loan repayment - periodic linear amount | 697.5054 | USD 000s
|  |  |  | ADB Loan repayment - periodic linear amount | 697.5054 | USD 000s
|  |  |  | ADB Loan repayment period flag | 0 | flag | 38 | 0 | 0 | 0 | 0 | 0 | 0 | 0 | 0 | 0 | 1 | 1 | 1 | 1 | 1 | 1 | 1 | 1 | 1 | 1 | 1 | 1 | 1 | 1 | 1 | 1 | 1 | 1 | 1 | 1 | 1 | 1 | 1 | 1 | 1 | 1 | 1 | 1 | 1 | 1 | 1 | 1 | 1 | 1 | 1 | 1 | 1 | 1 | 0 | 0 | 0 | 0 | 0 | 0 | 0 | 0 | 0 | 0 | 0 | 0 | 0 | 0 | 0 | 0 | 0 | 0 | 0 | 0 | 0 | 0 | 0 | 0 | 0 | 0 | 0 | 0 | 0 | 0 | 0 | 0 | 0 | 0 | 0 | 0 | 0 | 0 | 0 | 0
|  |  |  | ADB Loan repayment - linear |  | USD 000s | 26505.2054 |  | 0 | 0 | 0 | 0 | 0 | 0 | 0 | 0 | 697.5054 | 697.5054 | 697.5054 | 697.5054 | 697.5054 | 697.5054 | 697.5054 | 697.5054 | 697.5054 | 697.5054 | 697.5054 | 697.5054 | 697.5054 | 697.5054 | 697.5054 | 697.5054 | 697.5054 | 697.5054 | 697.5054 | 697.5054 | 697.5054 | 697.5054 | 697.5054 | 697.5054 | 697.5054 | 697.5054 | 697.5054 | 697.5054 | 697.5054 | 697.5054 | 697.5054 | 697.5054 | 697.5054 | 697.5054 | 697.5054 | 697.5054 | 697.5054 | 697.5054 | 0 | 0 | 0 | 0 | 0 | 0 | 0 | 0 | 0 | 0 | 0 | 0 | 0 | 0 | 0 | 0 | 0 | 0 | 0 | 0 | 0 | 0 | 0 | 0 | 0 | 0 | 0 | 0 | 0 | 0 | 0 | 0 | 0 | 0 | 0 | 0 | 0 | 0 | 0 | 0
ADB Loan repayment - mortgage style
|  |  |  | ADB Loan service period - total periods | 38 | periods
|  |  |  | ADB Loan debt repayment period counter | 0 | period | 0 | 0 | 0 | 0 | 0 | 0 | 0 | 0 | 0 | 0 | 1 | 2 | 3 | 4 | 5 | 6 | 7 | 8 | 9 | 10 | 11 | 12 | 13 | 14 | 15 | 16 | 17 | 18 | 19 | 20 | 21 | 22 | 23 | 24 | 25 | 26 | 27 | 28 | 29 | 30 | 31 | 32 | 33 | 34 | 35 | 36 | 37 | 38 | 38 | 38 | 38 | 38 | 38 | 38 | 38 | 38 | 38 | 38 | 38 | 38 | 38 | 38 | 38 | 38 | 38 | 38 | 38 | 38 | 38 | 38 | 38 | 38 | 38 | 38 | 38 | 38 | 38 | 38 | 38 | 38 | 38 | 38 | 38 | 38 | 38 | 38 | 38 | 38
|  |  |  | ADB Loan service remaining periods |  | period |  |  | 0 | 0 | 0 | 0 | 0 | 0 | 0 | 0 | 38 | 37 | 36 | 35 | 34 | 33 | 32 | 31 | 30 | 29 | 28 | 27 | 26 | 25 | 24 | 23 | 22 | 21 | 20 | 19 | 18 | 17 | 16 | 15 | 14 | 13 | 12 | 11 | 10 | 9 | 8 | 7 | 6 | 5 | 4 | 3 | 2 | 1 | 1 | 1 | 1 | 1 | 1 | 1 | 1 | 1 | 1 | 1 | 1 | 1 | 1 | 1 | 1 | 1 | 1 | 1 | 1 | 1 | 1 | 1 | 1 | 1 | 1 | 1 | 1 | 1 | 1 | 1 | 1 | 1 | 1 | 1 | 1 | 1 | 1 | 1 | 1 | 1
|  |  |  | ADB Loan service remaining periods | 0 | period | 0 | 0 | 0 | 0 | 0 | 0 | 0 | 0 | 0 | 0 | 38 | 37 | 36 | 35 | 34 | 33 | 32 | 31 | 30 | 29 | 28 | 27 | 26 | 25 | 24 | 23 | 22 | 21 | 20 | 19 | 18 | 17 | 16 | 15 | 14 | 13 | 12 | 11 | 10 | 9 | 8 | 7 | 6 | 5 | 4 | 3 | 2 | 1 | 1 | 1 | 1 | 1 | 1 | 1 | 1 | 1 | 1 | 1 | 1 | 1 | 1 | 1 | 1 | 1 | 1 | 1 | 1 | 1 | 1 | 1 | 1 | 1 | 1 | 1 | 1 | 1 | 1 | 1 | 1 | 1 | 1 | 1 | 1 | 1 | 1 | 1 | 1 | 1
|  |  |  | ADB Loan balance BEG | 0 | USD 000s | 0 | 0 | 0 | 0 | 0 | 0 | 0 | 0 | 0 | 0 | 26505.2054 | 26367.2195 | 25879.8019 | 25321.2286 | 24793.3077 | 24265.2614 | 23775.7679 | 23130.0577 | 22519.3857 | 21844.318 | 21202.5578 | 20515.5119 | 19866.3078 | 19085.7831 | 18344.4535 | 17521.1692 | 16729.7233 | 15862.9268 | 15183.986 | 14446.587 | 13748.0518 | 12958.942 | 12203.2391 | 11370.301 | 10571.2724 | 9846.284 | 9188.1392 | 8382.4972 | 7709.7361 | 6971.1026 | 6260.8995 | 5480.4817 | 4725.7372 | 3899.5083 | 3098.4945 | 2224.2399 | 1374.5355 | 450.7179 | 0.00032639 | 0.00032639 | 0.00032639 | 0.00032639 | 0.00032639 | 0.00032639 | 0.00032639 | 0.00032639 | 0.00032639 | 0.00032639 | 0.00032639 | 0.00032639 | 0.00032639 | 0.00032639 | 0.00032639 | 0.00032639 | 0.00032639 | 0.00032639 | 0.00032639 | 0.00032639 | 0.00032639 | 0.00032639 | 0.00032639 | 0.00032639 | 0.00032639 | 0.00032639 | 0.00032639 | 0.00032639 | 0.00032639 | 0.00032639 | 0.00032639 | 0.00032639 | 0.00032639 | 0.00032639 | 0.00032639 | 0.00032639 | 0.00032639 | 0.00032639 | 0.00032639 | 0.00032639
|  |  |  | ADB Loan repayment period interest rate | 0% | % | 0% | 0% | 0% | 0% | 0% | 0% | 0% | 0% | 0% | 0% | 2.399% | 3.124% | 3.177% | 3.129% | 3.189% | 3.162% | 3.206% | 3.16% | 3.217% | 3.169% | 3.226% | 3.179% | 3.239% | 3.209% | 3.25% | 3.2% | 3.255% | 3.204% | 3.259% | 3.207% | 3.263% | 3.229% | 3.266% | 3.214% | 3.268% | 3.217% | 3.27% | 3.217% | 3.27% | 3.235% | 3.27% | 3.217% | 3.27% | 3.217% | 3.27% | 3.217% | 3.27% | 1.617% | 0% | 0% | 0% | 0% | 0% | 0% | 0% | 0% | 0% | 0% | 0% | 0% | 0% | 0% | 0% | 0% | 0% | 0% | 0% | 0% | 0% | 0% | 0% | 0% | 0% | 0% | 0% | 0% | 0% | 0% | 0% | 0% | 0% | 0% | 0% | 0% | 0% | 0% | 0% | 0%
|  |  |  | ADB Loan service - mortgage style |  | USD 000s | 38677.2472 |  | 0 | 0 | 0 | 0 | 0 | 0 | 0 | 0 | 1070.813 | 1212.0823 | 1216.8567 | 1200.6809 | 1205.0504 | 1195.0444 | 1199.0549 | 1181.1409 | 1181.4248 | 1162.8065 | 1161.3927 | 1143.3752 | 1142.0834 | 1121.787 | 1112.5785 | 1087.8158 | 1076.7464 | 1049.3772 | 1045.1644 | 1027.1459 | 1021.9343 | 1002.525 | 991.3716 | 967.2374 | 953.0455 | 938.7237 | 938.0046 | 916.8702 | 916.3181 | 905.1451 | 902.0955 | 886.8526 | 880.1844 | 856.7526 | 838.9694 | 789.6158 | 721.1599 | 458.0072 | 0.00032639 | 0.00032639 | 0.00032639 | 0.00032639 | 0.00032639 | 0.00032639 | 0.00032639 | 0.00032639 | 0.00032639 | 0.00032639 | 0.00032639 | 0.00032639 | 0.00032639 | 0.00032639 | 0.00032639 | 0.00032639 | 0.00032639 | 0.00032639 | 0.00032639 | 0.00032639 | 0.00032639 | 0.00032639 | 0.00032639 | 0.00032639 | 0.00032639 | 0.00032639 | 0.00032639 | 0.00032639 | 0.00032639 | 0.00032639 | 0.00032639 | 0.00032639 | 0.00032639 | 0.00032639 | 0.00032639 | 0.00032639 | 0.00032639 | 0.00032639 | 0.00032639 | 0.00032639
|  |  |  | ADB Loan service - mortgage style | 0 | USD 000s | 38677.2472 | 0 | 0 | 0 | 0 | 0 | 0 | 0 | 0 | 0 | 1070.813 | 1212.0823 | 1216.8567 | 1200.6809 | 1205.0504 | 1195.0444 | 1199.0549 | 1181.1409 | 1181.4248 | 1162.8065 | 1161.3927 | 1143.3752 | 1142.0834 | 1121.787 | 1112.5785 | 1087.8158 | 1076.7464 | 1049.3772 | 1045.1644 | 1027.1459 | 1021.9343 | 1002.525 | 991.3716 | 967.2374 | 953.0455 | 938.7237 | 938.0046 | 916.8702 | 916.3181 | 905.1451 | 902.0955 | 886.8526 | 880.1844 | 856.7526 | 838.9694 | 789.6158 | 721.1599 | 458.0072 | 0.00032639 | 0.00032639 | 0.00032639 | 0.00032639 | 0.00032639 | 0.00032639 | 0.00032639 | 0.00032639 | 0.00032639 | 0.00032639 | 0.00032639 | 0.00032639 | 0.00032639 | 0.00032639 | 0.00032639 | 0.00032639 | 0.00032639 | 0.00032639 | 0.00032639 | 0.00032639 | 0.00032639 | 0.00032639 | 0.00032639 | 0.00032639 | 0.00032639 | 0.00032639 | 0.00032639 | 0.00032639 | 0.00032639 | 0.00032639 | 0.00032639 | 0.00032639 | 0.00032639 | 0.00032639 | 0.00032639 | 0.00032639 | 0.00032639 | 0.00032639 | 0.00032639 | 0.00032639
|  |  |  | ADB Loan interest POS | 0 | USD 000s | 17528.7721 | 0 | 0 | 0 | 0 | 0 | 0 | 0 | 0 | 0 | 635.7729 | 823.7588 | 822.1292 | 792.2279 | 790.5347 | 767.2339 | 762.2642 | 730.8726 | 724.5112 | 692.3425 | 683.9844 | 652.2597 | 643.4851 | 612.5397 | 596.2064 | 560.686 | 544.5543 | 508.2333 | 494.7936 | 463.305 | 448.5557 | 418.4804 | 398.5551 | 365.4133 | 345.5194 | 316.7325 | 300.4603 | 269.6458 | 252.1152 | 225.4834 | 204.737 | 176.2946 | 154.5358 | 125.4383 | 101.3235 | 71.5487 | 44.9485 | 7.2893 | 0 | 0 | 0 | 0 | 0 | 0 | 0 | 0 | 0 | 0 | 0 | 0 | 0 | 0 | 0 | 0 | 0 | 0 | 0 | 0 | 0 | 0 | 0 | 0 | 0 | 0 | 0 | 0 | 0 | 0 | 0 | 0 | 0 | 0 | 0 | 0 | 0 | 0 | 0 | 0
|  |  |  | ADB Loan repayment - mortgage style |  | USD 000s | 21148.4752 |  | 0 | 0 | 0 | 0 | 0 | 0 | 0 | 0 | 435.0402 | 388.3235 | 394.7275 | 408.453 | 414.5157 | 427.8105 | 436.7907 | 450.2683 | 456.9135 | 470.4639 | 477.4083 | 491.1155 | 498.5984 | 509.2473 | 516.3722 | 527.1298 | 532.1921 | 541.1439 | 550.3708 | 563.8409 | 573.3787 | 584.0446 | 592.8165 | 601.8241 | 607.5261 | 621.9912 | 637.5443 | 647.2243 | 664.2029 | 679.6617 | 697.3585 | 710.558 | 725.6486 | 731.3143 | 737.6459 | 718.067 | 676.2114 | 450.7179 | 0.00032639 | 0.00032639 | 0.00032639 | 0.00032639 | 0.00032639 | 0.00032639 | 0.00032639 | 0.00032639 | 0.00032639 | 0.00032639 | 0.00032639 | 0.00032639 | 0.00032639 | 0.00032639 | 0.00032639 | 0.00032639 | 0.00032639 | 0.00032639 | 0.00032639 | 0.00032639 | 0.00032639 | 0.00032639 | 0.00032639 | 0.00032639 | 0.00032639 | 0.00032639 | 0.00032639 | 0.00032639 | 0.00032639 | 0.00032639 | 0.00032639 | 0.00032639 | 0.00032639 | 0.00032639 | 0.00032639 | 0.00032639 | 0.00032639 | 0.00032639 | 0.00032639 | 0.00032639
ADB Loan repayment - mortgage style (with sculpted profiles debt for comparison)
|  |  |  | ADB Loan construction end amount | 26505.2054 | USD 000s
|  |  |  | End of construction / conversion date flag | 0 | flag | 1 | 0 | 0 | 0 | 0 | 0 | 0 | 0 | 0 | 1 | 0 | 0 | 0 | 0 | 0 | 0 | 0 | 0 | 0 | 0 | 0 | 0 | 0 | 0 | 0 | 0 | 0 | 0 | 0 | 0 | 0 | 0 | 0 | 0 | 0 | 0 | 0 | 0 | 0 | 0 | 0 | 0 | 0 | 0 | 0 | 0 | 0 | 0 | 0 | 0 | 0 | 0 | 0 | 0 | 0 | 0 | 0 | 0 | 0 | 0 | 0 | 0 | 0 | 0 | 0 | 0 | 0 | 0 | 0 | 0 | 0 | 0 | 0 | 0 | 0 | 0 | 0 | 0 | 0 | 0 | 0 | 0 | 0 | 0 | 0 | 0 | 0 | 0
|  |  |  | ADB loan - notional mortgage style debt balance BEG |  | USD 000s |  |  | 0 | 0 | 0 | 0 | 0 | 0 | 0 | 0 | 26505.2054 | 26070.1653 | 25686.2166 | 25294.4417 | 24886.4209 | 24470.3484 | 24038.9221 | 23597.2969 | 23137.9329 | 22668.4692 | 22180.2554 | 21680.8328 | 21161.821 | 20630.7083 | 20080.2392 | 19515.0069 | 18927.8919 | 18325.7734 | 17700.6125 | 17059.022 | 16393.2195 | 15709.521 | 15001.511 | 14272.7583 | 13517.3086 | 12740.4752 | 11935.6576 | 11107.4692 | 10249.8459 | 9366.8096 | 8453.5736 | 7511.9882 | 6538.0404 | 5534.1081 | 4496.2408 | 3425.8392 | 2319.8514 | 1178.5859 | 0 | 0 | 0 | 0 | 0 | 0 | 0 | 0 | 0 | 0 | 0 | 0 | 0 | 0 | 0 | 0 | 0 | 0 | 0 | 0 | 0 | 0 | 0 | 0 | 0 | 0 | 0 | 0 | 0 | 0 | 0 | 0 | 0 | 0 | 0 | 0 | 0 | 0 | 0 | 0
|  |  |  | Notional principal repayment on mortgage style debt | 0 | USD 000s | 26505.2054 | 0 | 0 | 0 | 0 | 0 | 0 | 0 | 0 | 0 | 435.0402 | 383.9486 | 391.7749 | 408.0209 | 416.0725 | 431.4263 | 441.6252 | 459.364 | 469.4637 | 488.2138 | 499.4226 | 519.0118 | 531.1128 | 550.4691 | 565.2323 | 587.1151 | 602.1184 | 625.1609 | 641.5905 | 665.8025 | 683.6985 | 708.01 | 728.7527 | 755.4497 | 776.8334 | 804.8177 | 828.1884 | 857.6232 | 883.0364 | 913.236 | 941.5854 | 973.9478 | 1003.9323 | 1037.8673 | 1070.4016 | 1105.9878 | 1141.2655 | 1178.5859 | 0 | 0 | 0 | 0 | 0 | 0 | 0 | 0 | 0 | 0 | 0 | 0 | 0 | 0 | 0 | 0 | 0 | 0 | 0 | 0 | 0 | 0 | 0 | 0 | 0 | 0 | 0 | 0 | 0 | 0 | 0 | 0 | 0 | 0 | 0 | 0 | 0 | 0 | 0 | 0
|  |  |  | ADB loan - notional mortgage style debt balance |  | USD 000s |  |  | 0 | 0 | 0 | 0 | 0 | 0 | 0 | 26505.2054 | 26070.1653 | 25686.2166 | 25294.4417 | 24886.4209 | 24470.3484 | 24038.9221 | 23597.2969 | 23137.9329 | 22668.4692 | 22180.2554 | 21680.8328 | 21161.821 | 20630.7083 | 20080.2392 | 19515.0069 | 18927.8919 | 18325.7734 | 17700.6125 | 17059.022 | 16393.2195 | 15709.521 | 15001.511 | 14272.7583 | 13517.3086 | 12740.4752 | 11935.6576 | 11107.4692 | 10249.8459 | 9366.8096 | 8453.5736 | 7511.9882 | 6538.0404 | 5534.1081 | 4496.2408 | 3425.8392 | 2319.8514 | 1178.5859 | 0 | 0 | 0 | 0 | 0 | 0 | 0 | 0 | 0 | 0 | 0 | 0 | 0 | 0 | 0 | 0 | 0 | 0 | 0 | 0 | 0 | 0 | 0 | 0 | 0 | 0 | 0 | 0 | 0 | 0 | 0 | 0 | 0 | 0 | 0 | 0 | 0 | 0 | 0 | 0 | 0
|  |  |  | ADB loan - notional mortgage style debt balance BEG | 0 | USD 000s | 0 | 0 | 0 | 0 | 0 | 0 | 0 | 0 | 0 | 0 | 26505.2054 | 26070.1653 | 25686.2166 | 25294.4417 | 24886.4209 | 24470.3484 | 24038.9221 | 23597.2969 | 23137.9329 | 22668.4692 | 22180.2554 | 21680.8328 | 21161.821 | 20630.7083 | 20080.2392 | 19515.0069 | 18927.8919 | 18325.7734 | 17700.6125 | 17059.022 | 16393.2195 | 15709.521 | 15001.511 | 14272.7583 | 13517.3086 | 12740.4752 | 11935.6576 | 11107.4692 | 10249.8459 | 9366.8096 | 8453.5736 | 7511.9882 | 6538.0404 | 5534.1081 | 4496.2408 | 3425.8392 | 2319.8514 | 1178.5859 | 0 | 0 | 0 | 0 | 0 | 0 | 0 | 0 | 0 | 0 | 0 | 0 | 0 | 0 | 0 | 0 | 0 | 0 | 0 | 0 | 0 | 0 | 0 | 0 | 0 | 0 | 0 | 0 | 0 | 0 | 0 | 0 | 0 | 0 | 0 | 0 | 0 | 0 | 0 | 0
|  |  |  | ADB Loan repayment period interest rate | 0% | % | 0% | 0% | 0% | 0% | 0% | 0% | 0% | 0% | 0% | 0% | 2.399% | 3.124% | 3.177% | 3.129% | 3.189% | 3.162% | 3.206% | 3.16% | 3.217% | 3.169% | 3.226% | 3.179% | 3.239% | 3.209% | 3.25% | 3.2% | 3.255% | 3.204% | 3.259% | 3.207% | 3.263% | 3.229% | 3.266% | 3.214% | 3.268% | 3.217% | 3.27% | 3.217% | 3.27% | 3.235% | 3.27% | 3.217% | 3.27% | 3.217% | 3.27% | 3.217% | 3.27% | 1.617% | 0% | 0% | 0% | 0% | 0% | 0% | 0% | 0% | 0% | 0% | 0% | 0% | 0% | 0% | 0% | 0% | 0% | 0% | 0% | 0% | 0% | 0% | 0% | 0% | 0% | 0% | 0% | 0% | 0% | 0% | 0% | 0% | 0% | 0% | 0% | 0% | 0% | 0% | 0% | 0%
|  |  |  | Notional interest on mortgage style repayment debt |  | USD 000s | 19450.9638 |  | 0 | 0 | 0 | 0 | 0 | 0 | 0 | 0 | 635.7729 | 814.4783 | 815.9795 | 791.3898 | 793.5036 | 773.7184 | 770.701 | 745.6366 | 744.4116 | 718.4635 | 715.5244 | 689.3094 | 685.4477 | 662.1225 | 652.6205 | 624.4898 | 616.1049 | 587.1405 | 576.8017 | 547.0863 | 534.8592 | 507.3042 | 489.946 | 458.6911 | 441.8099 | 409.8321 | 390.3066 | 357.302 | 335.1791 | 302.9736 | 276.4394 | 241.6435 | 213.7997 | 178.0197 | 147.0311 | 110.2014 | 75.8612 | 19.0609 | 0 | 0 | 0 | 0 | 0 | 0 | 0 | 0 | 0 | 0 | 0 | 0 | 0 | 0 | 0 | 0 | 0 | 0 | 0 | 0 | 0 | 0 | 0 | 0 | 0 | 0 | 0 | 0 | 0 | 0 | 0 | 0 | 0 | 0 | 0 | 0 | 0 | 0 | 0 | 0
|  |  |  | ADB Loan service remaining periods | 0 | period | 0 | 0 | 0 | 0 | 0 | 0 | 0 | 0 | 0 | 0 | 38 | 37 | 36 | 35 | 34 | 33 | 32 | 31 | 30 | 29 | 28 | 27 | 26 | 25 | 24 | 23 | 22 | 21 | 20 | 19 | 18 | 17 | 16 | 15 | 14 | 13 | 12 | 11 | 10 | 9 | 8 | 7 | 6 | 5 | 4 | 3 | 2 | 1 | 1 | 1 | 1 | 1 | 1 | 1 | 1 | 1 | 1 | 1 | 1 | 1 | 1 | 1 | 1 | 1 | 1 | 1 | 1 | 1 | 1 | 1 | 1 | 1 | 1 | 1 | 1 | 1 | 1 | 1 | 1 | 1 | 1 | 1 | 1 | 1 | 1 | 1 | 1 | 1
|  |  |  | ADB loan - notional mortgage style debt balance BEG | 0 | USD 000s | 0 | 0 | 0 | 0 | 0 | 0 | 0 | 0 | 0 | 0 | 26505.2054 | 26070.1653 | 25686.2166 | 25294.4417 | 24886.4209 | 24470.3484 | 24038.9221 | 23597.2969 | 23137.9329 | 22668.4692 | 22180.2554 | 21680.8328 | 21161.821 | 20630.7083 | 20080.2392 | 19515.0069 | 18927.8919 | 18325.7734 | 17700.6125 | 17059.022 | 16393.2195 | 15709.521 | 15001.511 | 14272.7583 | 13517.3086 | 12740.4752 | 11935.6576 | 11107.4692 | 10249.8459 | 9366.8096 | 8453.5736 | 7511.9882 | 6538.0404 | 5534.1081 | 4496.2408 | 3425.8392 | 2319.8514 | 1178.5859 | 0 | 0 | 0 | 0 | 0 | 0 | 0 | 0 | 0 | 0 | 0 | 0 | 0 | 0 | 0 | 0 | 0 | 0 | 0 | 0 | 0 | 0 | 0 | 0 | 0 | 0 | 0 | 0 | 0 | 0 | 0 | 0 | 0 | 0 | 0 | 0 | 0 | 0 | 0 | 0
|  |  |  | ADB Loan repayment period interest rate | 0% | % | 0% | 0% | 0% | 0% | 0% | 0% | 0% | 0% | 0% | 0% | 2.399% | 3.124% | 3.177% | 3.129% | 3.189% | 3.162% | 3.206% | 3.16% | 3.217% | 3.169% | 3.226% | 3.179% | 3.239% | 3.209% | 3.25% | 3.2% | 3.255% | 3.204% | 3.259% | 3.207% | 3.263% | 3.229% | 3.266% | 3.214% | 3.268% | 3.217% | 3.27% | 3.217% | 3.27% | 3.235% | 3.27% | 3.217% | 3.27% | 3.217% | 3.27% | 3.217% | 3.27% | 1.617% | 0% | 0% | 0% | 0% | 0% | 0% | 0% | 0% | 0% | 0% | 0% | 0% | 0% | 0% | 0% | 0% | 0% | 0% | 0% | 0% | 0% | 0% | 0% | 0% | 0% | 0% | 0% | 0% | 0% | 0% | 0% | 0% | 0% | 0% | 0% | 0% | 0% | 0% | 0% | 0%
|  |  |  | ADB Loan service - mortgage style |  | USD 000s | 45956.1692 |  | 0 | 0 | 0 | 0 | 0 | 0 | 0 | 0 | 1070.813 | 1198.4269 | 1207.7544 | 1199.4107 | 1209.576 | 1205.1448 | 1212.3262 | 1205.0006 | 1213.8753 | 1206.6773 | 1214.9471 | 1208.3211 | 1216.5605 | 1212.5916 | 1217.8527 | 1211.6048 | 1218.2233 | 1212.3014 | 1218.3922 | 1212.8889 | 1218.5577 | 1215.3143 | 1218.6987 | 1214.1408 | 1218.6433 | 1214.6497 | 1218.495 | 1214.9252 | 1218.2155 | 1216.2096 | 1218.0247 | 1215.5914 | 1217.732 | 1215.887 | 1217.4327 | 1216.1893 | 1217.1267 | 1197.6468 | 0 | 0 | 0 | 0 | 0 | 0 | 0 | 0 | 0 | 0 | 0 | 0 | 0 | 0 | 0 | 0 | 0 | 0 | 0 | 0 | 0 | 0 | 0 | 0 | 0 | 0 | 0 | 0 | 0 | 0 | 0 | 0 | 0 | 0 | 0 | 0 | 0 | 0 | 0 | 0
|  |  |  | ADB Loan service - mortgage style | 0 | USD 000s | 45956.1692 | 0 | 0 | 0 | 0 | 0 | 0 | 0 | 0 | 0 | 1070.813 | 1198.4269 | 1207.7544 | 1199.4107 | 1209.576 | 1205.1448 | 1212.3262 | 1205.0006 | 1213.8753 | 1206.6773 | 1214.9471 | 1208.3211 | 1216.5605 | 1212.5916 | 1217.8527 | 1211.6048 | 1218.2233 | 1212.3014 | 1218.3922 | 1212.8889 | 1218.5577 | 1215.3143 | 1218.6987 | 1214.1408 | 1218.6433 | 1214.6497 | 1218.495 | 1214.9252 | 1218.2155 | 1216.2096 | 1218.0247 | 1215.5914 | 1217.732 | 1215.887 | 1217.4327 | 1216.1893 | 1217.1267 | 1197.6468 | 0 | 0 | 0 | 0 | 0 | 0 | 0 | 0 | 0 | 0 | 0 | 0 | 0 | 0 | 0 | 0 | 0 | 0 | 0 | 0 | 0 | 0 | 0 | 0 | 0 | 0 | 0 | 0 | 0 | 0 | 0 | 0 | 0 | 0 | 0 | 0 | 0 | 0 | 0 | 0
|  |  |  | Notional interest on mortgage style repayment debt | 0 | USD 000s | 19450.9638 | 0 | 0 | 0 | 0 | 0 | 0 | 0 | 0 | 0 | 635.7729 | 814.4783 | 815.9795 | 791.3898 | 793.5036 | 773.7184 | 770.701 | 745.6366 | 744.4116 | 718.4635 | 715.5244 | 689.3094 | 685.4477 | 662.1225 | 652.6205 | 624.4898 | 616.1049 | 587.1405 | 576.8017 | 547.0863 | 534.8592 | 507.3042 | 489.946 | 458.6911 | 441.8099 | 409.8321 | 390.3066 | 357.302 | 335.1791 | 302.9736 | 276.4394 | 241.6435 | 213.7997 | 178.0197 | 147.0311 | 110.2014 | 75.8612 | 19.0609 | 0 | 0 | 0 | 0 | 0 | 0 | 0 | 0 | 0 | 0 | 0 | 0 | 0 | 0 | 0 | 0 | 0 | 0 | 0 | 0 | 0 | 0 | 0 | 0 | 0 | 0 | 0 | 0 | 0 | 0 | 0 | 0 | 0 | 0 | 0 | 0 | 0 | 0 | 0 | 0
|  |  |  | Notional principal repayment on mortgage style debt |  | USD 000s | 26505.2054 |  | 0 | 0 | 0 | 0 | 0 | 0 | 0 | 0 | 435.0402 | 383.9486 | 391.7749 | 408.0209 | 416.0725 | 431.4263 | 441.6252 | 459.364 | 469.4637 | 488.2138 | 499.4226 | 519.0118 | 531.1128 | 550.4691 | 565.2323 | 587.1151 | 602.1184 | 625.1609 | 641.5905 | 665.8025 | 683.6985 | 708.01 | 728.7527 | 755.4497 | 776.8334 | 804.8177 | 828.1884 | 857.6232 | 883.0364 | 913.236 | 941.5854 | 973.9478 | 1003.9323 | 1037.8673 | 1070.4016 | 1105.9878 | 1141.2655 | 1178.5859 | 0 | 0 | 0 | 0 | 0 | 0 | 0 | 0 | 0 | 0 | 0 | 0 | 0 | 0 | 0 | 0 | 0 | 0 | 0 | 0 | 0 | 0 | 0 | 0 | 0 | 0 | 0 | 0 | 0 | 0 | 0 | 0 | 0 | 0 | 0 | 0 | 0 | 0 | 0 | 0
|  |  |  | Half year factor | 0 | factor | 43 | 0 | 0.50411 | 0.49589 | 0.50411 | 0.49589 | 0.50273 | 0.49727 | 0.50411 | 0.49589 | 0.50411 | 0.49589 | 0.50411 | 0.49589 | 0.50273 | 0.49727 | 0.50411 | 0.49589 | 0.50411 | 0.49589 | 0.50411 | 0.49589 | 0.50273 | 0.49727 | 0.50411 | 0.49589 | 0.50411 | 0.49589 | 0.50411 | 0.49589 | 0.50273 | 0.49727 | 0.50411 | 0.49589 | 0.50411 | 0.49589 | 0.50411 | 0.49589 | 0.50273 | 0.49727 | 0.50411 | 0.49589 | 0.50411 | 0.49589 | 0.50411 | 0.49589 | 0.50273 | 0.49727 | 0.50411 | 0.49589 | 0.50411 | 0.49589 | 0.50411 | 0.49589 | 0.50273 | 0.49727 | 0.50411 | 0.49589 | 0.50411 | 0.49589 | 0.50411 | 0.49589 | 0.50273 | 0.49727 | 0.50411 | 0.49589 | 0.50411 | 0.49589 | 0.50411 | 0.49589 | 0.50273 | 0.49727 | 0.50411 | 0.49589 | 0.50411 | 0.49589 | 0.50411 | 0.49589 | 0.50273 | 0.49727 | 0.50411 | 0.49589 | 0.50411 | 0.49589 | 0.50411 | 0.49589 | 0.50273 | 0.49727
|  |  |  | Operations period flag | 0 | flag | 60 | 0 | 0 | 0 | 0 | 0 | 0 | 0 | 0 | 0 | 1 | 1 | 1 | 1 | 1 | 1 | 1 | 1 | 1 | 1 | 1 | 1 | 1 | 1 | 1 | 1 | 1 | 1 | 1 | 1 | 1 | 1 | 1 | 1 | 1 | 1 | 1 | 1 | 1 | 1 | 1 | 1 | 1 | 1 | 1 | 1 | 1 | 1 | 1 | 1 | 1 | 1 | 1 | 1 | 1 | 1 | 1 | 1 | 1 | 1 | 1 | 1 | 1 | 1 | 1 | 1 | 1 | 1 | 1 | 1 | 0 | 0 | 0 | 0 | 0 | 0 | 0 | 0 | 0 | 0 | 0 | 0 | 0 | 0 | 0 | 0 | 0 | 0
|  |  |  | Semi annual year counter for ADB debt |  | factor |  |  | 0 | 0 | 0 | 0 | 0 | 0 | 0 | 0 | 0.50411 | 1 | 1.5041 | 2 | 2.5027 | 3 | 3.5041 | 4 | 4.5041 | 5 | 5.5041 | 6 | 6.5027 | 7 | 7.5041 | 8 | 8.5041 | 9 | 9.5041 | 10 | 10.5027 | 11 | 11.5041 | 12 | 12.5041 | 13 | 13.5041 | 14 | 14.5027 | 15 | 15.5041 | 16 | 16.5041 | 17 | 17.5041 | 18 | 18.5027 | 19 | 19.5041 | 20 | 20.5041 | 21 | 21.5041 | 22 | 22.5027 | 23 | 23.5041 | 24 | 24.5041 | 25 | 25.5041 | 26 | 26.5027 | 27 | 27.5041 | 28 | 28.5041 | 29 | 29.5041 | 30 | 30 | 30 | 30 | 30 | 30 | 30 | 30 | 30 | 30 | 30 | 30 | 30 | 30 | 30 | 30 | 30 | 30 | 30
|  |  |  | Semi annual year counter for ADB debt | 0 | factor | 0 | 0 | 0 | 0 | 0 | 0 | 0 | 0 | 0 | 0 | 0.50411 | 1 | 1.5041 | 2 | 2.5027 | 3 | 3.5041 | 4 | 4.5041 | 5 | 5.5041 | 6 | 6.5027 | 7 | 7.5041 | 8 | 8.5041 | 9 | 9.5041 | 10 | 10.5027 | 11 | 11.5041 | 12 | 12.5041 | 13 | 13.5041 | 14 | 14.5027 | 15 | 15.5041 | 16 | 16.5041 | 17 | 17.5041 | 18 | 18.5027 | 19 | 19.5041 | 20 | 20.5041 | 21 | 21.5041 | 22 | 22.5027 | 23 | 23.5041 | 24 | 24.5041 | 25 | 25.5041 | 26 | 26.5027 | 27 | 27.5041 | 28 | 28.5041 | 29 | 29.5041 | 30 | 30 | 30 | 30 | 30 | 30 | 30 | 30 | 30 | 30 | 30 | 30 | 30 | 30 | 30 | 30 | 30 | 30 | 30
|  |  |  | Notional principal repayment on mortgage style debt | 0 | USD 000s | 26505.2054 | 0 | 0 | 0 | 0 | 0 | 0 | 0 | 0 | 0 | 435.0402 | 383.9486 | 391.7749 | 408.0209 | 416.0725 | 431.4263 | 441.6252 | 459.364 | 469.4637 | 488.2138 | 499.4226 | 519.0118 | 531.1128 | 550.4691 | 565.2323 | 587.1151 | 602.1184 | 625.1609 | 641.5905 | 665.8025 | 683.6985 | 708.01 | 728.7527 | 755.4497 | 776.8334 | 804.8177 | 828.1884 | 857.6232 | 883.0364 | 913.236 | 941.5854 | 973.9478 | 1003.9323 | 1037.8673 | 1070.4016 | 1105.9878 | 1141.2655 | 1178.5859 | 0 | 0 | 0 | 0 | 0 | 0 | 0 | 0 | 0 | 0 | 0 | 0 | 0 | 0 | 0 | 0 | 0 | 0 | 0 | 0 | 0 | 0 | 0 | 0 | 0 | 0 | 0 | 0 | 0 | 0 | 0 | 0 | 0 | 0 | 0 | 0 | 0 | 0 | 0 | 0
|  |  |  | Weighted payment for wal calculation mortgage |  | USD 000s | 306733.7936 |  | 0 | 0 | 0 | 0 | 0 | 0 | 0 | 0 | 219.3079 | 383.9486 | 589.2724 | 816.0417 | 1041.318 | 1294.279 | 1547.503 | 1837.4558 | 2114.5161 | 2441.0688 | 2748.8769 | 3114.0707 | 3453.6841 | 3853.2835 | 4241.5648 | 4696.9205 | 5120.4812 | 5626.448 | 6097.7463 | 6658.0252 | 7180.7021 | 7788.1104 | 8383.6506 | 9065.3963 | 9713.6101 | 10462.6297 | 11183.9471 | 12006.725 | 12806.4401 | 13698.54 | 14598.4429 | 15583.1654 | 16569.0082 | 17643.7441 | 18736.4266 | 19907.7806 | 21116.5299 | 22393.1319 | 0 | 0 | 0 | 0 | 0 | 0 | 0 | 0 | 0 | 0 | 0 | 0 | 0 | 0 | 0 | 0 | 0 | 0 | 0 | 0 | 0 | 0 | 0 | 0 | 0 | 0 | 0 | 0 | 0 | 0 | 0 | 0 | 0 | 0 | 0 | 0 | 0 | 0 | 0 | 0
|  |  |  | Total weighted average payment for wal calculation - mortgage | 306733.7936 | USD 000s
|  |  |  | Total weighted average payment for wal calculation - mortgage | 306733.7936 | USD 000s
|  |  |  | ADB Loan construction end amount | 26505.2054 | USD 000s
|  |  |  | ADB - WAL (mortgage) | 11.5726 | years
|  |  |  | Refinancing active | 0 | 1 = yes, 0 = no
|  |  |  | ADB repayment method | 1 | 1-sculpted; 2-bullet; 3-linear; 4-mortgage
|  |  |  | ADB Loan sculpted repayment | 0 | USD 000s | 23192.0545 | 0 | 0 | 0 | 0 | 0 | 0 | 0 | 0 | 0 | 137.986 | 487.4176 | 558.5733 | 527.9209 | 528.0463 | 489.4935 | 549.0268 | 517.9957 | 575.8528 | 546.5035 | 586.5785 | 552.9439 | 606.1881 | 571.8443 | 639.8129 | 612.3557 | 673.8609 | 508.114 | 554.5804 | 520.9059 | 595.4638 | 565.9518 | 629.0479 | 599.738 | 528.5693 | 470.6928 | 674.0931 | 672.7611 | 738.6335 | 710.2031 | 780.4178 | 754.7445 | 826.2289 | 801.0138 | 874.2546 | 849.7044 | 923.8177 | 450.7175 | 0 | 0 | 0 | 0 | 0 | 0 | 0 | 0 | 0 | 0 | 0 | 0 | 0 | 0 | 0 | 0 | 0 | 0 | 0 | 0 | 0 | 0 | 0 | 0 | 0 | 0 | 0 | 0 | 0 | 0 | 0 | 0 | 0 | 0 | 0 | 0 | 0 | 0 | 0 | 0
|  |  |  | ADB Loan repayment - bullet | 0 | USD 000s | 0 | 0 | 0 | 0 | 0 | 0 | 0 | 0 | 0 | 0 | 0 | 0 | 0 | 0 | 0 | 0 | 0 | 0 | 0 | 0 | 0 | 0 | 0 | 0 | 0 | 0 | 0 | 0 | 0 | 0 | 0 | 0 | 0 | 0 | 0 | 0 | 0 | 0 | 0 | 0 | 0 | 0 | 0 | 0 | 0 | 0 | 0 | 0 | 0 | 0 | 0 | 0 | 0 | 0 | 0 | 0 | 0 | 0 | 0 | 0 | 0 | 0 | 0 | 0 | 0 | 0 | 0 | 0 | 0 | 0 | 0 | 0 | 0 | 0 | 0 | 0 | 0 | 0 | 0 | 0 | 0 | 0 | 0 | 0 | 0 | 0 | 0 | 0
|  |  |  | ADB Loan repayment - linear | 0 | USD 000s | 26505.2054 | 0 | 0 | 0 | 0 | 0 | 0 | 0 | 0 | 0 | 697.5054 | 697.5054 | 697.5054 | 697.5054 | 697.5054 | 697.5054 | 697.5054 | 697.5054 | 697.5054 | 697.5054 | 697.5054 | 697.5054 | 697.5054 | 697.5054 | 697.5054 | 697.5054 | 697.5054 | 697.5054 | 697.5054 | 697.5054 | 697.5054 | 697.5054 | 697.5054 | 697.5054 | 697.5054 | 697.5054 | 697.5054 | 697.5054 | 697.5054 | 697.5054 | 697.5054 | 697.5054 | 697.5054 | 697.5054 | 697.5054 | 697.5054 | 697.5054 | 697.5054 | 0 | 0 | 0 | 0 | 0 | 0 | 0 | 0 | 0 | 0 | 0 | 0 | 0 | 0 | 0 | 0 | 0 | 0 | 0 | 0 | 0 | 0 | 0 | 0 | 0 | 0 | 0 | 0 | 0 | 0 | 0 | 0 | 0 | 0 | 0 | 0 | 0 | 0 | 0 | 0
|  |  |  | ADB Loan repayment - mortgage style | 0 | USD 000s | 21148.4752 | 0 | 0 | 0 | 0 | 0 | 0 | 0 | 0 | 0 | 435.0402 | 388.3235 | 394.7275 | 408.453 | 414.5157 | 427.8105 | 436.7907 | 450.2683 | 456.9135 | 470.4639 | 477.4083 | 491.1155 | 498.5984 | 509.2473 | 516.3722 | 527.1298 | 532.1921 | 541.1439 | 550.3708 | 563.8409 | 573.3787 | 584.0446 | 592.8165 | 601.8241 | 607.5261 | 621.9912 | 637.5443 | 647.2243 | 664.2029 | 679.6617 | 697.3585 | 710.558 | 725.6486 | 731.3143 | 737.6459 | 718.067 | 676.2114 | 450.7179 | 0.00032639 | 0.00032639 | 0.00032639 | 0.00032639 | 0.00032639 | 0.00032639 | 0.00032639 | 0.00032639 | 0.00032639 | 0.00032639 | 0.00032639 | 0.00032639 | 0.00032639 | 0.00032639 | 0.00032639 | 0.00032639 | 0.00032639 | 0.00032639 | 0.00032639 | 0.00032639 | 0.00032639 | 0.00032639 | 0.00032639 | 0.00032639 | 0.00032639 | 0.00032639 | 0.00032639 | 0.00032639 | 0.00032639 | 0.00032639 | 0.00032639 | 0.00032639 | 0.00032639 | 0.00032639 | 0.00032639 | 0.00032639 | 0.00032639 | 0.00032639 | 0.00032639 | 0.00032639
|  |  |  | ADB Loan balance BEG | 0 | USD 000s | 0 | 0 | 0 | 0 | 0 | 0 | 0 | 0 | 0 | 0 | 26505.2054 | 26367.2195 | 25879.8019 | 25321.2286 | 24793.3077 | 24265.2614 | 23775.7679 | 23130.0577 | 22519.3857 | 21844.318 | 21202.5578 | 20515.5119 | 19866.3078 | 19085.7831 | 18344.4535 | 17521.1692 | 16729.7233 | 15862.9268 | 15183.986 | 14446.587 | 13748.0518 | 12958.942 | 12203.2391 | 11370.301 | 10571.2724 | 9846.284 | 9188.1392 | 8382.4972 | 7709.7361 | 6971.1026 | 6260.8995 | 5480.4817 | 4725.7372 | 3899.5083 | 3098.4945 | 2224.2399 | 1374.5355 | 450.7179 | 0.00032639 | 0.00032639 | 0.00032639 | 0.00032639 | 0.00032639 | 0.00032639 | 0.00032639 | 0.00032639 | 0.00032639 | 0.00032639 | 0.00032639 | 0.00032639 | 0.00032639 | 0.00032639 | 0.00032639 | 0.00032639 | 0.00032639 | 0.00032639 | 0.00032639 | 0.00032639 | 0.00032639 | 0.00032639 | 0.00032639 | 0.00032639 | 0.00032639 | 0.00032639 | 0.00032639 | 0.00032639 | 0.00032639 | 0.00032639 | 0.00032639 | 0.00032639 | 0.00032639 | 0.00032639 | 0.00032639 | 0.00032639 | 0.00032639 | 0.00032639 | 0.00032639 | 0.00032639
|  |  |  | GB Refi debt repayment period flag | 0 | flag | 0 | 0 | 0 | 0 | 0 | 0 | 0 | 0 | 0 | 0 | 0 | 0 | 0 | 0 | 0 | 0 | 0 | 0 | 0 | 0 | 0 | 0 | 0 | 0 | 0 | 0 | 0 | 0 | 0 | 0 | 0 | 0 | 0 | 0 | 0 | 0 | 0 | 0 | 0 | 0 | 0 | 0 | 0 | 0 | 0 | 0 | 0 | 0 | 0 | 0 | 0 | 0 | 0 | 0 | 0 | 0 | 0 | 0 | 0 | 0 | 0 | 0 | 0 | 0 | 0 | 0 | 0 | 0 | 0 | 0 | 0 | 0 | 0 | 0 | 0 | 0 | 0 | 0 | 0 | 0 | 0 | 0 | 0 | 0 | 0 | 0 | 0 | 0
|  |  |  | ADB Loan scheduled repayment POS |  | USD 000s | 23192.0545 |  | 0 | 0 | 0 | 0 | 0 | 0 | 0 | 0 | 137.986 | 487.4176 | 558.5733 | 527.9209 | 528.0463 | 489.4935 | 549.0268 | 517.9957 | 575.8528 | 546.5035 | 586.5785 | 552.9439 | 606.1881 | 571.8443 | 639.8129 | 612.3557 | 673.8609 | 508.114 | 554.5804 | 520.9059 | 595.4638 | 565.9518 | 629.0479 | 599.738 | 528.5693 | 470.6928 | 674.0931 | 672.7611 | 738.6335 | 710.2031 | 780.4178 | 754.7445 | 826.2289 | 801.0138 | 874.2546 | 849.7044 | 923.8177 | 450.7175 | 0 | 0 | 0 | 0 | 0 | 0 | 0 | 0 | 0 | 0 | 0 | 0 | 0 | 0 | 0 | 0 | 0 | 0 | 0 | 0 | 0 | 0 | 0 | 0 | 0 | 0 | 0 | 0 | 0 | 0 | 0 | 0 | 0 | 0 | 0 | 0 | 0 | 0 | 0 | 0
|  |  |  | ADB Loan scheduled repayment |  | USD 000s | -23192.0545 |  | 0 | 0 | 0 | 0 | 0 | 0 | 0 | 0 | -137.986 | -487.4176 | -558.5733 | -527.9209 | -528.0463 | -489.4935 | -549.0268 | -517.9957 | -575.8528 | -546.5035 | -586.5785 | -552.9439 | -606.1881 | -571.8443 | -639.8129 | -612.3557 | -673.8609 | -508.114 | -554.5804 | -520.9059 | -595.4638 | -565.9518 | -629.0479 | -599.738 | -528.5693 | -470.6928 | -674.0931 | -672.7611 | -738.6335 | -710.2031 | -780.4178 | -754.7445 | -826.2289 | -801.0138 | -874.2546 | -849.7044 | -923.8177 | -450.7175 | 0 | 0 | 0 | 0 | 0 | 0 | 0 | 0 | 0 | 0 | 0 | 0 | 0 | 0 | 0 | 0 | 0 | 0 | 0 | 0 | 0 | 0 | 0 | 0 | 0 | 0 | 0 | 0 | 0 | 0 | 0 | 0 | 0 | 0 | 0 | 0 | 0 | 0 | 0 | 0
ADB Loan total repayment
|  |  |  | ADB Loan balance BEG | 0 | USD 000s | 0 | 0 | 0 | 0 | 0 | 0 | 0 | 0 | 0 | 0 | 26505.2054 | 26367.2195 | 25879.8019 | 25321.2286 | 24793.3077 | 24265.2614 | 23775.7679 | 23130.0577 | 22519.3857 | 21844.318 | 21202.5578 | 20515.5119 | 19866.3078 | 19085.7831 | 18344.4535 | 17521.1692 | 16729.7233 | 15862.9268 | 15183.986 | 14446.587 | 13748.0518 | 12958.942 | 12203.2391 | 11370.301 | 10571.2724 | 9846.284 | 9188.1392 | 8382.4972 | 7709.7361 | 6971.1026 | 6260.8995 | 5480.4817 | 4725.7372 | 3899.5083 | 3098.4945 | 2224.2399 | 1374.5355 | 450.7179 | 0.00032639 | 0.00032639 | 0.00032639 | 0.00032639 | 0.00032639 | 0.00032639 | 0.00032639 | 0.00032639 | 0.00032639 | 0.00032639 | 0.00032639 | 0.00032639 | 0.00032639 | 0.00032639 | 0.00032639 | 0.00032639 | 0.00032639 | 0.00032639 | 0.00032639 | 0.00032639 | 0.00032639 | 0.00032639 | 0.00032639 | 0.00032639 | 0.00032639 | 0.00032639 | 0.00032639 | 0.00032639 | 0.00032639 | 0.00032639 | 0.00032639 | 0.00032639 | 0.00032639 | 0.00032639 | 0.00032639 | 0.00032639 | 0.00032639 | 0.00032639 | 0.00032639 | 0.00032639
|  |  |  | ADB Loan scheduled repayment POS | 0 | USD 000s | 23192.0545 | 0 | 0 | 0 | 0 | 0 | 0 | 0 | 0 | 0 | 137.986 | 487.4176 | 558.5733 | 527.9209 | 528.0463 | 489.4935 | 549.0268 | 517.9957 | 575.8528 | 546.5035 | 586.5785 | 552.9439 | 606.1881 | 571.8443 | 639.8129 | 612.3557 | 673.8609 | 508.114 | 554.5804 | 520.9059 | 595.4638 | 565.9518 | 629.0479 | 599.738 | 528.5693 | 470.6928 | 674.0931 | 672.7611 | 738.6335 | 710.2031 | 780.4178 | 754.7445 | 826.2289 | 801.0138 | 874.2546 | 849.7044 | 923.8177 | 450.7175 | 0 | 0 | 0 | 0 | 0 | 0 | 0 | 0 | 0 | 0 | 0 | 0 | 0 | 0 | 0 | 0 | 0 | 0 | 0 | 0 | 0 | 0 | 0 | 0 | 0 | 0 | 0 | 0 | 0 | 0 | 0 | 0 | 0 | 0 | 0 | 0 | 0 | 0 | 0 | 0
|  |  |  | ADB Cashsweep repayment POS | 0 | USD 000s | 3313.1507 | 0 | 0 | 0 | 0 | 0 | 0 | 0 | 0 | 0 | 0 | 0 | 0 | 0 | 0 | 0 | 96.6833 | 92.6763 | 99.2149 | 95.2567 | 100.4674 | 96.2602 | 174.3365 | 169.4853 | 183.4714 | 179.0902 | 192.9356 | 170.8269 | 182.8185 | 177.6293 | 193.6461 | 189.7511 | 203.8903 | 199.2906 | 196.4192 | 187.4519 | 131.5489 | 0 | 0 | 0 | 0 | 0 | 0 | 0 | 0 | 0 | 0 | 0 | 0 | 0 | 0 | 0 | 0 | 0 | 0 | 0 | 0 | 0 | 0 | 0 | 0 | 0 | 0 | 0 | 0 | 0 | 0 | 0 | 0 | 0 | 0 | 0 | 0 | 0 | 0 | 0 | 0 | 0 | 0 | 0 | 0 | 0 | 0 | 0 | 0 | 0 | 0 | 0
|  |  |  | ADB - repayment from Refi facility POS | 0 | USD 000s | 0 | 0 | 0 | 0 | 0 | 0 | 0 | 0 | 0 | 0 | 0 | 0 | 0 | 0 | 0 | 0 | 0 | 0 | 0 | 0 | 0 | 0 | 0 | 0 | 0 | 0 | 0 | 0 | 0 | 0 | 0 | 0 | 0 | 0 | 0 | 0 | 0 | 0 | 0 | 0 | 0 | 0 | 0 | 0 | 0 | 0 | 0 | 0 | 0 | 0 | 0 | 0 | 0 | 0 | 0 | 0 | 0 | 0 | 0 | 0 | 0 | 0 | 0 | 0 | 0 | 0 | 0 | 0 | 0 | 0 | 0 | 0 | 0 | 0 | 0 | 0 | 0 | 0 | 0 | 0 | 0 | 0 | 0 | 0 | 0 | 0 | 0 | 0
|  |  |  | ADB Loan reduction |  | USD 000s | 26505.2051 |  | 0 | 0 | 0 | 0 | 0 | 0 | 0 | 0 | 137.986 | 487.4176 | 558.5733 | 527.9209 | 528.0463 | 489.4935 | 645.7102 | 610.6721 | 675.0676 | 641.7602 | 687.046 | 649.2041 | 780.5246 | 741.3296 | 823.2843 | 791.4459 | 866.7965 | 678.9409 | 737.399 | 698.5352 | 789.1098 | 755.7028 | 832.9382 | 799.0285 | 724.9885 | 658.1448 | 805.642 | 672.7611 | 738.6335 | 710.2031 | 780.4178 | 754.7445 | 826.2289 | 801.0138 | 874.2546 | 849.7044 | 923.8177 | 450.7175 | 0 | 0 | 0 | 0 | 0 | 0 | 0 | 0 | 0 | 0 | 0 | 0 | 0 | 0 | 0 | 0 | 0 | 0 | 0 | 0 | 0 | 0 | 0 | 0 | 0 | 0 | 0 | 0 | 0 | 0 | 0 | 0 | 0 | 0 | 0 | 0 | 0 | 0 | 0 | 0
ADB Loan balance
|  |  |  | ADB Loan construction end amount | 26505.2054 | USD 000s
|  |  |  | End of construction / conversion date flag | 0 | flag | 1 | 0 | 0 | 0 | 0 | 0 | 0 | 0 | 0 | 1 | 0 | 0 | 0 | 0 | 0 | 0 | 0 | 0 | 0 | 0 | 0 | 0 | 0 | 0 | 0 | 0 | 0 | 0 | 0 | 0 | 0 | 0 | 0 | 0 | 0 | 0 | 0 | 0 | 0 | 0 | 0 | 0 | 0 | 0 | 0 | 0 | 0 | 0 | 0 | 0 | 0 | 0 | 0 | 0 | 0 | 0 | 0 | 0 | 0 | 0 | 0 | 0 | 0 | 0 | 0 | 0 | 0 | 0 | 0 | 0 | 0 | 0 | 0 | 0 | 0 | 0 | 0 | 0 | 0 | 0 | 0 | 0 | 0 | 0 | 0 | 0 | 0 | 0
|  |  |  | ADB Loan balance BEG |  | USD 000s |  |  | 0 | 0 | 0 | 0 | 0 | 0 | 0 | 0 | 26505.2054 | 26367.2195 | 25879.8019 | 25321.2286 | 24793.3077 | 24265.2614 | 23775.7679 | 23130.0577 | 22519.3857 | 21844.318 | 21202.5578 | 20515.5119 | 19866.3078 | 19085.7831 | 18344.4535 | 17521.1692 | 16729.7233 | 15862.9268 | 15183.986 | 14446.587 | 13748.0518 | 12958.942 | 12203.2391 | 11370.301 | 10571.2724 | 9846.284 | 9188.1392 | 8382.4972 | 7709.7361 | 6971.1026 | 6260.8995 | 5480.4817 | 4725.7372 | 3899.5083 | 3098.4945 | 2224.2399 | 1374.5355 | 450.7179 | 0.00032639 | 0.00032639 | 0.00032639 | 0.00032639 | 0.00032639 | 0.00032639 | 0.00032639 | 0.00032639 | 0.00032639 | 0.00032639 | 0.00032639 | 0.00032639 | 0.00032639 | 0.00032639 | 0.00032639 | 0.00032639 | 0.00032639 | 0.00032639 | 0.00032639 | 0.00032639 | 0.00032639 | 0.00032639 | 0.00032639 | 0.00032639 | 0.00032639 | 0.00032639 | 0.00032639 | 0.00032639 | 0.00032639 | 0.00032639 | 0.00032639 | 0.00032639 | 0.00032639 | 0.00032639 | 0.00032639 | 0.00032639 | 0.00032639 | 0.00032639 | 0.00032639 | 0.00032639
|  |  | Less | ADB Loan reduction | 0 | USD 000s | 26505.2051 | 0 | 0 | 0 | 0 | 0 | 0 | 0 | 0 | 0 | 137.986 | 487.4176 | 558.5733 | 527.9209 | 528.0463 | 489.4935 | 645.7102 | 610.6721 | 675.0676 | 641.7602 | 687.046 | 649.2041 | 780.5246 | 741.3296 | 823.2843 | 791.4459 | 866.7965 | 678.9409 | 737.399 | 698.5352 | 789.1098 | 755.7028 | 832.9382 | 799.0285 | 724.9885 | 658.1448 | 805.642 | 672.7611 | 738.6335 | 710.2031 | 780.4178 | 754.7445 | 826.2289 | 801.0138 | 874.2546 | 849.7044 | 923.8177 | 450.7175 | 0 | 0 | 0 | 0 | 0 | 0 | 0 | 0 | 0 | 0 | 0 | 0 | 0 | 0 | 0 | 0 | 0 | 0 | 0 | 0 | 0 | 0 | 0 | 0 | 0 | 0 | 0 | 0 | 0 | 0 | 0 | 0 | 0 | 0 | 0 | 0 | 0 | 0 | 0 | 0
|  |  |  | ADB Loan balance excl. construction period |  | USD 000s |  |  | 0 | 0 | 0 | 0 | 0 | 0 | 0 | 26505.2054 | 26367.2195 | 25879.8019 | 25321.2286 | 24793.3077 | 24265.2614 | 23775.7679 | 23130.0577 | 22519.3857 | 21844.318 | 21202.5578 | 20515.5119 | 19866.3078 | 19085.7831 | 18344.4535 | 17521.1692 | 16729.7233 | 15862.9268 | 15183.986 | 14446.587 | 13748.0518 | 12958.942 | 12203.2391 | 11370.301 | 10571.2724 | 9846.284 | 9188.1392 | 8382.4972 | 7709.7361 | 6971.1026 | 6260.8995 | 5480.4817 | 4725.7372 | 3899.5083 | 3098.4945 | 2224.2399 | 1374.5355 | 450.7179 | 0.00032639 | 0.00032639 | 0.00032639 | 0.00032639 | 0.00032639 | 0.00032639 | 0.00032639 | 0.00032639 | 0.00032639 | 0.00032639 | 0.00032639 | 0.00032639 | 0.00032639 | 0.00032639 | 0.00032639 | 0.00032639 | 0.00032639 | 0.00032639 | 0.00032639 | 0.00032639 | 0.00032639 | 0.00032639 | 0.00032639 | 0.00032639 | 0.00032639 | 0.00032639 | 0.00032639 | 0.00032639 | 0.00032639 | 0.00032639 | 0.00032639 | 0.00032639 | 0.00032639 | 0.00032639 | 0.00032639 | 0.00032639 | 0.00032639 | 0.00032639 | 0.00032639 | 0.00032639 | 0.00032639
|  |  |  | ADB Loan availability period balance s.a. | 0 | USD 000s | 0 | 0 | 0 | 0 | 0 | 10679.2234 | 21005.292 | 22856.1386 | 23639.5958 | 0 | 0 | 0 | 0 | 0 | 0 | 0 | 0 | 0 | 0 | 0 | 0 | 0 | 0 | 0 | 0 | 0 | 0 | 0 | 0 | 0 | 0 | 0 | 0 | 0 | 0 | 0 | 0 | 0 | 0 | 0 | 0 | 0 | 0 | 0 | 0 | 0 | 0 | 0 | 0 | 0 | 0 | 0 | 0 | 0 | 0 | 0 | 0 | 0 | 0 | 0 | 0 | 0 | 0 | 0 | 0 | 0 | 0 | 0 | 0 | 0 | 0 | 0 | 0 | 0 | 0 | 0 | 0 | 0 | 0 | 0 | 0 | 0 | 0 | 0 | 0 | 0 | 0 | 0
|  |  |  | ADB Loan balance excl. construction period | 0 | USD 000s | 0 | 0 | 0 | 0 | 0 | 0 | 0 | 0 | 0 | 26505.2054 | 26367.2195 | 25879.8019 | 25321.2286 | 24793.3077 | 24265.2614 | 23775.7679 | 23130.0577 | 22519.3857 | 21844.318 | 21202.5578 | 20515.5119 | 19866.3078 | 19085.7831 | 18344.4535 | 17521.1692 | 16729.7233 | 15862.9268 | 15183.986 | 14446.587 | 13748.0518 | 12958.942 | 12203.2391 | 11370.301 | 10571.2724 | 9846.284 | 9188.1392 | 8382.4972 | 7709.7361 | 6971.1026 | 6260.8995 | 5480.4817 | 4725.7372 | 3899.5083 | 3098.4945 | 2224.2399 | 1374.5355 | 450.7179 | 0.00032639 | 0.00032639 | 0.00032639 | 0.00032639 | 0.00032639 | 0.00032639 | 0.00032639 | 0.00032639 | 0.00032639 | 0.00032639 | 0.00032639 | 0.00032639 | 0.00032639 | 0.00032639 | 0.00032639 | 0.00032639 | 0.00032639 | 0.00032639 | 0.00032639 | 0.00032639 | 0.00032639 | 0.00032639 | 0.00032639 | 0.00032639 | 0.00032639 | 0.00032639 | 0.00032639 | 0.00032639 | 0.00032639 | 0.00032639 | 0.00032639 | 0.00032639 | 0.00032639 | 0.00032639 | 0.00032639 | 0.00032639 | 0.00032639 | 0.00032639 | 0.00032639 | 0.00032639 | 0.00032639
|  |  |  | ADB Loan balance |  | USD 000s |  |  | 0 | 0 | 0 | 10679.2234 | 21005.292 | 22856.1386 | 23639.5958 | 26505.2054 | 26367.2195 | 25879.8019 | 25321.2286 | 24793.3077 | 24265.2614 | 23775.7679 | 23130.0577 | 22519.3857 | 21844.318 | 21202.5578 | 20515.5119 | 19866.3078 | 19085.7831 | 18344.4535 | 17521.1692 | 16729.7233 | 15862.9268 | 15183.986 | 14446.587 | 13748.0518 | 12958.942 | 12203.2391 | 11370.301 | 10571.2724 | 9846.284 | 9188.1392 | 8382.4972 | 7709.7361 | 6971.1026 | 6260.8995 | 5480.4817 | 4725.7372 | 3899.5083 | 3098.4945 | 2224.2399 | 1374.5355 | 450.7179 | 0.00032639 | 0.00032639 | 0.00032639 | 0.00032639 | 0.00032639 | 0.00032639 | 0.00032639 | 0.00032639 | 0.00032639 | 0.00032639 | 0.00032639 | 0.00032639 | 0.00032639 | 0.00032639 | 0.00032639 | 0.00032639 | 0.00032639 | 0.00032639 | 0.00032639 | 0.00032639 | 0.00032639 | 0.00032639 | 0.00032639 | 0.00032639 | 0.00032639 | 0.00032639 | 0.00032639 | 0.00032639 | 0.00032639 | 0.00032639 | 0.00032639 | 0.00032639 | 0.00032639 | 0.00032639 | 0.00032639 | 0.00032639 | 0.00032639 | 0.00032639 | 0.00032639 | 0.00032639 | 0.00032639
|  |  |  | ADB Loan balance | 0 | USD 000s | 0 | 0 | 0 | 0 | 0 | 10679.2234 | 21005.292 | 22856.1386 | 23639.5958 | 26505.2054 | 26367.2195 | 25879.8019 | 25321.2286 | 24793.3077 | 24265.2614 | 23775.7679 | 23130.0577 | 22519.3857 | 21844.318 | 21202.5578 | 20515.5119 | 19866.3078 | 19085.7831 | 18344.4535 | 17521.1692 | 16729.7233 | 15862.9268 | 15183.986 | 14446.587 | 13748.0518 | 12958.942 | 12203.2391 | 11370.301 | 10571.2724 | 9846.284 | 9188.1392 | 8382.4972 | 7709.7361 | 6971.1026 | 6260.8995 | 5480.4817 | 4725.7372 | 3899.5083 | 3098.4945 | 2224.2399 | 1374.5355 | 450.7179 | 0.00032639 | 0.00032639 | 0.00032639 | 0.00032639 | 0.00032639 | 0.00032639 | 0.00032639 | 0.00032639 | 0.00032639 | 0.00032639 | 0.00032639 | 0.00032639 | 0.00032639 | 0.00032639 | 0.00032639 | 0.00032639 | 0.00032639 | 0.00032639 | 0.00032639 | 0.00032639 | 0.00032639 | 0.00032639 | 0.00032639 | 0.00032639 | 0.00032639 | 0.00032639 | 0.00032639 | 0.00032639 | 0.00032639 | 0.00032639 | 0.00032639 | 0.00032639 | 0.00032639 | 0.00032639 | 0.00032639 | 0.00032639 | 0.00032639 | 0.00032639 | 0.00032639 | 0.00032639 | 0.00032639
|  |  |  | Final ADB Loan amortisation period | 0 | flag | 1 | 0 | 0 | 0 | 0 | 0 | 0 | 0 | 0 | 0 | 0 | 0 | 0 | 0 | 0 | 0 | 0 | 0 | 0 | 0 | 0 | 0 | 0 | 0 | 0 | 0 | 0 | 0 | 0 | 0 | 0 | 0 | 0 | 0 | 0 | 0 | 0 | 0 | 0 | 0 | 0 | 0 | 0 | 0 | 0 | 0 | 0 | 1 | 0 | 0 | 0 | 0 | 0 | 0 | 0 | 0 | 0 | 0 | 0 | 0 | 0 | 0 | 0 | 0 | 0 | 0 | 0 | 0 | 0 | 0 | 0 | 0 | 0 | 0 | 0 | 0 | 0 | 0 | 0 | 0 | 0 | 0 | 0 | 0 | 0 | 0 | 0 | 0
|  |  |  | ADB Loan balance - at end | 0.00032639 | USD 000s
|  |  |  | ADB debt balance outstanding | 0 | check
Weighted average life - including cashsweep
|  |  |  | ADB Loan construction end amount | 26505.2054 | USD 000s
|  |  |  | Days in a year | 365 | days
|  |  |  | ADB Loan balance | 0 | USD 000s | 0 | 0 | 0 | 0 | 0 | 10679.2234 | 21005.292 | 22856.1386 | 23639.5958 | 26505.2054 | 26367.2195 | 25879.8019 | 25321.2286 | 24793.3077 | 24265.2614 | 23775.7679 | 23130.0577 | 22519.3857 | 21844.318 | 21202.5578 | 20515.5119 | 19866.3078 | 19085.7831 | 18344.4535 | 17521.1692 | 16729.7233 | 15862.9268 | 15183.986 | 14446.587 | 13748.0518 | 12958.942 | 12203.2391 | 11370.301 | 10571.2724 | 9846.284 | 9188.1392 | 8382.4972 | 7709.7361 | 6971.1026 | 6260.8995 | 5480.4817 | 4725.7372 | 3899.5083 | 3098.4945 | 2224.2399 | 1374.5355 | 450.7179 | 0.00032639 | 0.00032639 | 0.00032639 | 0.00032639 | 0.00032639 | 0.00032639 | 0.00032639 | 0.00032639 | 0.00032639 | 0.00032639 | 0.00032639 | 0.00032639 | 0.00032639 | 0.00032639 | 0.00032639 | 0.00032639 | 0.00032639 | 0.00032639 | 0.00032639 | 0.00032639 | 0.00032639 | 0.00032639 | 0.00032639 | 0.00032639 | 0.00032639 | 0.00032639 | 0.00032639 | 0.00032639 | 0.00032639 | 0.00032639 | 0.00032639 | 0.00032639 | 0.00032639 | 0.00032639 | 0.00032639 | 0.00032639 | 0.00032639 | 0.00032639 | 0.00032639 | 0.00032639 | 0.00032639
|  |  |  | Days in period | 0 | days | 15706 | 0 | 184 | 181 | 184 | 181 | 184 | 182 | 184 | 181 | 184 | 181 | 184 | 181 | 184 | 182 | 184 | 181 | 184 | 181 | 184 | 181 | 184 | 182 | 184 | 181 | 184 | 181 | 184 | 181 | 184 | 182 | 184 | 181 | 184 | 181 | 184 | 181 | 184 | 182 | 184 | 181 | 184 | 181 | 184 | 181 | 184 | 182 | 184 | 181 | 184 | 181 | 184 | 181 | 184 | 182 | 184 | 181 | 184 | 181 | 184 | 181 | 184 | 182 | 184 | 181 | 184 | 181 | 184 | 181 | 184 | 182 | 184 | 181 | 184 | 181 | 184 | 181 | 184 | 182 | 184 | 181 | 184 | 181 | 184 | 181 | 184 | 182
|  |  |  | Avg life of the debt balance outstanding |  | years | 11.9267 |  | 0 | 0 | 0 | 0.1998 | 0.39951 | 0.42998 | 0.44961 | 0.49589 | 0.50149 | 0.48419 | 0.48159 | 0.46386 | 0.46151 | 0.44728 | 0.43992 | 0.42132 | 0.41546 | 0.39668 | 0.39019 | 0.37168 | 0.363 | 0.34511 | 0.33324 | 0.313 | 0.3017 | 0.28408 | 0.27476 | 0.25721 | 0.24647 | 0.22957 | 0.21625 | 0.19778 | 0.18727 | 0.1719 | 0.15943 | 0.14424 | 0.13259 | 0.11778 | 0.10423 | 0.088415 | 0.074166 | 0.05797 | 0.042303 | 0.025716 | 0.0085723 | 6.1403e-09 | 6.2078e-09 | 6.1065e-09 | 6.2078e-09 | 6.1065e-09 | 6.2078e-09 | 6.1065e-09 | 6.2078e-09 | 6.1403e-09 | 6.2078e-09 | 6.1065e-09 | 6.2078e-09 | 6.1065e-09 | 6.2078e-09 | 6.1065e-09 | 6.2078e-09 | 6.1403e-09 | 6.2078e-09 | 6.1065e-09 | 6.2078e-09 | 6.1065e-09 | 6.2078e-09 | 6.1065e-09 | 6.2078e-09 | 6.1403e-09 | 6.2078e-09 | 6.1065e-09 | 6.2078e-09 | 6.1065e-09 | 6.2078e-09 | 6.1065e-09 | 6.2078e-09 | 6.1403e-09 | 6.2078e-09 | 6.1065e-09 | 6.2078e-09 | 6.1065e-09 | 6.2078e-09 | 6.1065e-09 | 6.2078e-09 | 6.1403e-09
|  |  |  | ADB - WAL (actual repayments including cashsweep) | 11.9267 | years
Agent bank fee - Total
|  |  |  | Indexation on agent bank fee - operations | 0 | 1 = yes, 0 = no
|  |  |  | Refinancing active | 0 | 1 = yes, 0 = no
|  |  |  | Agent bank fee during operations | 60 | USD 000s p.a.
|  |  |  | Agent bank fee - GB Refi debt | 0 | USD 000s p.a.
|  |  |  | US PPI escalation factor (usppim / usppir) | 0 | factor | 0 | 0 | 1 | 1 | 1 | 1 | 1 | 1 | 1 | 1 | 1.0301 | 1.0301 | 1.0507 | 1.0507 | 1.0717 | 1.0717 | 1.0931 | 1.0931 | 1.115 | 1.115 | 1.1373 | 1.1373 | 1.16 | 1.16 | 1.1832 | 1.1832 | 1.2069 | 1.2069 | 1.231 | 1.231 | 1.2557 | 1.2557 | 1.2808 | 1.2808 | 1.3064 | 1.3064 | 1.3325 | 1.3325 | 1.3592 | 1.3592 | 1.3864 | 1.3864 | 1.4141 | 1.4141 | 1.4424 | 1.4424 | 1.4712 | 1.4712 | 1.5006 | 1.5006 | 1.5306 | 1.5306 | 1.5613 | 1.5613 | 1.5925 | 1.5925 | 1.6243 | 1.6243 | 1.6568 | 1.6568 | 1.69 | 1.69 | 1.7238 | 1.7238 | 1.7582 | 1.7582 | 1.7934 | 1.7934 | 1.8293 | 1.8293 | 1.8293 | 1.8293 | 1.8293 | 1.8293 | 1.8293 | 1.8293 | 1.8293 | 1.8293 | 1.8293 | 1.8293 | 1.8293 | 1.8293 | 1.8293 | 1.8293 | 1.8293 | 1.8293 | 1.8293 | 1.8293
|  |  |  | Senior debt service period ppf | 0 | factor | 37.5 | 0 | 0 | 0 | 0 | 0 | 0 | 0 | 0 | 0 | 1 | 1 | 1 | 1 | 1 | 1 | 1 | 1 | 1 | 1 | 1 | 1 | 1 | 1 | 1 | 1 | 1 | 1 | 1 | 1 | 1 | 1 | 1 | 1 | 1 | 1 | 1 | 1 | 1 | 1 | 1 | 1 | 1 | 1 | 1 | 1 | 1 | 0.5 | 0 | 0 | 0 | 0 | 0 | 0 | 0 | 0 | 0 | 0 | 0 | 0 | 0 | 0 | 0 | 0 | 0 | 0 | 0 | 0 | 0 | 0 | 0 | 0 | 0 | 0 | 0 | 0 | 0 | 0 | 0 | 0 | 0 | 0 | 0 | 0 | 0 | 0 | 0 | 0
|  |  |  | GB Refi debt service period ppf | 0 | factor | 0 | 0 | 0 | 0 | 0 | 0 | 0 | 0 | 0 | 0 | 0 | 0 | 0 | 0 | 0 | 0 | 0 | 0 | 0 | 0 | 0 | 0 | 0 | 0 | 0 | 0 | 0 | 0 | 0 | 0 | 0 | 0 | 0 | 0 | 0 | 0 | 0 | 0 | 0 | 0 | 0 | 0 | 0 | 0 | 0 | 0 | 0 | 0 | 0 | 0 | 0 | 0 | 0 | 0 | 0 | 0 | 0 | 0 | 0 | 0 | 0 | 0 | 0 | 0 | 0 | 0 | 0 | 0 | 0 | 0 | 0 | 0 | 0 | 0 | 0 | 0 | 0 | 0 | 0 | 0 | 0 | 0 | 0 | 0 | 0 | 0 | 0 | 0
|  |  |  | Semi annual period start flag | 0 | flag | 39 | 0 | 0 | 0 | 0 | 0 | 0 | 0 | 0 | 0 | 1 | 0 | 1 | 0 | 1 | 0 | 1 | 0 | 1 | 0 | 1 | 0 | 1 | 0 | 1 | 0 | 1 | 0 | 1 | 0 | 1 | 0 | 1 | 0 | 1 | 0 | 1 | 0 | 1 | 0 | 1 | 0 | 1 | 0 | 1 | 0 | 1 | 0 | 1 | 0 | 1 | 0 | 1 | 0 | 1 | 0 | 1 | 0 | 1 | 0 | 1 | 0 | 1 | 0 | 1 | 0 | 1 | 0 | 1 | 0 | 1 | 0 | 1 | 0 | 1 | 0 | 1 | 0 | 1 | 0 | 1 | 0 | 1 | 0 | 1 | 0 | 1 | 0
|  |  |  | GB Refi debt service period flag | 0 | flag | 0 | 0 | 0 | 0 | 0 | 0 | 0 | 0 | 0 | 0 | 0 | 0 | 0 | 0 | 0 | 0 | 0 | 0 | 0 | 0 | 0 | 0 | 0 | 0 | 0 | 0 | 0 | 0 | 0 | 0 | 0 | 0 | 0 | 0 | 0 | 0 | 0 | 0 | 0 | 0 | 0 | 0 | 0 | 0 | 0 | 0 | 0 | 0 | 0 | 0 | 0 | 0 | 0 | 0 | 0 | 0 | 0 | 0 | 0 | 0 | 0 | 0 | 0 | 0 | 0 | 0 | 0 | 0 | 0 | 0 | 0 | 0 | 0 | 0 | 0 | 0 | 0 | 0 | 0 | 0 | 0 | 0 | 0 | 0 | 0 | 0 | 0 | 0
|  |  |  | Total agent bank fee - operations POS |  | USD 000s | 1140 |  | 0 | 0 | 0 | 0 | 0 | 0 | 0 | 0 | 60 | 0 | 60 | 0 | 60 | 0 | 60 | 0 | 60 | 0 | 60 | 0 | 60 | 0 | 60 | 0 | 60 | 0 | 60 | 0 | 60 | 0 | 60 | 0 | 60 | 0 | 60 | 0 | 60 | 0 | 60 | 0 | 60 | 0 | 60 | 0 | 60 | 0 | 0 | 0 | 0 | 0 | 0 | 0 | 0 | 0 | 0 | 0 | 0 | 0 | 0 | 0 | 0 | 0 | 0 | 0 | 0 | 0 | 0 | 0 | 0 | 0 | 0 | 0 | 0 | 0 | 0 | 0 | 0 | 0 | 0 | 0 | 0 | 0 | 0 | 0 | 0 | 0
|  |  |  | Total agent bank fee - operations |  | USD 000s | -1140 |  | 0 | 0 | 0 | 0 | 0 | 0 | 0 | 0 | -60 | 0 | -60 | 0 | -60 | 0 | -60 | 0 | -60 | 0 | -60 | 0 | -60 | 0 | -60 | 0 | -60 | 0 | -60 | 0 | -60 | 0 | -60 | 0 | -60 | 0 | -60 | 0 | -60 | 0 | -60 | 0 | -60 | 0 | -60 | 0 | -60 | 0 | 0 | 0 | 0 | 0 | 0 | 0 | 0 | 0 | 0 | 0 | 0 | 0 | 0 | 0 | 0 | 0 | 0 | 0 | 0 | 0 | 0 | 0 | 0 | 0 | 0 | 0 | 0 | 0 | 0 | 0 | 0 | 0 | 0 | 0 | 0 | 0 | 0 | 0 | 0 | 0
|  |  |  | Indexation on agent bank fee - operations | 0 | 1 = yes, 0 = no
|  |  |  | Security trustee and account bank fee - operations | 15 | USD 000s p.a.
|  |  |  | Agent bank fee during operations | 60 | USD 000s p.a.
|  |  |  | ADB fee - operations | 45 | USD 000s p.a.
|  |  |  | US PPI escalation factor (usppim / usppir) | 0 | factor | 0 | 0 | 1 | 1 | 1 | 1 | 1 | 1 | 1 | 1 | 1.0301 | 1.0301 | 1.0507 | 1.0507 | 1.0717 | 1.0717 | 1.0931 | 1.0931 | 1.115 | 1.115 | 1.1373 | 1.1373 | 1.16 | 1.16 | 1.1832 | 1.1832 | 1.2069 | 1.2069 | 1.231 | 1.231 | 1.2557 | 1.2557 | 1.2808 | 1.2808 | 1.3064 | 1.3064 | 1.3325 | 1.3325 | 1.3592 | 1.3592 | 1.3864 | 1.3864 | 1.4141 | 1.4141 | 1.4424 | 1.4424 | 1.4712 | 1.4712 | 1.5006 | 1.5006 | 1.5306 | 1.5306 | 1.5613 | 1.5613 | 1.5925 | 1.5925 | 1.6243 | 1.6243 | 1.6568 | 1.6568 | 1.69 | 1.69 | 1.7238 | 1.7238 | 1.7582 | 1.7582 | 1.7934 | 1.7934 | 1.8293 | 1.8293 | 1.8293 | 1.8293 | 1.8293 | 1.8293 | 1.8293 | 1.8293 | 1.8293 | 1.8293 | 1.8293 | 1.8293 | 1.8293 | 1.8293 | 1.8293 | 1.8293 | 1.8293 | 1.8293 | 1.8293 | 1.8293
|  |  |  | Senior debt service period ppf | 0 | factor | 37.5 | 0 | 0 | 0 | 0 | 0 | 0 | 0 | 0 | 0 | 1 | 1 | 1 | 1 | 1 | 1 | 1 | 1 | 1 | 1 | 1 | 1 | 1 | 1 | 1 | 1 | 1 | 1 | 1 | 1 | 1 | 1 | 1 | 1 | 1 | 1 | 1 | 1 | 1 | 1 | 1 | 1 | 1 | 1 | 1 | 1 | 1 | 0.5 | 0 | 0 | 0 | 0 | 0 | 0 | 0 | 0 | 0 | 0 | 0 | 0 | 0 | 0 | 0 | 0 | 0 | 0 | 0 | 0 | 0 | 0 | 0 | 0 | 0 | 0 | 0 | 0 | 0 | 0 | 0 | 0 | 0 | 0 | 0 | 0 | 0 | 0 | 0 | 0
|  |  |  | Semi annual period start flag | 0 | flag | 39 | 0 | 0 | 0 | 0 | 0 | 0 | 0 | 0 | 0 | 1 | 0 | 1 | 0 | 1 | 0 | 1 | 0 | 1 | 0 | 1 | 0 | 1 | 0 | 1 | 0 | 1 | 0 | 1 | 0 | 1 | 0 | 1 | 0 | 1 | 0 | 1 | 0 | 1 | 0 | 1 | 0 | 1 | 0 | 1 | 0 | 1 | 0 | 1 | 0 | 1 | 0 | 1 | 0 | 1 | 0 | 1 | 0 | 1 | 0 | 1 | 0 | 1 | 0 | 1 | 0 | 1 | 0 | 1 | 0 | 1 | 0 | 1 | 0 | 1 | 0 | 1 | 0 | 1 | 0 | 1 | 0 | 1 | 0 | 1 | 0 | 1 | 0
|  |  |  | Agent bank fee - operations ADB |  | USD 000s | 1140 |  | 0 | 0 | 0 | 0 | 0 | 0 | 0 | 0 | 60 | 0 | 60 | 0 | 60 | 0 | 60 | 0 | 60 | 0 | 60 | 0 | 60 | 0 | 60 | 0 | 60 | 0 | 60 | 0 | 60 | 0 | 60 | 0 | 60 | 0 | 60 | 0 | 60 | 0 | 60 | 0 | 60 | 0 | 60 | 0 | 60 | 0 | 0 | 0 | 0 | 0 | 0 | 0 | 0 | 0 | 0 | 0 | 0 | 0 | 0 | 0 | 0 | 0 | 0 | 0 | 0 | 0 | 0 | 0 | 0 | 0 | 0 | 0 | 0 | 0 | 0 | 0 | 0 | 0 | 0 | 0 | 0 | 0 | 0 | 0 | 0 | 0
EBRD LOAN
EBRD Loan - hedged vs unhedged %
|  |  |  | EBRD hedged % during operations duration 1 | 0 | years
|  |  |  | EBRD hedged % during operations duration 2 | 0 | years
|  |  |  | EBRD hedged % during operations duration 3 | 0 | years
|  |  |  | EBRD hedged % during operations duration 4 | 0 | years
|  |  |  | EBRD hedged % during operations duration 5 | 18.75 | years
|  |  |  | Senior debt service period start date | 2025-07-01 | date
|  |  |  | Months in year | 12 | months
|  |  |  | EBRD Loan hedged % during operations duration 1 end date | 2025-06-30 | date
|  |  |  | EBRD Loan hedged % during operations duration 2 end date | 2025-06-30 | date
|  |  |  | EBRD Loan hedged % during operations duration 3 end date | 2025-06-30 | date
|  |  |  | EBRD Loan hedged % during operations duration 4 end date | 2025-06-30 | date
|  |  |  | EBRD Loan hedged % during operations duration 5 end date | 2044-03-31 | date
|  |  |  | EBRD Loan hedged % during operations duration 1 end date | 2025-06-30 | date
|  |  |  | EBRD Loan hedged % during operations duration 2 end date | 2025-06-30 | date
|  |  |  | EBRD Loan hedged % during operations duration 3 end date | 2025-06-30 | date
|  |  |  | EBRD Loan hedged % during operations duration 4 end date | 2025-06-30 | date
|  |  |  | EBRD Loan hedged % during operations duration 5 end date | 2044-03-31 | date
|  |  |  | Model period end date | 0 | date | 0 | 0 | 2021-12-31 | 2022-06-30 | 2022-12-31 | 2023-06-30 | 2023-12-31 | 2024-06-30 | 2024-12-31 | 2025-06-30 | 2025-12-31 | 2026-06-30 | 2026-12-31 | 2027-06-30 | 2027-12-31 | 2028-06-30 | 2028-12-31 | 2029-06-30 | 2029-12-31 | 2030-06-30 | 2030-12-31 | 2031-06-30 | 2031-12-31 | 2032-06-30 | 2032-12-31 | 2033-06-30 | 2033-12-31 | 2034-06-30 | 2034-12-31 | 2035-06-30 | 2035-12-31 | 2036-06-30 | 2036-12-31 | 2037-06-30 | 2037-12-31 | 2038-06-30 | 2038-12-31 | 2039-06-30 | 2039-12-31 | 2040-06-30 | 2040-12-31 | 2041-06-30 | 2041-12-31 | 2042-06-30 | 2042-12-31 | 2043-06-30 | 2043-12-31 | 2044-06-30 | 2044-12-31 | 2045-06-30 | 2045-12-31 | 2046-06-30 | 2046-12-31 | 2047-06-30 | 2047-12-31 | 2048-06-30 | 2048-12-31 | 2049-06-30 | 2049-12-31 | 2050-06-30 | 2050-12-31 | 2051-06-30 | 2051-12-31 | 2052-06-30 | 2052-12-31 | 2053-06-30 | 2053-12-31 | 2054-06-30 | 2054-12-31 | 2055-06-30 | 2055-12-31 | 2056-06-30 | 2056-12-31 | 2057-06-30 | 2057-12-31 | 2058-06-30 | 2058-12-31 | 2059-06-30 | 2059-12-31 | 2060-06-30 | 2060-12-31 | 2061-06-30 | 2061-12-31 | 2062-06-30 | 2062-12-31 | 2063-06-30 | 2063-12-31 | 2064-06-30
|  |  |  | EBRD debt service period flag | 0 | flag | 38 | 0 | 0 | 0 | 0 | 0 | 0 | 0 | 0 | 0 | 1 | 1 | 1 | 1 | 1 | 1 | 1 | 1 | 1 | 1 | 1 | 1 | 1 | 1 | 1 | 1 | 1 | 1 | 1 | 1 | 1 | 1 | 1 | 1 | 1 | 1 | 1 | 1 | 1 | 1 | 1 | 1 | 1 | 1 | 1 | 1 | 1 | 1 | 0 | 0 | 0 | 0 | 0 | 0 | 0 | 0 | 0 | 0 | 0 | 0 | 0 | 0 | 0 | 0 | 0 | 0 | 0 | 0 | 0 | 0 | 0 | 0 | 0 | 0 | 0 | 0 | 0 | 0 | 0 | 0 | 0 | 0 | 0 | 0 | 0 | 0 | 0 | 0
[do not delete - technical row]
|  |  |  | EBRD Loan hedged % during ops duration 1 period flag |  | flag | 0 |  | 0 | 0 | 0 | 0 | 0 | 0 | 0 | 0 | 0 | 0 | 0 | 0 | 0 | 0 | 0 | 0 | 0 | 0 | 0 | 0 | 0 | 0 | 0 | 0 | 0 | 0 | 0 | 0 | 0 | 0 | 0 | 0 | 0 | 0 | 0 | 0 | 0 | 0 | 0 | 0 | 0 | 0 | 0 | 0 | 0 | 0 | 0 | 0 | 0 | 0 | 0 | 0 | 0 | 0 | 0 | 0 | 0 | 0 | 0 | 0 | 0 | 0 | 0 | 0 | 0 | 0 | 0 | 0 | 0 | 0 | 0 | 0 | 0 | 0 | 0 | 0 | 0 | 0 | 0 | 0 | 0 | 0 | 0 | 0 | 0 | 0
|  |  |  | EBRD Loan hedged % during ops duration 2 period flag |  | flag | 0 |  | 0 | 0 | 0 | 0 | 0 | 0 | 0 | 0 | 0 | 0 | 0 | 0 | 0 | 0 | 0 | 0 | 0 | 0 | 0 | 0 | 0 | 0 | 0 | 0 | 0 | 0 | 0 | 0 | 0 | 0 | 0 | 0 | 0 | 0 | 0 | 0 | 0 | 0 | 0 | 0 | 0 | 0 | 0 | 0 | 0 | 0 | 0 | 0 | 0 | 0 | 0 | 0 | 0 | 0 | 0 | 0 | 0 | 0 | 0 | 0 | 0 | 0 | 0 | 0 | 0 | 0 | 0 | 0 | 0 | 0 | 0 | 0 | 0 | 0 | 0 | 0 | 0 | 0 | 0 | 0 | 0 | 0 | 0 | 0 | 0 | 0
|  |  |  | EBRD Loan hedged % during ops duration 3 period flag |  | flag | 0 |  | 0 | 0 | 0 | 0 | 0 | 0 | 0 | 0 | 0 | 0 | 0 | 0 | 0 | 0 | 0 | 0 | 0 | 0 | 0 | 0 | 0 | 0 | 0 | 0 | 0 | 0 | 0 | 0 | 0 | 0 | 0 | 0 | 0 | 0 | 0 | 0 | 0 | 0 | 0 | 0 | 0 | 0 | 0 | 0 | 0 | 0 | 0 | 0 | 0 | 0 | 0 | 0 | 0 | 0 | 0 | 0 | 0 | 0 | 0 | 0 | 0 | 0 | 0 | 0 | 0 | 0 | 0 | 0 | 0 | 0 | 0 | 0 | 0 | 0 | 0 | 0 | 0 | 0 | 0 | 0 | 0 | 0 | 0 | 0 | 0 | 0
|  |  |  | EBRD Loan hedged % during ops duration 4 period flag |  | flag | 0 |  | 0 | 0 | 0 | 0 | 0 | 0 | 0 | 0 | 0 | 0 | 0 | 0 | 0 | 0 | 0 | 0 | 0 | 0 | 0 | 0 | 0 | 0 | 0 | 0 | 0 | 0 | 0 | 0 | 0 | 0 | 0 | 0 | 0 | 0 | 0 | 0 | 0 | 0 | 0 | 0 | 0 | 0 | 0 | 0 | 0 | 0 | 0 | 0 | 0 | 0 | 0 | 0 | 0 | 0 | 0 | 0 | 0 | 0 | 0 | 0 | 0 | 0 | 0 | 0 | 0 | 0 | 0 | 0 | 0 | 0 | 0 | 0 | 0 | 0 | 0 | 0 | 0 | 0 | 0 | 0 | 0 | 0 | 0 | 0 | 0 | 0
|  |  |  | EBRD Loan hedged % during ops duration 5 period flag |  | flag | 38 |  | 0 | 0 | 0 | 0 | 0 | 0 | 0 | 0 | 1 | 1 | 1 | 1 | 1 | 1 | 1 | 1 | 1 | 1 | 1 | 1 | 1 | 1 | 1 | 1 | 1 | 1 | 1 | 1 | 1 | 1 | 1 | 1 | 1 | 1 | 1 | 1 | 1 | 1 | 1 | 1 | 1 | 1 | 1 | 1 | 1 | 1 | 0 | 0 | 0 | 0 | 0 | 0 | 0 | 0 | 0 | 0 | 0 | 0 | 0 | 0 | 0 | 0 | 0 | 0 | 0 | 0 | 0 | 0 | 0 | 0 | 0 | 0 | 0 | 0 | 0 | 0 | 0 | 0 | 0 | 0 | 0 | 0 | 0 | 0 | 0 | 0
|  |  |  | % of EBRD hedged during operations duration 1 | 77% | %
|  |  |  | % of EBRD hedged during operations duration 2 | 77% | %
|  |  |  | % of EBRD hedged during operations duration 3 | 77% | %
|  |  |  | % of EBRD hedged during operations duration 4 | 77% | %
|  |  |  | % of EBRD hedged during operations duration 5 | 77% | %
|  |  |  | EBRD Loan hedged % during ops duration 1 period flag | 0 | flag | 0 | 0 | 0 | 0 | 0 | 0 | 0 | 0 | 0 | 0 | 0 | 0 | 0 | 0 | 0 | 0 | 0 | 0 | 0 | 0 | 0 | 0 | 0 | 0 | 0 | 0 | 0 | 0 | 0 | 0 | 0 | 0 | 0 | 0 | 0 | 0 | 0 | 0 | 0 | 0 | 0 | 0 | 0 | 0 | 0 | 0 | 0 | 0 | 0 | 0 | 0 | 0 | 0 | 0 | 0 | 0 | 0 | 0 | 0 | 0 | 0 | 0 | 0 | 0 | 0 | 0 | 0 | 0 | 0 | 0 | 0 | 0 | 0 | 0 | 0 | 0 | 0 | 0 | 0 | 0 | 0 | 0 | 0 | 0 | 0 | 0 | 0 | 0
|  |  |  | EBRD Loan hedged % during ops duration 2 period flag | 0 | flag | 0 | 0 | 0 | 0 | 0 | 0 | 0 | 0 | 0 | 0 | 0 | 0 | 0 | 0 | 0 | 0 | 0 | 0 | 0 | 0 | 0 | 0 | 0 | 0 | 0 | 0 | 0 | 0 | 0 | 0 | 0 | 0 | 0 | 0 | 0 | 0 | 0 | 0 | 0 | 0 | 0 | 0 | 0 | 0 | 0 | 0 | 0 | 0 | 0 | 0 | 0 | 0 | 0 | 0 | 0 | 0 | 0 | 0 | 0 | 0 | 0 | 0 | 0 | 0 | 0 | 0 | 0 | 0 | 0 | 0 | 0 | 0 | 0 | 0 | 0 | 0 | 0 | 0 | 0 | 0 | 0 | 0 | 0 | 0 | 0 | 0 | 0 | 0
|  |  |  | EBRD Loan hedged % during ops duration 3 period flag | 0 | flag | 0 | 0 | 0 | 0 | 0 | 0 | 0 | 0 | 0 | 0 | 0 | 0 | 0 | 0 | 0 | 0 | 0 | 0 | 0 | 0 | 0 | 0 | 0 | 0 | 0 | 0 | 0 | 0 | 0 | 0 | 0 | 0 | 0 | 0 | 0 | 0 | 0 | 0 | 0 | 0 | 0 | 0 | 0 | 0 | 0 | 0 | 0 | 0 | 0 | 0 | 0 | 0 | 0 | 0 | 0 | 0 | 0 | 0 | 0 | 0 | 0 | 0 | 0 | 0 | 0 | 0 | 0 | 0 | 0 | 0 | 0 | 0 | 0 | 0 | 0 | 0 | 0 | 0 | 0 | 0 | 0 | 0 | 0 | 0 | 0 | 0 | 0 | 0
|  |  |  | EBRD Loan hedged % during ops duration 4 period flag | 0 | flag | 0 | 0 | 0 | 0 | 0 | 0 | 0 | 0 | 0 | 0 | 0 | 0 | 0 | 0 | 0 | 0 | 0 | 0 | 0 | 0 | 0 | 0 | 0 | 0 | 0 | 0 | 0 | 0 | 0 | 0 | 0 | 0 | 0 | 0 | 0 | 0 | 0 | 0 | 0 | 0 | 0 | 0 | 0 | 0 | 0 | 0 | 0 | 0 | 0 | 0 | 0 | 0 | 0 | 0 | 0 | 0 | 0 | 0 | 0 | 0 | 0 | 0 | 0 | 0 | 0 | 0 | 0 | 0 | 0 | 0 | 0 | 0 | 0 | 0 | 0 | 0 | 0 | 0 | 0 | 0 | 0 | 0 | 0 | 0 | 0 | 0 | 0 | 0
|  |  |  | EBRD Loan hedged % during ops duration 5 period flag | 0 | flag | 38 | 0 | 0 | 0 | 0 | 0 | 0 | 0 | 0 | 0 | 1 | 1 | 1 | 1 | 1 | 1 | 1 | 1 | 1 | 1 | 1 | 1 | 1 | 1 | 1 | 1 | 1 | 1 | 1 | 1 | 1 | 1 | 1 | 1 | 1 | 1 | 1 | 1 | 1 | 1 | 1 | 1 | 1 | 1 | 1 | 1 | 1 | 1 | 0 | 0 | 0 | 0 | 0 | 0 | 0 | 0 | 0 | 0 | 0 | 0 | 0 | 0 | 0 | 0 | 0 | 0 | 0 | 0 | 0 | 0 | 0 | 0 | 0 | 0 | 0 | 0 | 0 | 0 | 0 | 0 | 0 | 0 | 0 | 0 | 0 | 0 | 0 | 0
|  |  |  | Hedged portion of EBRD Loan - calc |  | % |  |  | 0% | 0% | 0% | 0% | 0% | 0% | 0% | 0% | 77% | 77% | 77% | 77% | 77% | 77% | 77% | 77% | 77% | 77% | 77% | 77% | 77% | 77% | 77% | 77% | 77% | 77% | 77% | 77% | 77% | 77% | 77% | 77% | 77% | 77% | 77% | 77% | 77% | 77% | 77% | 77% | 77% | 77% | 77% | 77% | 77% | 77% | 0% | 0% | 0% | 0% | 0% | 0% | 0% | 0% | 0% | 0% | 0% | 0% | 0% | 0% | 0% | 0% | 0% | 0% | 0% | 0% | 0% | 0% | 0% | 0% | 0% | 0% | 0% | 0% | 0% | 0% | 0% | 0% | 0% | 0% | 0% | 0% | 0% | 0% | 0% | 0%
|  |  |  | Senior debt hedging switch | 0 | 1 = input, 0 = notional based
|  |  |  | Debt size - calculated vs hardcoded - sensitized | 0 | 1 = calculated , 0 = hold debt size unchanged
|  |  |  | Hedged portion of EBRD Loan - calc | 0% | % | 0% | 0% | 0% | 0% | 0% | 0% | 0% | 0% | 0% | 0% | 77% | 77% | 77% | 77% | 77% | 77% | 77% | 77% | 77% | 77% | 77% | 77% | 77% | 77% | 77% | 77% | 77% | 77% | 77% | 77% | 77% | 77% | 77% | 77% | 77% | 77% | 77% | 77% | 77% | 77% | 77% | 77% | 77% | 77% | 77% | 77% | 77% | 77% | 0% | 0% | 0% | 0% | 0% | 0% | 0% | 0% | 0% | 0% | 0% | 0% | 0% | 0% | 0% | 0% | 0% | 0% | 0% | 0% | 0% | 0% | 0% | 0% | 0% | 0% | 0% | 0% | 0% | 0% | 0% | 0% | 0% | 0% | 0% | 0% | 0% | 0% | 0% | 0%
|  |  |  | EBRD hedged debt during ops - cashsweep case | 0% | % | 0% | 0% | 0% | 0% | 0% | 0% | 0% | 0% | 0% | 0% | 77% | 77% | 77% | 77% | 77% | 77% | 77% | 77.32% | 77.65% | 78.02% | 78.39% | 78.82% | 79.25% | 80.05% | 80.88% | 81.87% | 82.92% | 84.18% | 85.37% | 86.77% | 88.26% | 90.1% | 92.11% | 94.6% | 97.38% | 100% | 100% | 100% | 100% | 100% | 100% | 100% | 100% | 100% | 100% | 100% | 100% | 100% | 0% | 0% | 0% | 0% | 0% | 0% | 0% | 0% | 0% | 0% | 0% | 0% | 0% | 0% | 0% | 0% | 0% | 0% | 0% | 0% | 0% | 0% | 0% | 0% | 0% | 0% | 0% | 0% | 0% | 0% | 0% | 0% | 0% | 0% | 0% | 0% | 0% | 0% | 0% | 0% | 0% | 0% | 0% | 0%
|  |  |  | EBRD hedged debt during ops | 0% | % | 0% | 0% | 0% | 0% | 0% | 0% | 0% | 0% | 0% | 0% | 77.86% | 78.26% | 78.26% | 77.79% | 77.77% | 77.76% | 77.75% | 78.06% | 78.37% | 78.73% | 79.09% | 79.51% | 79.92% | 80.71% | 81.54% | 82.52% | 83.57% | 84.83% | 86% | 87.4% | 88.88% | 90.71% | 92.71% | 95.2% | 97.98% | 100% | 100% | 100% | 100% | 100% | 100% | 100% | 100% | 100% | 100% | 100% | 100% | 100% | 0% | 0% | 0% | 0% | 0% | 0% | 0% | 0% | 0% | 0% | 0% | 0% | 0% | 0% | 0% | 0% | 0% | 0% | 0% | 0% | 0% | 0% | 0% | 0% | 0% | 0% | 0% | 0% | 0% | 0% | 0% | 0% | 0% | 0% | 0% | 0% | 0% | 0% | 0% | 0%
|  |  |  | Hedged portion of EBRD Loan |  | % |  |  | 0% | 0% | 0% | 0% | 0% | 0% | 0% | 0% | 77.86% | 78.26% | 78.26% | 77.79% | 77.77% | 77.76% | 77.75% | 78.06% | 78.37% | 78.73% | 79.09% | 79.51% | 79.92% | 80.71% | 81.54% | 82.52% | 83.57% | 84.83% | 86% | 87.4% | 88.88% | 90.71% | 92.71% | 95.2% | 97.98% | 100% | 100% | 100% | 100% | 100% | 100% | 100% | 100% | 100% | 100% | 100% | 100% | 100% | 0% | 0% | 0% | 0% | 0% | 0% | 0% | 0% | 0% | 0% | 0% | 0% | 0% | 0% | 0% | 0% | 0% | 0% | 0% | 0% | 0% | 0% | 0% | 0% | 0% | 0% | 0% | 0% | 0% | 0% | 0% | 0% | 0% | 0% | 0% | 0% | 0% | 0% | 0% | 0% | 0% | 0% | 0% | 0%
|  |  |  | Hedged portion of EBRD Loan | 0% | % | 0% | 0% | 0% | 0% | 0% | 0% | 0% | 0% | 0% | 0% | 77.86% | 78.26% | 78.26% | 77.79% | 77.77% | 77.76% | 77.75% | 78.06% | 78.37% | 78.73% | 79.09% | 79.51% | 79.92% | 80.71% | 81.54% | 82.52% | 83.57% | 84.83% | 86% | 87.4% | 88.88% | 90.71% | 92.71% | 95.2% | 97.98% | 100% | 100% | 100% | 100% | 100% | 100% | 100% | 100% | 100% | 100% | 100% | 100% | 100% | 0% | 0% | 0% | 0% | 0% | 0% | 0% | 0% | 0% | 0% | 0% | 0% | 0% | 0% | 0% | 0% | 0% | 0% | 0% | 0% | 0% | 0% | 0% | 0% | 0% | 0% | 0% | 0% | 0% | 0% | 0% | 0% | 0% | 0% | 0% | 0% | 0% | 0% | 0% | 0%
|  |  |  | EBRD debt service period flag | 0 | flag | 38 | 0 | 0 | 0 | 0 | 0 | 0 | 0 | 0 | 0 | 1 | 1 | 1 | 1 | 1 | 1 | 1 | 1 | 1 | 1 | 1 | 1 | 1 | 1 | 1 | 1 | 1 | 1 | 1 | 1 | 1 | 1 | 1 | 1 | 1 | 1 | 1 | 1 | 1 | 1 | 1 | 1 | 1 | 1 | 1 | 1 | 1 | 1 | 0 | 0 | 0 | 0 | 0 | 0 | 0 | 0 | 0 | 0 | 0 | 0 | 0 | 0 | 0 | 0 | 0 | 0 | 0 | 0 | 0 | 0 | 0 | 0 | 0 | 0 | 0 | 0 | 0 | 0 | 0 | 0 | 0 | 0 | 0 | 0 | 0 | 0 | 0 | 0
|  |  |  | Unhedged portion of EBRD Loan |  | % |  |  | 0% | 0% | 0% | 0% | 0% | 0% | 0% | 0% | 22.14% | 21.74% | 21.74% | 22.21% | 22.23% | 22.24% | 22.25% | 21.94% | 21.63% | 21.27% | 20.91% | 20.49% | 20.08% | 19.29% | 18.46% | 17.48% | 16.43% | 15.17% | 14% | 12.6% | 11.12% | 9.289% | 7.29% | 4.799% | 2.024% | 0% | 0% | 0% | 0% | 0% | 0% | 0% | 0% | 0% | 0% | 0% | 0% | 0% | 0% | 0% | 0% | 0% | 0% | 0% | 0% | 0% | 0% | 0% | 0% | 0% | 0% | 0% | 0% | 0% | 0% | 0% | 0% | 0% | 0% | 0% | 0% | 0% | 0% | 0% | 0% | 0% | 0% | 0% | 0% | 0% | 0% | 0% | 0% | 0% | 0% | 0% | 0% | 0%
EBRD Loan base rate
|  |  |  | EBRD Swap rate - operations period | 3.228% | % p.a.
|  |  |  | EBRD debt service period flag | 0 | flag | 38 | 0 | 0 | 0 | 0 | 0 | 0 | 0 | 0 | 0 | 1 | 1 | 1 | 1 | 1 | 1 | 1 | 1 | 1 | 1 | 1 | 1 | 1 | 1 | 1 | 1 | 1 | 1 | 1 | 1 | 1 | 1 | 1 | 1 | 1 | 1 | 1 | 1 | 1 | 1 | 1 | 1 | 1 | 1 | 1 | 1 | 1 | 1 | 0 | 0 | 0 | 0 | 0 | 0 | 0 | 0 | 0 | 0 | 0 | 0 | 0 | 0 | 0 | 0 | 0 | 0 | 0 | 0 | 0 | 0 | 0 | 0 | 0 | 0 | 0 | 0 | 0 | 0 | 0 | 0 | 0 | 0 | 0 | 0 | 0 | 0 | 0 | 0
|  |  |  | EBRD Loan Swap rate |  | % p.a. |  |  | 0% | 0% | 0% | 0% | 0% | 0% | 0% | 0% | 3.228% | 3.228% | 3.228% | 3.228% | 3.228% | 3.228% | 3.228% | 3.228% | 3.228% | 3.228% | 3.228% | 3.228% | 3.228% | 3.228% | 3.228% | 3.228% | 3.228% | 3.228% | 3.228% | 3.228% | 3.228% | 3.228% | 3.228% | 3.228% | 3.228% | 3.228% | 3.228% | 3.228% | 3.228% | 3.228% | 3.228% | 3.228% | 3.228% | 3.228% | 3.228% | 3.228% | 3.228% | 3.228% | 0% | 0% | 0% | 0% | 0% | 0% | 0% | 0% | 0% | 0% | 0% | 0% | 0% | 0% | 0% | 0% | 0% | 0% | 0% | 0% | 0% | 0% | 0% | 0% | 0% | 0% | 0% | 0% | 0% | 0% | 0% | 0% | 0% | 0% | 0% | 0% | 0% | 0% | 0% | 0%
|  |  |  | Include SOFR on EBRD | 1 | 1 = yes, 0 = no
|  |  |  | 6M SOFR forward curve - operations period | 0% | % p.a. | 0% | 0% | 0% | 0% | 0% | 0% | 0% | 0% | 0% | 0% | 2.66% | 2.651% | 2.658% | 2.709% | 2.78% | 2.851% | 2.935% | 2.982% | 3.02% | 3.055% | 3.085% | 3.135% | 3.196% | 3.24% | 3.286% | 3.308% | 3.318% | 3.329% | 3.338% | 3.344% | 3.368% | 3.386% | 3.388% | 3.373% | 3.342% | 3.297% | 3.288% | 3.29% | 3.282% | 3.265% | 3.237% | 3.201% | 3.155% | 3.099% | 3.034% | 2.96% | 2.896% | 2.842% | 2.793% | 2.75% | 2.712% | 2.679% | 2.652% | 2.629% | 2.613% | 2.601% | 2.606% | 2.607% | 2.596% | 2.574% | 2.541% | 2.496% | 2.44% | 2.372% | 2.293% | 2.205% | 2.16% | 2.135% | 2.109% | 2.082% | 0% | 0% | 0% | 0% | 0% | 0% | 0% | 0% | 0% | 0% | 0% | 0% | 0% | 0% | 0% | 0% | 0% | 0%
|  |  |  | SOFR forward curve - operations period for EBRD |  | % p.a. |  |  | 0% | 0% | 0% | 0% | 0% | 0% | 0% | 0% | 2.66% | 2.651% | 2.658% | 2.709% | 2.78% | 2.851% | 2.935% | 2.982% | 3.02% | 3.055% | 3.085% | 3.135% | 3.196% | 3.24% | 3.286% | 3.308% | 3.318% | 3.329% | 3.338% | 3.344% | 3.368% | 3.386% | 3.388% | 3.373% | 3.342% | 3.297% | 3.288% | 3.29% | 3.282% | 3.265% | 3.237% | 3.201% | 3.155% | 3.099% | 3.034% | 2.96% | 2.896% | 2.842% | 2.793% | 2.75% | 2.712% | 2.679% | 2.652% | 2.629% | 2.613% | 2.601% | 2.606% | 2.607% | 2.596% | 2.574% | 2.541% | 2.496% | 2.44% | 2.372% | 2.293% | 2.205% | 2.16% | 2.135% | 2.109% | 2.082% | 0% | 0% | 0% | 0% | 0% | 0% | 0% | 0% | 0% | 0% | 0% | 0% | 0% | 0% | 0% | 0% | 0% | 0%
|  |  |  | EBL + Senior debt swap rate - sensitivity | 0% | % p.a.
|  |  |  | EBRD Swap rate credit margin | 0.27% | % p.a.
|  |  |  | EBRD Loan Swap rate | 0 | % p.a. | 0 | 0 | 0% | 0% | 0% | 0% | 0% | 0% | 0% | 0% | 3.228% | 3.228% | 3.228% | 3.228% | 3.228% | 3.228% | 3.228% | 3.228% | 3.228% | 3.228% | 3.228% | 3.228% | 3.228% | 3.228% | 3.228% | 3.228% | 3.228% | 3.228% | 3.228% | 3.228% | 3.228% | 3.228% | 3.228% | 3.228% | 3.228% | 3.228% | 3.228% | 3.228% | 3.228% | 3.228% | 3.228% | 3.228% | 3.228% | 3.228% | 3.228% | 3.228% | 3.228% | 3.228% | 0% | 0% | 0% | 0% | 0% | 0% | 0% | 0% | 0% | 0% | 0% | 0% | 0% | 0% | 0% | 0% | 0% | 0% | 0% | 0% | 0% | 0% | 0% | 0% | 0% | 0% | 0% | 0% | 0% | 0% | 0% | 0% | 0% | 0% | 0% | 0% | 0% | 0% | 0% | 0%
|  |  |  | Hedged portion of EBRD Loan | 0% | % | 0% | 0% | 0% | 0% | 0% | 0% | 0% | 0% | 0% | 0% | 77.86% | 78.26% | 78.26% | 77.79% | 77.77% | 77.76% | 77.75% | 78.06% | 78.37% | 78.73% | 79.09% | 79.51% | 79.92% | 80.71% | 81.54% | 82.52% | 83.57% | 84.83% | 86% | 87.4% | 88.88% | 90.71% | 92.71% | 95.2% | 97.98% | 100% | 100% | 100% | 100% | 100% | 100% | 100% | 100% | 100% | 100% | 100% | 100% | 100% | 0% | 0% | 0% | 0% | 0% | 0% | 0% | 0% | 0% | 0% | 0% | 0% | 0% | 0% | 0% | 0% | 0% | 0% | 0% | 0% | 0% | 0% | 0% | 0% | 0% | 0% | 0% | 0% | 0% | 0% | 0% | 0% | 0% | 0% | 0% | 0% | 0% | 0% | 0% | 0%
|  |  |  | Unhedged portion of EBRD Loan | 0% | % | 0% | 0% | 0% | 0% | 0% | 0% | 0% | 0% | 0% | 0% | 22.14% | 21.74% | 21.74% | 22.21% | 22.23% | 22.24% | 22.25% | 21.94% | 21.63% | 21.27% | 20.91% | 20.49% | 20.08% | 19.29% | 18.46% | 17.48% | 16.43% | 15.17% | 14% | 12.6% | 11.12% | 9.289% | 7.29% | 4.799% | 2.024% | 0% | 0% | 0% | 0% | 0% | 0% | 0% | 0% | 0% | 0% | 0% | 0% | 0% | 0% | 0% | 0% | 0% | 0% | 0% | 0% | 0% | 0% | 0% | 0% | 0% | 0% | 0% | 0% | 0% | 0% | 0% | 0% | 0% | 0% | 0% | 0% | 0% | 0% | 0% | 0% | 0% | 0% | 0% | 0% | 0% | 0% | 0% | 0% | 0% | 0% | 0% | 0% | 0%
|  |  |  | SOFR forward curve - operations period for EBRD | 0% | % p.a. | 0% | 0% | 0% | 0% | 0% | 0% | 0% | 0% | 0% | 0% | 2.66% | 2.651% | 2.658% | 2.709% | 2.78% | 2.851% | 2.935% | 2.982% | 3.02% | 3.055% | 3.085% | 3.135% | 3.196% | 3.24% | 3.286% | 3.308% | 3.318% | 3.329% | 3.338% | 3.344% | 3.368% | 3.386% | 3.388% | 3.373% | 3.342% | 3.297% | 3.288% | 3.29% | 3.282% | 3.265% | 3.237% | 3.201% | 3.155% | 3.099% | 3.034% | 2.96% | 2.896% | 2.842% | 2.793% | 2.75% | 2.712% | 2.679% | 2.652% | 2.629% | 2.613% | 2.601% | 2.606% | 2.607% | 2.596% | 2.574% | 2.541% | 2.496% | 2.44% | 2.372% | 2.293% | 2.205% | 2.16% | 2.135% | 2.109% | 2.082% | 0% | 0% | 0% | 0% | 0% | 0% | 0% | 0% | 0% | 0% | 0% | 0% | 0% | 0% | 0% | 0% | 0% | 0%
|  |  |  | Operations period flag | 0 | flag | 60 | 0 | 0 | 0 | 0 | 0 | 0 | 0 | 0 | 0 | 1 | 1 | 1 | 1 | 1 | 1 | 1 | 1 | 1 | 1 | 1 | 1 | 1 | 1 | 1 | 1 | 1 | 1 | 1 | 1 | 1 | 1 | 1 | 1 | 1 | 1 | 1 | 1 | 1 | 1 | 1 | 1 | 1 | 1 | 1 | 1 | 1 | 1 | 1 | 1 | 1 | 1 | 1 | 1 | 1 | 1 | 1 | 1 | 1 | 1 | 1 | 1 | 1 | 1 | 1 | 1 | 1 | 1 | 1 | 1 | 0 | 0 | 0 | 0 | 0 | 0 | 0 | 0 | 0 | 0 | 0 | 0 | 0 | 0 | 0 | 0 | 0 | 0
|  |  |  | EBRD Loan repayment period base rate - calculated |  | % p.a. |  |  | 0% | 0% | 0% | 0% | 0% | 0% | 0% | 0% | 3.312% | 3.314% | 3.315% | 3.323% | 3.338% | 3.354% | 3.373% | 3.385% | 3.395% | 3.404% | 3.412% | 3.424% | 3.437% | 3.448% | 3.459% | 3.465% | 3.468% | 3.472% | 3.476% | 3.479% | 3.484% | 3.488% | 3.49% | 3.492% | 3.495% | 3.498% | 3.498% | 3.498% | 3.498% | 3.498% | 3.498% | 3.498% | 3.498% | 3.498% | 3.498% | 3.498% | 3.498% | 3.498% | 0% | 0% | 0% | 0% | 0% | 0% | 0% | 0% | 0% | 0% | 0% | 0% | 0% | 0% | 0% | 0% | 0% | 0% | 0% | 0% | 0% | 0% | 0% | 0% | 0% | 0% | 0% | 0% | 0% | 0% | 0% | 0% | 0% | 0% | 0% | 0% | 0% | 0% | 0% | 0%
EBRD Loan interest
Margin
|  |  |  | EBRD margin - sensitivity | 0% | % p.a.
|  |  |  | EBRD margin - Year 1 | 2.9% | % p.a.
|  |  |  | EBRD margin - Year 2 | 2.9% | % p.a.
|  |  |  | EBRD margin - Year 3 | 2.9% | % p.a.
|  |  |  | EBRD margin - Year 4 | 2.9% | % p.a.
|  |  |  | EBRD margin - Year 5 | 2.9% | % p.a.
|  |  |  | EBRD margin - Year 6 | 2.9% | % p.a.
|  |  |  | EBRD margin - Year 7 | 2.9% | % p.a.
|  |  |  | EBRD margin - Year 8 | 2.9% | % p.a.
|  |  |  | EBRD margin - Year 9 | 2.9% | % p.a.
|  |  |  | EBRD margin - Year 10 | 2.9% | % p.a.
|  |  |  | EBRD margin - Year 11 | 2.9% | % p.a.
|  |  |  | EBRD margin - Year 12 | 2.9% | % p.a.
|  |  |  | EBRD margin - Year 13 | 2.9% | % p.a.
|  |  |  | EBRD margin - Year 14 | 2.9% | % p.a.
|  |  |  | EBRD margin - Year 15 | 2.9% | % p.a.
|  |  |  | EBRD margin - Year 16 | 2.9% | % p.a.
|  |  |  | EBRD margin - Year 17 | 2.9% | % p.a.
|  |  |  | EBRD margin - Year 18 | 2.9% | % p.a.
|  |  |  | EBRD margin - Year 19 | 2.9% | % p.a.
|  |  |  | EBRD margin - Year 20 | 2.9% | % p.a.
|  |  |  | EBRD margin - Year 21 | 2.9% | % p.a.
|  |  |  | EBRD margin - Year 22 | 2.9% | % p.a.
|  |  |  | EBRD margin - Year 23 | 2.9% | % p.a.
|  |  |  | EBRD margin - Year 24 | 2.9% | % p.a.
|  |  |  | EBRD margin - Year 25 | 2.9% | % p.a.
|  |  |  | EBRD margin - Year 26 | 0% | % p.a.
|  |  |  | EBRD margin - Year 27 | 0% | % p.a.
|  |  |  | EBRD margin - Year 28 | 0% | % p.a.
|  |  |  | EBRD margin - Year 29 | 0% | % p.a.
|  |  |  | EBRD margin - Year 30 | 0% | % p.a.
|  |  |  | EBRD margin - Year 31 | 0% | % p.a.
|  |  |  | EBRD margin - Year 32 | 0% | % p.a.
|  |  |  | EBRD debt service year counter | 0 | year | 0 | 0 | 0 | 0 | 0 | 0 | 0 | 0 | 0 | 0 | 1 | 1 | 2 | 2 | 3 | 3 | 4 | 4 | 5 | 5 | 6 | 6 | 7 | 7 | 8 | 8 | 9 | 9 | 10 | 10 | 11 | 11 | 12 | 12 | 13 | 13 | 14 | 14 | 15 | 15 | 16 | 16 | 17 | 17 | 18 | 18 | 19 | 19 | 0 | 0 | 0 | 0 | 0 | 0 | 0 | 0 | 0 | 0 | 0 | 0 | 0 | 0 | 0 | 0 | 0 | 0 | 0 | 0 | 0 | 0 | 0 | 0 | 0 | 0 | 0 | 0 | 0 | 0 | 0 | 0 | 0 | 0 | 0 | 0 | 0 | 0 | 0 | 0
|  |  |  | EBRD debt service period flag | 0 | flag | 38 | 0 | 0 | 0 | 0 | 0 | 0 | 0 | 0 | 0 | 1 | 1 | 1 | 1 | 1 | 1 | 1 | 1 | 1 | 1 | 1 | 1 | 1 | 1 | 1 | 1 | 1 | 1 | 1 | 1 | 1 | 1 | 1 | 1 | 1 | 1 | 1 | 1 | 1 | 1 | 1 | 1 | 1 | 1 | 1 | 1 | 1 | 1 | 0 | 0 | 0 | 0 | 0 | 0 | 0 | 0 | 0 | 0 | 0 | 0 | 0 | 0 | 0 | 0 | 0 | 0 | 0 | 0 | 0 | 0 | 0 | 0 | 0 | 0 | 0 | 0 | 0 | 0 | 0 | 0 | 0 | 0 | 0 | 0 | 0 | 0 | 0 | 0
|  |  |  | Applicable annual Loan margin |  | % p.a. |  |  | 0% | 0% | 0% | 0% | 0% | 0% | 0% | 0% | 2.9% | 2.9% | 2.9% | 2.9% | 2.9% | 2.9% | 2.9% | 2.9% | 2.9% | 2.9% | 2.9% | 2.9% | 2.9% | 2.9% | 2.9% | 2.9% | 2.9% | 2.9% | 2.9% | 2.9% | 2.9% | 2.9% | 2.9% | 2.9% | 2.9% | 2.9% | 2.9% | 2.9% | 2.9% | 2.9% | 2.9% | 2.9% | 2.9% | 2.9% | 2.9% | 2.9% | 2.9% | 2.9% | 0% | 0% | 0% | 0% | 0% | 0% | 0% | 0% | 0% | 0% | 0% | 0% | 0% | 0% | 0% | 0% | 0% | 0% | 0% | 0% | 0% | 0% | 0% | 0% | 0% | 0% | 0% | 0% | 0% | 0% | 0% | 0% | 0% | 0% | 0% | 0% | 0% | 0% | 0% | 0%
All-in-interest rate
|  |  |  | Senior debt day count convention | 360 | days
|  |  |  | Days in EBRD debt service period | 0 | days | 6849 | 0 | 0 | 0 | 0 | 0 | 0 | 0 | 0 | 0 | 184 | 181 | 184 | 181 | 184 | 182 | 184 | 181 | 184 | 181 | 184 | 181 | 184 | 182 | 184 | 181 | 184 | 181 | 184 | 181 | 184 | 182 | 184 | 181 | 184 | 181 | 184 | 181 | 184 | 182 | 184 | 181 | 184 | 181 | 184 | 181 | 184 | 91 | 0 | 0 | 0 | 0 | 0 | 0 | 0 | 0 | 0 | 0 | 0 | 0 | 0 | 0 | 0 | 0 | 0 | 0 | 0 | 0 | 0 | 0 | 0 | 0 | 0 | 0 | 0 | 0 | 0 | 0 | 0 | 0 | 0 | 0 | 0 | 0 | 0 | 0 | 0 | 0
|  |  |  | Senior debt service period ppf - adjusted | 0 | factor | 37.2554 | 0 | 0 | 0 | 0 | 0 | 0 | 0 | 0 | 0 | 0.75543 | 1 | 1 | 1 | 1 | 1 | 1 | 1 | 1 | 1 | 1 | 1 | 1 | 1 | 1 | 1 | 1 | 1 | 1 | 1 | 1 | 1 | 1 | 1 | 1 | 1 | 1 | 1 | 1 | 1 | 1 | 1 | 1 | 1 | 1 | 1 | 1 | 0.5 | 0 | 0 | 0 | 0 | 0 | 0 | 0 | 0 | 0 | 0 | 0 | 0 | 0 | 0 | 0 | 0 | 0 | 0 | 0 | 0 | 0 | 0 | 0 | 0 | 0 | 0 | 0 | 0 | 0 | 0 | 0 | 0 | 0 | 0 | 0 | 0 | 0 | 0 | 0 | 0
|  |  |  | First operations period flag | 0 | flag | 1 | 0 | 0 | 0 | 0 | 0 | 0 | 0 | 0 | 0 | 1 | 0 | 0 | 0 | 0 | 0 | 0 | 0 | 0 | 0 | 0 | 0 | 0 | 0 | 0 | 0 | 0 | 0 | 0 | 0 | 0 | 0 | 0 | 0 | 0 | 0 | 0 | 0 | 0 | 0 | 0 | 0 | 0 | 0 | 0 | 0 | 0 | 0 | 0 | 0 | 0 | 0 | 0 | 0 | 0 | 0 | 0 | 0 | 0 | 0 | 0 | 0 | 0 | 0 | 0 | 0 | 0 | 0 | 0 | 0 | 0 | 0 | 0 | 0 | 0 | 0 | 0 | 0 | 0 | 0 | 0 | 0 | 0 | 0 | 0 | 0 | 0 | 0
|  |  |  | EBRD Loan repayment period base rate - calculated | 0% | % p.a. | 0% | 0% | 0% | 0% | 0% | 0% | 0% | 0% | 0% | 0% | 3.312% | 3.314% | 3.315% | 3.323% | 3.338% | 3.354% | 3.373% | 3.385% | 3.395% | 3.404% | 3.412% | 3.424% | 3.437% | 3.448% | 3.459% | 3.465% | 3.468% | 3.472% | 3.476% | 3.479% | 3.484% | 3.488% | 3.49% | 3.492% | 3.495% | 3.498% | 3.498% | 3.498% | 3.498% | 3.498% | 3.498% | 3.498% | 3.498% | 3.498% | 3.498% | 3.498% | 3.498% | 3.498% | 0% | 0% | 0% | 0% | 0% | 0% | 0% | 0% | 0% | 0% | 0% | 0% | 0% | 0% | 0% | 0% | 0% | 0% | 0% | 0% | 0% | 0% | 0% | 0% | 0% | 0% | 0% | 0% | 0% | 0% | 0% | 0% | 0% | 0% | 0% | 0% | 0% | 0% | 0% | 0%
|  |  |  | Applicable annual Loan margin | 0% | % p.a. | 0% | 0% | 0% | 0% | 0% | 0% | 0% | 0% | 0% | 0% | 2.9% | 2.9% | 2.9% | 2.9% | 2.9% | 2.9% | 2.9% | 2.9% | 2.9% | 2.9% | 2.9% | 2.9% | 2.9% | 2.9% | 2.9% | 2.9% | 2.9% | 2.9% | 2.9% | 2.9% | 2.9% | 2.9% | 2.9% | 2.9% | 2.9% | 2.9% | 2.9% | 2.9% | 2.9% | 2.9% | 2.9% | 2.9% | 2.9% | 2.9% | 2.9% | 2.9% | 2.9% | 2.9% | 0% | 0% | 0% | 0% | 0% | 0% | 0% | 0% | 0% | 0% | 0% | 0% | 0% | 0% | 0% | 0% | 0% | 0% | 0% | 0% | 0% | 0% | 0% | 0% | 0% | 0% | 0% | 0% | 0% | 0% | 0% | 0% | 0% | 0% | 0% | 0% | 0% | 0% | 0% | 0%
|  |  |  | EBRD debt service period flag | 0 | flag | 38 | 0 | 0 | 0 | 0 | 0 | 0 | 0 | 0 | 0 | 1 | 1 | 1 | 1 | 1 | 1 | 1 | 1 | 1 | 1 | 1 | 1 | 1 | 1 | 1 | 1 | 1 | 1 | 1 | 1 | 1 | 1 | 1 | 1 | 1 | 1 | 1 | 1 | 1 | 1 | 1 | 1 | 1 | 1 | 1 | 1 | 1 | 1 | 0 | 0 | 0 | 0 | 0 | 0 | 0 | 0 | 0 | 0 | 0 | 0 | 0 | 0 | 0 | 0 | 0 | 0 | 0 | 0 | 0 | 0 | 0 | 0 | 0 | 0 | 0 | 0 | 0 | 0 | 0 | 0 | 0 | 0 | 0 | 0 | 0 | 0 | 0 | 0
|  |  |  | EBRD Loan repayment period interest rate |  | % |  |  | 0% | 0% | 0% | 0% | 0% | 0% | 0% | 0% | 2.399% | 3.124% | 3.177% | 3.129% | 3.189% | 3.162% | 3.206% | 3.16% | 3.217% | 3.169% | 3.226% | 3.179% | 3.239% | 3.209% | 3.25% | 3.2% | 3.255% | 3.204% | 3.259% | 3.207% | 3.263% | 3.229% | 3.266% | 3.214% | 3.268% | 3.217% | 3.27% | 3.217% | 3.27% | 3.235% | 3.27% | 3.217% | 3.27% | 3.217% | 3.27% | 3.217% | 3.27% | 1.617% | 0% | 0% | 0% | 0% | 0% | 0% | 0% | 0% | 0% | 0% | 0% | 0% | 0% | 0% | 0% | 0% | 0% | 0% | 0% | 0% | 0% | 0% | 0% | 0% | 0% | 0% | 0% | 0% | 0% | 0% | 0% | 0% | 0% | 0% | 0% | 0% | 0% | 0% | 0% | 0%
EBRD Loan interest
|  |  |  | EBRD construction end amount | 34798.3079 | USD 000s
|  |  |  | EBRD Loan balance BEG | 0 | USD 000s | 0 | 0 | 0 | 0 | 0 | 0 | 0 | 0 | 0 | 0 | 34798.3079 | 34617.1481 | 33977.2245 | 33243.8815 | 32550.7817 | 31857.5172 | 31214.8681 | 30367.1244 | 29565.3817 | 28679.095 | 27836.5372 | 26934.5243 | 26082.1934 | 25057.4537 | 24084.1726 | 23003.2943 | 21964.2162 | 20826.2114 | 19934.8396 | 18966.719 | 18049.622 | 17013.6109 | 16021.4594 | 14927.9067 | 13878.8735 | 12927.0464 | 12062.9775 | 11005.2615 | 10122.003 | 9152.2616 | 8219.8461 | 7195.2467 | 6204.3533 | 5119.6091 | 4067.9694 | 2920.173 | 1804.6082 | 591.7411 | 0.00042852 | 0.00042852 | 0.00042852 | 0.00042852 | 0.00042852 | 0.00042852 | 0.00042852 | 0.00042852 | 0.00042852 | 0.00042852 | 0.00042852 | 0.00042852 | 0.00042852 | 0.00042852 | 0.00042852 | 0.00042852 | 0.00042852 | 0.00042852 | 0.00042852 | 0.00042852 | 0.00042852 | 0.00042852 | 0.00042852 | 0.00042852 | 0.00042852 | 0.00042852 | 0.00042852 | 0.00042852 | 0.00042852 | 0.00042852 | 0.00042852 | 0.00042852 | 0.00042852 | 0.00042852 | 0.00042852 | 0.00042852 | 0.00042852 | 0.00042852 | 0.00042852 | 0.00042852
|  |  |  | First operations period flag | 0 | flag | 1 | 0 | 0 | 0 | 0 | 0 | 0 | 0 | 0 | 0 | 1 | 0 | 0 | 0 | 0 | 0 | 0 | 0 | 0 | 0 | 0 | 0 | 0 | 0 | 0 | 0 | 0 | 0 | 0 | 0 | 0 | 0 | 0 | 0 | 0 | 0 | 0 | 0 | 0 | 0 | 0 | 0 | 0 | 0 | 0 | 0 | 0 | 0 | 0 | 0 | 0 | 0 | 0 | 0 | 0 | 0 | 0 | 0 | 0 | 0 | 0 | 0 | 0 | 0 | 0 | 0 | 0 | 0 | 0 | 0 | 0 | 0 | 0 | 0 | 0 | 0 | 0 | 0 | 0 | 0 | 0 | 0 | 0 | 0 | 0 | 0 | 0 | 0
|  |  |  | EBRD Loan balance BEG adjusted for partial period |  | USD 000s |  |  | 0 | 0 | 0 | 0 | 0 | 0 | 0 | 0 | 34798.3079 | 34617.1481 | 33977.2245 | 33243.8815 | 32550.7817 | 31857.5172 | 31214.8681 | 30367.1244 | 29565.3817 | 28679.095 | 27836.5372 | 26934.5243 | 26082.1934 | 25057.4537 | 24084.1726 | 23003.2943 | 21964.2162 | 20826.2114 | 19934.8396 | 18966.719 | 18049.622 | 17013.6109 | 16021.4594 | 14927.9067 | 13878.8735 | 12927.0464 | 12062.9775 | 11005.2615 | 10122.003 | 9152.2616 | 8219.8461 | 7195.2467 | 6204.3533 | 5119.6091 | 4067.9694 | 2920.173 | 1804.6082 | 591.7411 | 0.00042852 | 0.00042852 | 0.00042852 | 0.00042852 | 0.00042852 | 0.00042852 | 0.00042852 | 0.00042852 | 0.00042852 | 0.00042852 | 0.00042852 | 0.00042852 | 0.00042852 | 0.00042852 | 0.00042852 | 0.00042852 | 0.00042852 | 0.00042852 | 0.00042852 | 0.00042852 | 0.00042852 | 0.00042852 | 0.00042852 | 0.00042852 | 0.00042852 | 0.00042852 | 0.00042852 | 0.00042852 | 0.00042852 | 0.00042852 | 0.00042852 | 0.00042852 | 0.00042852 | 0.00042852 | 0.00042852 | 0.00042852 | 0.00042852 | 0.00042852 | 0.00042852 | 0.00042852
|  |  |  | EBRD Loan repayment period interest rate | 0% | % | 0% | 0% | 0% | 0% | 0% | 0% | 0% | 0% | 0% | 0% | 2.399% | 3.124% | 3.177% | 3.129% | 3.189% | 3.162% | 3.206% | 3.16% | 3.217% | 3.169% | 3.226% | 3.179% | 3.239% | 3.209% | 3.25% | 3.2% | 3.255% | 3.204% | 3.259% | 3.207% | 3.263% | 3.229% | 3.266% | 3.214% | 3.268% | 3.217% | 3.27% | 3.217% | 3.27% | 3.235% | 3.27% | 3.217% | 3.27% | 3.217% | 3.27% | 3.217% | 3.27% | 1.617% | 0% | 0% | 0% | 0% | 0% | 0% | 0% | 0% | 0% | 0% | 0% | 0% | 0% | 0% | 0% | 0% | 0% | 0% | 0% | 0% | 0% | 0% | 0% | 0% | 0% | 0% | 0% | 0% | 0% | 0% | 0% | 0% | 0% | 0% | 0% | 0% | 0% | 0% | 0% | 0%
|  |  |  | EBRD Loan balance BEG adjusted for partial period | 0 | USD 000s | 0 | 0 | 0 | 0 | 0 | 0 | 0 | 0 | 0 | 0 | 34798.3079 | 34617.1481 | 33977.2245 | 33243.8815 | 32550.7817 | 31857.5172 | 31214.8681 | 30367.1244 | 29565.3817 | 28679.095 | 27836.5372 | 26934.5243 | 26082.1934 | 25057.4537 | 24084.1726 | 23003.2943 | 21964.2162 | 20826.2114 | 19934.8396 | 18966.719 | 18049.622 | 17013.6109 | 16021.4594 | 14927.9067 | 13878.8735 | 12927.0464 | 12062.9775 | 11005.2615 | 10122.003 | 9152.2616 | 8219.8461 | 7195.2467 | 6204.3533 | 5119.6091 | 4067.9694 | 2920.173 | 1804.6082 | 591.7411 | 0.00042852 | 0.00042852 | 0.00042852 | 0.00042852 | 0.00042852 | 0.00042852 | 0.00042852 | 0.00042852 | 0.00042852 | 0.00042852 | 0.00042852 | 0.00042852 | 0.00042852 | 0.00042852 | 0.00042852 | 0.00042852 | 0.00042852 | 0.00042852 | 0.00042852 | 0.00042852 | 0.00042852 | 0.00042852 | 0.00042852 | 0.00042852 | 0.00042852 | 0.00042852 | 0.00042852 | 0.00042852 | 0.00042852 | 0.00042852 | 0.00042852 | 0.00042852 | 0.00042852 | 0.00042852 | 0.00042852 | 0.00042852 | 0.00042852 | 0.00042852 | 0.00042852 | 0.00042852
|  |  |  | EBRD Loan interest POS |  | USD 000s | 23013.276 |  | 0 | 0 | 0 | 0 | 0 | 0 | 0 | 0 | 834.6972 | 1081.5012 | 1079.3617 | 1040.1047 | 1037.8817 | 1007.2904 | 1000.7658 | 959.5523 | 951.2005 | 908.9667 | 897.9934 | 856.3425 | 844.8224 | 804.1946 | 782.7509 | 736.1167 | 714.9376 | 667.2522 | 649.6075 | 608.2666 | 588.9024 | 549.4169 | 523.2573 | 479.7459 | 453.6276 | 415.8336 | 394.4701 | 354.0142 | 330.9985 | 296.034 | 268.7963 | 231.4547 | 202.8879 | 164.6862 | 133.0262 | 93.9353 | 59.0123 | 9.5701 | 0 | 0 | 0 | 0 | 0 | 0 | 0 | 0 | 0 | 0 | 0 | 0 | 0 | 0 | 0 | 0 | 0 | 0 | 0 | 0 | 0 | 0 | 0 | 0 | 0 | 0 | 0 | 0 | 0 | 0 | 0 | 0 | 0 | 0 | 0 | 0 | 0 | 0 | 0 | 0
|  |  |  | EBRD Loan interest |  | USD 000s | -23013.276 |  | 0 | 0 | 0 | 0 | 0 | 0 | 0 | 0 | -834.6972 | -1081.5012 | -1079.3617 | -1040.1047 | -1037.8817 | -1007.2904 | -1000.7658 | -959.5523 | -951.2005 | -908.9667 | -897.9934 | -856.3425 | -844.8224 | -804.1946 | -782.7509 | -736.1167 | -714.9376 | -667.2522 | -649.6075 | -608.2666 | -588.9024 | -549.4169 | -523.2573 | -479.7459 | -453.6276 | -415.8336 | -394.4701 | -354.0142 | -330.9985 | -296.034 | -268.7963 | -231.4547 | -202.8879 | -164.6862 | -133.0262 | -93.9353 | -59.0123 | -9.5701 | 0 | 0 | 0 | 0 | 0 | 0 | 0 | 0 | 0 | 0 | 0 | 0 | 0 | 0 | 0 | 0 | 0 | 0 | 0 | 0 | 0 | 0 | 0 | 0 | 0 | 0 | 0 | 0 | 0 | 0 | 0 | 0 | 0 | 0 | 0 | 0 | 0 | 0 | 0 | 0
EBRD Loan repayment
EBRD Loan repayment - sculpted
|  |  |  | EBRD Loan repayment % - active | 0% | % | 0% | 0% | 0% | 0% | 0% | 0% | 0% | 0% | 0% | 0% | 42.57% | 42.57% | 42.57% | 42.57% | 42.57% | 42.57% | 42.57% | 42.57% | 42.57% | 42.57% | 42.57% | 42.57% | 42.57% | 42.57% | 42.57% | 42.57% | 42.57% | 42.57% | 42.57% | 42.57% | 42.57% | 42.57% | 42.57% | 42.57% | 42.57% | 42.57% | 42.57% | 42.57% | 42.57% | 42.57% | 42.57% | 42.57% | 42.57% | 42.57% | 42.57% | 42.57% | 42.57% | 42.57% | 0% | 0% | 0% | 0% | 0% | 0% | 0% | 0% | 0% | 0% | 0% | 0% | 0% | 0% | 0% | 0% | 0% | 0% | 0% | 0% | 0% | 0% | 0% | 0% | 0% | 0% | 0% | 0% | 0% | 0% | 0% | 0% | 0% | 0% | 0% | 0% | 0% | 0% | 0% | 0% | EBRD Loan repayment % - active | EBRD Loan repayment % - active | EBRD Loan repayment % - active | EBRD Loan repayment % - active
|  |  |  | Senior debt repayment amount - active | 0 | USD 000s | 79193.2304 | 0 | 0 | 0 | 0 | 0 | 0 | 0 | 0 | 0 | 425.5099 | 1503.0589 | 1722.4832 | 1627.9597 | 1628.3465 | 1509.4606 | 1693.0446 | 1608.2057 | 1797.5187 | 1718.0658 | 1853.4207 | 1760.9196 | 1938.0056 | 1852.4085 | 2084.0155 | 2019.6801 | 2233.3801 | 1742.9557 | 1910.1133 | 1825.0028 | 2081.0183 | 2011.4406 | 2232.1832 | 2160.7742 | 1969.0477 | 1806.2836 | 2462.5972 | 2469.0222 | 2678.9445 | 2586.8176 | 2807.27 | 2721.0609 | 2947.3862 | 2862.6173 | 3094.5591 | 3012.3545 | 3248.1238 | 1588.1741 | 0 | 0 | 0 | 0 | 0 | 0 | 0 | 0 | 0 | 0 | 0 | 0 | 0 | 0 | 0 | 0 | 0 | 0 | 0 | 0 | 0 | 0 | 0 | 0 | 0 | 0 | 0 | 0 | 0 | 0 | 0 | 0 | 0 | 0 | 0 | 0 | 0 | 0 | 0 | 0 | 0 | 0 | 0 | 0
|  |  |  | EBRD Loan sculpted repayment - calc |  | USD 000s | 33716.3221 |  | 0 | 0 | 0 | 0 | 0 | 0 | 0 | 0 | 181.1598 | 639.9236 | 733.343 | 693.0998 | 693.2645 | 642.6491 | 720.8096 | 684.6896 | 765.2892 | 731.4623 | 789.0893 | 749.7072 | 825.1011 | 788.6583 | 887.2645 | 859.8738 | 950.8561 | 742.0591 | 813.226 | 776.9904 | 885.9884 | 856.3659 | 950.3465 | 919.9443 | 838.3172 | 769.0208 | 1048.4447 | 1051.1801 | 1140.554 | 1101.3312 | 1195.1883 | 1158.485 | 1254.8424 | 1218.7522 | 1317.5009 | 1282.5025 | 1382.8807 | 676.1612 | 0 | 0 | 0 | 0 | 0 | 0 | 0 | 0 | 0 | 0 | 0 | 0 | 0 | 0 | 0 | 0 | 0 | 0 | 0 | 0 | 0 | 0 | 0 | 0 | 0 | 0 | 0 | 0 | 0 | 0 | 0 | 0 | 0 | 0 | 0 | 0 | 0 | 0 | 0 | 0
|  |  |  | EBRD Loan sculpted repayment - calc | 0 | USD 000s | 33716.3221 | 0 | 0 | 0 | 0 | 0 | 0 | 0 | 0 | 0 | 181.1598 | 639.9236 | 733.343 | 693.0998 | 693.2645 | 642.6491 | 720.8096 | 684.6896 | 765.2892 | 731.4623 | 789.0893 | 749.7072 | 825.1011 | 788.6583 | 887.2645 | 859.8738 | 950.8561 | 742.0591 | 813.226 | 776.9904 | 885.9884 | 856.3659 | 950.3465 | 919.9443 | 838.3172 | 769.0208 | 1048.4447 | 1051.1801 | 1140.554 | 1101.3312 | 1195.1883 | 1158.485 | 1254.8424 | 1218.7522 | 1317.5009 | 1282.5025 | 1382.8807 | 676.1612 | 0 | 0 | 0 | 0 | 0 | 0 | 0 | 0 | 0 | 0 | 0 | 0 | 0 | 0 | 0 | 0 | 0 | 0 | 0 | 0 | 0 | 0 | 0 | 0 | 0 | 0 | 0 | 0 | 0 | 0 | 0 | 0 | 0 | 0 | 0 | 0 | 0 | 0 | 0 | 0
|  |  |  | EBRD debt service period flag | 0 | flag | 38 | 0 | 0 | 0 | 0 | 0 | 0 | 0 | 0 | 0 | 1 | 1 | 1 | 1 | 1 | 1 | 1 | 1 | 1 | 1 | 1 | 1 | 1 | 1 | 1 | 1 | 1 | 1 | 1 | 1 | 1 | 1 | 1 | 1 | 1 | 1 | 1 | 1 | 1 | 1 | 1 | 1 | 1 | 1 | 1 | 1 | 1 | 1 | 0 | 0 | 0 | 0 | 0 | 0 | 0 | 0 | 0 | 0 | 0 | 0 | 0 | 0 | 0 | 0 | 0 | 0 | 0 | 0 | 0 | 0 | 0 | 0 | 0 | 0 | 0 | 0 | 0 | 0 | 0 | 0 | 0 | 0 | 0 | 0 | 0 | 0 | 0 | 0
|  |  |  | EBRD Loan sculpted repayment |  | USD 000s | 33716.3221 |  | 0 | 0 | 0 | 0 | 0 | 0 | 0 | 0 | 181.1598 | 639.9236 | 733.343 | 693.0998 | 693.2645 | 642.6491 | 720.8096 | 684.6896 | 765.2892 | 731.4623 | 789.0893 | 749.7072 | 825.1011 | 788.6583 | 887.2645 | 859.8738 | 950.8561 | 742.0591 | 813.226 | 776.9904 | 885.9884 | 856.3659 | 950.3465 | 919.9443 | 838.3172 | 769.0208 | 1048.4447 | 1051.1801 | 1140.554 | 1101.3312 | 1195.1883 | 1158.485 | 1254.8424 | 1218.7522 | 1317.5009 | 1282.5025 | 1382.8807 | 676.1612 | 0 | 0 | 0 | 0 | 0 | 0 | 0 | 0 | 0 | 0 | 0 | 0 | 0 | 0 | 0 | 0 | 0 | 0 | 0 | 0 | 0 | 0 | 0 | 0 | 0 | 0 | 0 | 0 | 0 | 0 | 0 | 0 | 0 | 0 | 0 | 0 | 0 | 0 | 0 | 0
|  |  |  | EBRD Loan balance BEG | 0 | USD 000s | 0 | 0 | 0 | 0 | 0 | 0 | 0 | 0 | 0 | 0 | 34798.3079 | 34617.1481 | 33977.2245 | 33243.8815 | 32550.7817 | 31857.5172 | 31214.8681 | 30367.1244 | 29565.3817 | 28679.095 | 27836.5372 | 26934.5243 | 26082.1934 | 25057.4537 | 24084.1726 | 23003.2943 | 21964.2162 | 20826.2114 | 19934.8396 | 18966.719 | 18049.622 | 17013.6109 | 16021.4594 | 14927.9067 | 13878.8735 | 12927.0464 | 12062.9775 | 11005.2615 | 10122.003 | 9152.2616 | 8219.8461 | 7195.2467 | 6204.3533 | 5119.6091 | 4067.9694 | 2920.173 | 1804.6082 | 591.7411 | 0.00042852 | 0.00042852 | 0.00042852 | 0.00042852 | 0.00042852 | 0.00042852 | 0.00042852 | 0.00042852 | 0.00042852 | 0.00042852 | 0.00042852 | 0.00042852 | 0.00042852 | 0.00042852 | 0.00042852 | 0.00042852 | 0.00042852 | 0.00042852 | 0.00042852 | 0.00042852 | 0.00042852 | 0.00042852 | 0.00042852 | 0.00042852 | 0.00042852 | 0.00042852 | 0.00042852 | 0.00042852 | 0.00042852 | 0.00042852 | 0.00042852 | 0.00042852 | 0.00042852 | 0.00042852 | 0.00042852 | 0.00042852 | 0.00042852 | 0.00042852 | 0.00042852 | 0.00042852
|  |  |  | EBRD Loan sculpted repayment | 0 | USD 000s | 33716.3221 | 0 | 0 | 0 | 0 | 0 | 0 | 0 | 0 | 0 | 181.1598 | 639.9236 | 733.343 | 693.0998 | 693.2645 | 642.6491 | 720.8096 | 684.6896 | 765.2892 | 731.4623 | 789.0893 | 749.7072 | 825.1011 | 788.6583 | 887.2645 | 859.8738 | 950.8561 | 742.0591 | 813.226 | 776.9904 | 885.9884 | 856.3659 | 950.3465 | 919.9443 | 838.3172 | 769.0208 | 1048.4447 | 1051.1801 | 1140.554 | 1101.3312 | 1195.1883 | 1158.485 | 1254.8424 | 1218.7522 | 1317.5009 | 1282.5025 | 1382.8807 | 676.1612 | 0 | 0 | 0 | 0 | 0 | 0 | 0 | 0 | 0 | 0 | 0 | 0 | 0 | 0 | 0 | 0 | 0 | 0 | 0 | 0 | 0 | 0 | 0 | 0 | 0 | 0 | 0 | 0 | 0 | 0 | 0 | 0 | 0 | 0 | 0 | 0 | 0 | 0 | 0 | 0
|  |  |  | EBRD debt service period flag | 0 | flag | 38 | 0 | 0 | 0 | 0 | 0 | 0 | 0 | 0 | 0 | 1 | 1 | 1 | 1 | 1 | 1 | 1 | 1 | 1 | 1 | 1 | 1 | 1 | 1 | 1 | 1 | 1 | 1 | 1 | 1 | 1 | 1 | 1 | 1 | 1 | 1 | 1 | 1 | 1 | 1 | 1 | 1 | 1 | 1 | 1 | 1 | 1 | 1 | 0 | 0 | 0 | 0 | 0 | 0 | 0 | 0 | 0 | 0 | 0 | 0 | 0 | 0 | 0 | 0 | 0 | 0 | 0 | 0 | 0 | 0 | 0 | 0 | 0 | 0 | 0 | 0 | 0 | 0 | 0 | 0 | 0 | 0 | 0 | 0 | 0 | 0 | 0 | 0
|  |  |  | EBRD Loan scheduled repayment |  | USD 000s | 33631.902 |  | 0 | 0 | 0 | 0 | 0 | 0 | 0 | 0 | 181.1598 | 639.9236 | 733.343 | 693.0998 | 693.2645 | 642.6491 | 720.8096 | 684.6896 | 765.2892 | 731.4623 | 789.0893 | 749.7072 | 825.1011 | 788.6583 | 887.2645 | 859.8738 | 950.8561 | 742.0591 | 813.226 | 776.9904 | 885.9884 | 856.3659 | 950.3465 | 919.9443 | 838.3172 | 769.0208 | 1048.4447 | 1051.1801 | 1140.554 | 1101.3312 | 1195.1883 | 1158.485 | 1254.8424 | 1218.7522 | 1317.5009 | 1282.5025 | 1382.8807 | 591.7411 | 0 | 0 | 0 | 0 | 0 | 0 | 0 | 0 | 0 | 0 | 0 | 0 | 0 | 0 | 0 | 0 | 0 | 0 | 0 | 0 | 0 | 0 | 0 | 0 | 0 | 0 | 0 | 0 | 0 | 0 | 0 | 0 | 0 | 0 | 0 | 0 | 0 | 0 | 0 | 0
|  |  |  | EBRD construction end amount | 34798.3079 | USD 000s
|  |  |  | EBRD Loan scheduled repayment | 0 | USD 000s | 33631.902 | 0 | 0 | 0 | 0 | 0 | 0 | 0 | 0 | 0 | 181.1598 | 639.9236 | 733.343 | 693.0998 | 693.2645 | 642.6491 | 720.8096 | 684.6896 | 765.2892 | 731.4623 | 789.0893 | 749.7072 | 825.1011 | 788.6583 | 887.2645 | 859.8738 | 950.8561 | 742.0591 | 813.226 | 776.9904 | 885.9884 | 856.3659 | 950.3465 | 919.9443 | 838.3172 | 769.0208 | 1048.4447 | 1051.1801 | 1140.554 | 1101.3312 | 1195.1883 | 1158.485 | 1254.8424 | 1218.7522 | 1317.5009 | 1282.5025 | 1382.8807 | 591.7411 | 0 | 0 | 0 | 0 | 0 | 0 | 0 | 0 | 0 | 0 | 0 | 0 | 0 | 0 | 0 | 0 | 0 | 0 | 0 | 0 | 0 | 0 | 0 | 0 | 0 | 0 | 0 | 0 | 0 | 0 | 0 | 0 | 0 | 0 | 0 | 0 | 0 | 0 | 0 | 0
|  |  |  | EBRD Loan sculpted rpmt % profile - calc |  | % | 96.65% |  | 0% | 0% | 0% | 0% | 0% | 0% | 0% | 0% | 0.5206% | 1.839% | 2.107% | 1.992% | 1.992% | 1.847% | 2.071% | 1.968% | 2.199% | 2.102% | 2.268% | 2.154% | 2.371% | 2.266% | 2.55% | 2.471% | 2.732% | 2.132% | 2.337% | 2.233% | 2.546% | 2.461% | 2.731% | 2.644% | 2.409% | 2.21% | 3.013% | 3.021% | 3.278% | 3.165% | 3.435% | 3.329% | 3.606% | 3.502% | 3.786% | 3.686% | 3.974% | 1.7% | 0% | 0% | 0% | 0% | 0% | 0% | 0% | 0% | 0% | 0% | 0% | 0% | 0% | 0% | 0% | 0% | 0% | 0% | 0% | 0% | 0% | 0% | 0% | 0% | 0% | 0% | 0% | 0% | 0% | 0% | 0% | 0% | 0% | 0% | 0% | 0% | 0% | 0% | 0% | 0%
|  |  |  | Delay in construction - sensitivity | 0 | months
|  |  |  | EBRD loan sculpted rpmt % profile - Base Case - Historic | 0% | % | 87.5% | 0% | 0% | 0% | 0% | 0% | 0% | 0% | 0% | 0% | 0.5206% | 1.839% | 2.107% | 1.992% | 1.992% | 1.847% | 2.071% | 1.954% | 2.173% | 2.062% | 2.213% | 2.086% | 2.287% | 2.157% | 2.414% | 2.31% | 2.542% | 1.917% | 2.092% | 1.965% | 2.247% | 2.135% | 2.373% | 2.263% | 1.994% | 1.776% | 2.543% | 2.538% | 2.787% | 2.679% | 2.944% | 2.848% | 3.117% | 3.022% | 3.298% | 3.206% | 3.485% | 1.7% | 0% | 0% | 0% | 0% | 0% | 0% | 0% | 0% | 0% | 0% | 0% | 0% | 0% | 0% | 0% | 0% | 0% | 0% | 0% | 0% | 0% | 0% | 0% | 0% | 0% | 0% | 0% | 0% | 0% | 0% | 0% | 0% | 0% | 0% | 0% | 0% | 0% | 0% | 0% | 0%
|  |  |  | Delay period flag | 0 | flag | 0 | 0 | 0 | 0 | 0 | 0 | 0 | 0 | 0 | 0 | 0 | 0 | 0 | 0 | 0 | 0 | 0 | 0 | 0 | 0 | 0 | 0 | 0 | 0 | 0 | 0 | 0 | 0 | 0 | 0 | 0 | 0 | 0 | 0 | 0 | 0 | 0 | 0 | 0 | 0 | 0 | 0 | 0 | 0 | 0 | 0 | 0 | 0 | 0 | 0 | 0 | 0 | 0 | 0 | 0 | 0 | 0 | 0 | 0 | 0 | 0 | 0 | 0 | 0 | 0 | 0 | 0 | 0 | 0 | 0 | 0 | 0 | 0 | 0 | 0 | 0 | 0 | 0 | 0 | 0 | 0 | 0 | 0 | 0 | 0 | 0 | 0 | 0
|  |  |  | EBRD Loan sculpted rpmt % profile - delay case |  | % | 87.5% |  | 0% | 0% | 0% | 0% | 0% | 0% | 0% | 0% | 0.5206% | 1.839% | 2.107% | 1.992% | 1.992% | 1.847% | 2.071% | 1.954% | 2.173% | 2.062% | 2.213% | 2.086% | 2.287% | 2.157% | 2.414% | 2.31% | 2.542% | 1.917% | 2.092% | 1.965% | 2.247% | 2.135% | 2.373% | 2.263% | 1.994% | 1.776% | 2.543% | 2.538% | 2.787% | 2.679% | 2.944% | 2.848% | 3.117% | 3.022% | 3.298% | 3.206% | 3.485% | 1.7% | 0% | 0% | 0% | 0% | 0% | 0% | 0% | 0% | 0% | 0% | 0% | 0% | 0% | 0% | 0% | 0% | 0% | 0% | 0% | 0% | 0% | 0% | 0% | 0% | 0% | 0% | 0% | 0% | 0% | 0% | 0% | 0% | 0% | 0% | 0% | 0% | 0% | 0% | 0% | 0%
|  |  |  | Debt repayment profiles - calculated vs hardcoded - sensitized | 0 | 1 = calculated , 0 = hold rpmt profiles unchanged
|  |  |  | Delay in construction - sensitivity | 0 | months
|  |  |  | EBRD Loan sculpted rpmt % profile - calc | 0% | % | 96.65% | 0% | 0% | 0% | 0% | 0% | 0% | 0% | 0% | 0% | 0.5206% | 1.839% | 2.107% | 1.992% | 1.992% | 1.847% | 2.071% | 1.968% | 2.199% | 2.102% | 2.268% | 2.154% | 2.371% | 2.266% | 2.55% | 2.471% | 2.732% | 2.132% | 2.337% | 2.233% | 2.546% | 2.461% | 2.731% | 2.644% | 2.409% | 2.21% | 3.013% | 3.021% | 3.278% | 3.165% | 3.435% | 3.329% | 3.606% | 3.502% | 3.786% | 3.686% | 3.974% | 1.7% | 0% | 0% | 0% | 0% | 0% | 0% | 0% | 0% | 0% | 0% | 0% | 0% | 0% | 0% | 0% | 0% | 0% | 0% | 0% | 0% | 0% | 0% | 0% | 0% | 0% | 0% | 0% | 0% | 0% | 0% | 0% | 0% | 0% | 0% | 0% | 0% | 0% | 0% | 0% | 0%
|  |  |  | EBRD loan sculpted rpmt % profile - Base Case - Historic | 0% | % | 87.5% | 0% | 0% | 0% | 0% | 0% | 0% | 0% | 0% | 0% | 0.5206% | 1.839% | 2.107% | 1.992% | 1.992% | 1.847% | 2.071% | 1.954% | 2.173% | 2.062% | 2.213% | 2.086% | 2.287% | 2.157% | 2.414% | 2.31% | 2.542% | 1.917% | 2.092% | 1.965% | 2.247% | 2.135% | 2.373% | 2.263% | 1.994% | 1.776% | 2.543% | 2.538% | 2.787% | 2.679% | 2.944% | 2.848% | 3.117% | 3.022% | 3.298% | 3.206% | 3.485% | 1.7% | 0% | 0% | 0% | 0% | 0% | 0% | 0% | 0% | 0% | 0% | 0% | 0% | 0% | 0% | 0% | 0% | 0% | 0% | 0% | 0% | 0% | 0% | 0% | 0% | 0% | 0% | 0% | 0% | 0% | 0% | 0% | 0% | 0% | 0% | 0% | 0% | 0% | 0% | 0% | 0%
|  |  |  | EBRD Loan sculpted rpmt % profile - delay case | 0% | % | 87.5% | 0% | 0% | 0% | 0% | 0% | 0% | 0% | 0% | 0% | 0.5206% | 1.839% | 2.107% | 1.992% | 1.992% | 1.847% | 2.071% | 1.954% | 2.173% | 2.062% | 2.213% | 2.086% | 2.287% | 2.157% | 2.414% | 2.31% | 2.542% | 1.917% | 2.092% | 1.965% | 2.247% | 2.135% | 2.373% | 2.263% | 1.994% | 1.776% | 2.543% | 2.538% | 2.787% | 2.679% | 2.944% | 2.848% | 3.117% | 3.022% | 3.298% | 3.206% | 3.485% | 1.7% | 0% | 0% | 0% | 0% | 0% | 0% | 0% | 0% | 0% | 0% | 0% | 0% | 0% | 0% | 0% | 0% | 0% | 0% | 0% | 0% | 0% | 0% | 0% | 0% | 0% | 0% | 0% | 0% | 0% | 0% | 0% | 0% | 0% | 0% | 0% | 0% | 0% | 0% | 0% | 0%
|  |  |  | EBRD Loan sculpted repayment profile |  | % | 87.5% |  | 0% | 0% | 0% | 0% | 0% | 0% | 0% | 0% | 0.5206% | 1.839% | 2.107% | 1.992% | 1.992% | 1.847% | 2.071% | 1.954% | 2.173% | 2.062% | 2.213% | 2.086% | 2.287% | 2.157% | 2.414% | 2.31% | 2.542% | 1.917% | 2.092% | 1.965% | 2.247% | 2.135% | 2.373% | 2.263% | 1.994% | 1.776% | 2.543% | 2.538% | 2.787% | 2.679% | 2.944% | 2.848% | 3.117% | 3.022% | 3.298% | 3.206% | 3.485% | 1.7% | 0% | 0% | 0% | 0% | 0% | 0% | 0% | 0% | 0% | 0% | 0% | 0% | 0% | 0% | 0% | 0% | 0% | 0% | 0% | 0% | 0% | 0% | 0% | 0% | 0% | 0% | 0% | 0% | 0% | 0% | 0% | 0% | 0% | 0% | 0% | 0% | 0% | 0% | 0% | 0%
|  |  |  | EBRD construction end amount | 34798.3079 | USD 000s
|  |  |  | EBRD Loan sculpted repayment profile | 0% | % | 87.5% | 0% | 0% | 0% | 0% | 0% | 0% | 0% | 0% | 0% | 0.5206% | 1.839% | 2.107% | 1.992% | 1.992% | 1.847% | 2.071% | 1.954% | 2.173% | 2.062% | 2.213% | 2.086% | 2.287% | 2.157% | 2.414% | 2.31% | 2.542% | 1.917% | 2.092% | 1.965% | 2.247% | 2.135% | 2.373% | 2.263% | 1.994% | 1.776% | 2.543% | 2.538% | 2.787% | 2.679% | 2.944% | 2.848% | 3.117% | 3.022% | 3.298% | 3.206% | 3.485% | 1.7% | 0% | 0% | 0% | 0% | 0% | 0% | 0% | 0% | 0% | 0% | 0% | 0% | 0% | 0% | 0% | 0% | 0% | 0% | 0% | 0% | 0% | 0% | 0% | 0% | 0% | 0% | 0% | 0% | 0% | 0% | 0% | 0% | 0% | 0% | 0% | 0% | 0% | 0% | 0% | 0%
|  |  |  | EBRD Loan sculpted repayment |  | USD 000s | 30448.519 |  | 0 | 0 | 0 | 0 | 0 | 0 | 0 | 0 | 181.1598 | 639.9236 | 733.343 | 693.0998 | 693.2645 | 642.6491 | 720.8096 | 680.0692 | 756.0289 | 717.4967 | 770.1106 | 725.9523 | 795.8557 | 750.7663 | 840.0012 | 803.9531 | 884.7024 | 667.0956 | 728.1008 | 683.89 | 781.7759 | 743.03 | 825.868 | 787.3875 | 693.9511 | 617.9659 | 885.0073 | 883.2585 | 969.7414 | 932.4155 | 1024.5994 | 990.8934 | 1084.7442 | 1051.6397 | 1147.7965 | 1115.5648 | 1212.8671 | 591.7407 | 0 | 0 | 0 | 0 | 0 | 0 | 0 | 0 | 0 | 0 | 0 | 0 | 0 | 0 | 0 | 0 | 0 | 0 | 0 | 0 | 0 | 0 | 0 | 0 | 0 | 0 | 0 | 0 | 0 | 0 | 0 | 0 | 0 | 0 | 0 | 0 | 0 | 0 | 0 | 0
EBRD Loan repayment - bullet repayment
|  |  |  | EBRD construction end amount | 34798.3079 | USD 000s
|  |  |  | EBRD repayment period flag | 0 | flag | 38 | 0 | 0 | 0 | 0 | 0 | 0 | 0 | 0 | 0 | 1 | 1 | 1 | 1 | 1 | 1 | 1 | 1 | 1 | 1 | 1 | 1 | 1 | 1 | 1 | 1 | 1 | 1 | 1 | 1 | 1 | 1 | 1 | 1 | 1 | 1 | 1 | 1 | 1 | 1 | 1 | 1 | 1 | 1 | 1 | 1 | 1 | 1 | 0 | 0 | 0 | 0 | 0 | 0 | 0 | 0 | 0 | 0 | 0 | 0 | 0 | 0 | 0 | 0 | 0 | 0 | 0 | 0 | 0 | 0 | 0 | 0 | 0 | 0 | 0 | 0 | 0 | 0 | 0 | 0 | 0 | 0 | 0 | 0 | 0 | 0 | 0 | 0
|  |  |  | EBRD Loan repayment profile - bullet | 0% | % | 0% | 0% | bar: 1 to 86
|  |  |  | EBRD Loan repayment - bullet |  | USD 000s | 0 |  | 0 | 0 | 0 | 0 | 0 | 0 | 0 | 0 | 0 | 0 | 0 | 0 | 0 | 0 | 0 | 0 | 0 | 0 | 0 | 0 | 0 | 0 | 0 | 0 | 0 | 0 | 0 | 0 | 0 | 0 | 0 | 0 | 0 | 0 | 0 | 0 | 0 | 0 | 0 | 0 | 0 | 0 | 0 | 0 | 0 | 0 | 0 | 0 | 0 | 0 | 0 | 0 | 0 | 0 | 0 | 0 | 0 | 0 | 0 | 0 | 0 | 0 | 0 | 0 | 0 | 0 | 0 | 0 | 0 | 0 | 0 | 0 | 0 | 0 | 0 | 0 | 0 | 0 | 0 | 0 | 0 | 0 | 0 | 0 | 0 | 0
EBRD Loan repayment - linear
|  |  |  | EBRD repayment period flag | 0 | flag | 38 | 0 | 0 | 0 | 0 | 0 | 0 | 0 | 0 | 0 | 1 | 1 | 1 | 1 | 1 | 1 | 1 | 1 | 1 | 1 | 1 | 1 | 1 | 1 | 1 | 1 | 1 | 1 | 1 | 1 | 1 | 1 | 1 | 1 | 1 | 1 | 1 | 1 | 1 | 1 | 1 | 1 | 1 | 1 | 1 | 1 | 1 | 1 | 0 | 0 | 0 | 0 | 0 | 0 | 0 | 0 | 0 | 0 | 0 | 0 | 0 | 0 | 0 | 0 | 0 | 0 | 0 | 0 | 0 | 0 | 0 | 0 | 0 | 0 | 0 | 0 | 0 | 0 | 0 | 0 | 0 | 0 | 0 | 0 | 0 | 0 | 0 | 0
|  |  |  | EBRD Loan service period - total periods | 38 | periods
|  |  |  | 0 | 0 | 0
|  |  |  | EBRD Loan service period - total periods | 38 | periods
|  |  |  | EBRD Loan repayment - periodic linear amount | 0 | USD 000s
|  |  |  | EBRD Loan repayment - periodic linear amount | 0 | USD 000s
|  |  |  | EBRD repayment period flag | 0 | flag | 38 | 0 | 0 | 0 | 0 | 0 | 0 | 0 | 0 | 0 | 1 | 1 | 1 | 1 | 1 | 1 | 1 | 1 | 1 | 1 | 1 | 1 | 1 | 1 | 1 | 1 | 1 | 1 | 1 | 1 | 1 | 1 | 1 | 1 | 1 | 1 | 1 | 1 | 1 | 1 | 1 | 1 | 1 | 1 | 1 | 1 | 1 | 1 | 0 | 0 | 0 | 0 | 0 | 0 | 0 | 0 | 0 | 0 | 0 | 0 | 0 | 0 | 0 | 0 | 0 | 0 | 0 | 0 | 0 | 0 | 0 | 0 | 0 | 0 | 0 | 0 | 0 | 0 | 0 | 0 | 0 | 0 | 0 | 0 | 0 | 0 | 0 | 0
|  |  |  | EBRD Loan repayment - linear |  | USD 000s | 0 |  | 0 | 0 | 0 | 0 | 0 | 0 | 0 | 0 | 0 | 0 | 0 | 0 | 0 | 0 | 0 | 0 | 0 | 0 | 0 | 0 | 0 | 0 | 0 | 0 | 0 | 0 | 0 | 0 | 0 | 0 | 0 | 0 | 0 | 0 | 0 | 0 | 0 | 0 | 0 | 0 | 0 | 0 | 0 | 0 | 0 | 0 | 0 | 0 | 0 | 0 | 0 | 0 | 0 | 0 | 0 | 0 | 0 | 0 | 0 | 0 | 0 | 0 | 0 | 0 | 0 | 0 | 0 | 0 | 0 | 0 | 0 | 0 | 0 | 0 | 0 | 0 | 0 | 0 | 0 | 0 | 0 | 0 | 0 | 0 | 0 | 0
EBRD Loan repayment - mortgage style
|  |  |  | EBRD Loan service period - total periods | 38 | periods
|  |  |  | EBRD debt repayment period counter | 0 | period | 0 | 0 | 0 | 0 | 0 | 0 | 0 | 0 | 0 | 0 | 1 | 2 | 3 | 4 | 5 | 6 | 7 | 8 | 9 | 10 | 11 | 12 | 13 | 14 | 15 | 16 | 17 | 18 | 19 | 20 | 21 | 22 | 23 | 24 | 25 | 26 | 27 | 28 | 29 | 30 | 31 | 32 | 33 | 34 | 35 | 36 | 37 | 38 | 38 | 38 | 38 | 38 | 38 | 38 | 38 | 38 | 38 | 38 | 38 | 38 | 38 | 38 | 38 | 38 | 38 | 38 | 38 | 38 | 38 | 38 | 38 | 38 | 38 | 38 | 38 | 38 | 38 | 38 | 38 | 38 | 38 | 38 | 38 | 38 | 38 | 38 | 38 | 38
|  |  |  | EBRD Loan service remaining periods |  | period |  |  | 0 | 0 | 0 | 0 | 0 | 0 | 0 | 0 | 38 | 37 | 36 | 35 | 34 | 33 | 32 | 31 | 30 | 29 | 28 | 27 | 26 | 25 | 24 | 23 | 22 | 21 | 20 | 19 | 18 | 17 | 16 | 15 | 14 | 13 | 12 | 11 | 10 | 9 | 8 | 7 | 6 | 5 | 4 | 3 | 2 | 1 | 1 | 1 | 1 | 1 | 1 | 1 | 1 | 1 | 1 | 1 | 1 | 1 | 1 | 1 | 1 | 1 | 1 | 1 | 1 | 1 | 1 | 1 | 1 | 1 | 1 | 1 | 1 | 1 | 1 | 1 | 1 | 1 | 1 | 1 | 1 | 1 | 1 | 1 | 1 | 1
|  |  |  | EBRD Loan service remaining periods | 0 | period | 0 | 0 | 0 | 0 | 0 | 0 | 0 | 0 | 0 | 0 | 38 | 37 | 36 | 35 | 34 | 33 | 32 | 31 | 30 | 29 | 28 | 27 | 26 | 25 | 24 | 23 | 22 | 21 | 20 | 19 | 18 | 17 | 16 | 15 | 14 | 13 | 12 | 11 | 10 | 9 | 8 | 7 | 6 | 5 | 4 | 3 | 2 | 1 | 1 | 1 | 1 | 1 | 1 | 1 | 1 | 1 | 1 | 1 | 1 | 1 | 1 | 1 | 1 | 1 | 1 | 1 | 1 | 1 | 1 | 1 | 1 | 1 | 1 | 1 | 1 | 1 | 1 | 1 | 1 | 1 | 1 | 1 | 1 | 1 | 1 | 1 | 1 | 1
|  |  |  | EBRD Loan balance BEG | 0 | USD 000s | 0 | 0 | 0 | 0 | 0 | 0 | 0 | 0 | 0 | 0 | 34798.3079 | 34617.1481 | 33977.2245 | 33243.8815 | 32550.7817 | 31857.5172 | 31214.8681 | 30367.1244 | 29565.3817 | 28679.095 | 27836.5372 | 26934.5243 | 26082.1934 | 25057.4537 | 24084.1726 | 23003.2943 | 21964.2162 | 20826.2114 | 19934.8396 | 18966.719 | 18049.622 | 17013.6109 | 16021.4594 | 14927.9067 | 13878.8735 | 12927.0464 | 12062.9775 | 11005.2615 | 10122.003 | 9152.2616 | 8219.8461 | 7195.2467 | 6204.3533 | 5119.6091 | 4067.9694 | 2920.173 | 1804.6082 | 591.7411 | 0.00042852 | 0.00042852 | 0.00042852 | 0.00042852 | 0.00042852 | 0.00042852 | 0.00042852 | 0.00042852 | 0.00042852 | 0.00042852 | 0.00042852 | 0.00042852 | 0.00042852 | 0.00042852 | 0.00042852 | 0.00042852 | 0.00042852 | 0.00042852 | 0.00042852 | 0.00042852 | 0.00042852 | 0.00042852 | 0.00042852 | 0.00042852 | 0.00042852 | 0.00042852 | 0.00042852 | 0.00042852 | 0.00042852 | 0.00042852 | 0.00042852 | 0.00042852 | 0.00042852 | 0.00042852 | 0.00042852 | 0.00042852 | 0.00042852 | 0.00042852 | 0.00042852 | 0.00042852
|  |  |  | EBRD Loan repayment period interest rate | 0% | % | 0% | 0% | 0% | 0% | 0% | 0% | 0% | 0% | 0% | 0% | 2.399% | 3.124% | 3.177% | 3.129% | 3.189% | 3.162% | 3.206% | 3.16% | 3.217% | 3.169% | 3.226% | 3.179% | 3.239% | 3.209% | 3.25% | 3.2% | 3.255% | 3.204% | 3.259% | 3.207% | 3.263% | 3.229% | 3.266% | 3.214% | 3.268% | 3.217% | 3.27% | 3.217% | 3.27% | 3.235% | 3.27% | 3.217% | 3.27% | 3.217% | 3.27% | 3.217% | 3.27% | 1.617% | 0% | 0% | 0% | 0% | 0% | 0% | 0% | 0% | 0% | 0% | 0% | 0% | 0% | 0% | 0% | 0% | 0% | 0% | 0% | 0% | 0% | 0% | 0% | 0% | 0% | 0% | 0% | 0% | 0% | 0% | 0% | 0% | 0% | 0% | 0% | 0% | 0% | 0% | 0% | 0%
|  |  |  | EBRD Loan service - mortgage style |  | USD 000s | 50778.8088 |  | 0 | 0 | 0 | 0 | 0 | 0 | 0 | 0 | 1405.8552 | 1591.3256 | 1597.5939 | 1576.3568 | 1582.0935 | 1568.9568 | 1574.2221 | 1550.7031 | 1551.0758 | 1526.6321 | 1524.7759 | 1501.1211 | 1499.4251 | 1472.7783 | 1460.6886 | 1428.178 | 1413.645 | 1377.7124 | 1372.1815 | 1348.5253 | 1341.6831 | 1316.2008 | 1301.5576 | 1269.8723 | 1251.2399 | 1232.437 | 1231.4929 | 1203.7458 | 1203.0211 | 1188.3522 | 1184.3484 | 1164.3362 | 1155.5817 | 1124.8183 | 1101.471 | 1036.6753 | 946.8006 | 601.3111 | 0.00042852 | 0.00042852 | 0.00042852 | 0.00042852 | 0.00042852 | 0.00042852 | 0.00042852 | 0.00042852 | 0.00042852 | 0.00042852 | 0.00042852 | 0.00042852 | 0.00042852 | 0.00042852 | 0.00042852 | 0.00042852 | 0.00042852 | 0.00042852 | 0.00042852 | 0.00042852 | 0.00042852 | 0.00042852 | 0.00042852 | 0.00042852 | 0.00042852 | 0.00042852 | 0.00042852 | 0.00042852 | 0.00042852 | 0.00042852 | 0.00042852 | 0.00042852 | 0.00042852 | 0.00042852 | 0.00042852 | 0.00042852 | 0.00042852 | 0.00042852 | 0.00042852 | 0.00042852
|  |  |  | EBRD Loan service - mortgage style | 0 | USD 000s | 50778.8088 | 0 | 0 | 0 | 0 | 0 | 0 | 0 | 0 | 0 | 1405.8552 | 1591.3256 | 1597.5939 | 1576.3568 | 1582.0935 | 1568.9568 | 1574.2221 | 1550.7031 | 1551.0758 | 1526.6321 | 1524.7759 | 1501.1211 | 1499.4251 | 1472.7783 | 1460.6886 | 1428.178 | 1413.645 | 1377.7124 | 1372.1815 | 1348.5253 | 1341.6831 | 1316.2008 | 1301.5576 | 1269.8723 | 1251.2399 | 1232.437 | 1231.4929 | 1203.7458 | 1203.0211 | 1188.3522 | 1184.3484 | 1164.3362 | 1155.5817 | 1124.8183 | 1101.471 | 1036.6753 | 946.8006 | 601.3111 | 0.00042852 | 0.00042852 | 0.00042852 | 0.00042852 | 0.00042852 | 0.00042852 | 0.00042852 | 0.00042852 | 0.00042852 | 0.00042852 | 0.00042852 | 0.00042852 | 0.00042852 | 0.00042852 | 0.00042852 | 0.00042852 | 0.00042852 | 0.00042852 | 0.00042852 | 0.00042852 | 0.00042852 | 0.00042852 | 0.00042852 | 0.00042852 | 0.00042852 | 0.00042852 | 0.00042852 | 0.00042852 | 0.00042852 | 0.00042852 | 0.00042852 | 0.00042852 | 0.00042852 | 0.00042852 | 0.00042852 | 0.00042852 | 0.00042852 | 0.00042852 | 0.00042852 | 0.00042852
|  |  |  | EBRD Loan interest POS | 0 | USD 000s | 23013.276 | 0 | 0 | 0 | 0 | 0 | 0 | 0 | 0 | 0 | 834.6972 | 1081.5012 | 1079.3617 | 1040.1047 | 1037.8817 | 1007.2904 | 1000.7658 | 959.5523 | 951.2005 | 908.9667 | 897.9934 | 856.3425 | 844.8224 | 804.1946 | 782.7509 | 736.1167 | 714.9376 | 667.2522 | 649.6075 | 608.2666 | 588.9024 | 549.4169 | 523.2573 | 479.7459 | 453.6276 | 415.8336 | 394.4701 | 354.0142 | 330.9985 | 296.034 | 268.7963 | 231.4547 | 202.8879 | 164.6862 | 133.0262 | 93.9353 | 59.0123 | 9.5701 | 0 | 0 | 0 | 0 | 0 | 0 | 0 | 0 | 0 | 0 | 0 | 0 | 0 | 0 | 0 | 0 | 0 | 0 | 0 | 0 | 0 | 0 | 0 | 0 | 0 | 0 | 0 | 0 | 0 | 0 | 0 | 0 | 0 | 0 | 0 | 0 | 0 | 0 | 0 | 0
|  |  |  | EBRD Loan repayment - mortgage style |  | USD 000s | 27765.5328 |  | 0 | 0 | 0 | 0 | 0 | 0 | 0 | 0 | 571.1581 | 509.8244 | 518.2322 | 536.2521 | 544.2118 | 561.6664 | 573.4563 | 591.1509 | 599.8753 | 617.6654 | 626.7825 | 644.7785 | 654.6027 | 668.5836 | 677.9377 | 692.0613 | 698.7075 | 710.4602 | 722.5741 | 740.2587 | 752.7807 | 766.7839 | 778.3004 | 790.1264 | 797.6124 | 816.6034 | 837.0229 | 849.7316 | 872.0226 | 892.3182 | 915.5521 | 932.8815 | 952.6938 | 960.1321 | 968.4448 | 942.74 | 887.7884 | 591.7411 | 0.00042852 | 0.00042852 | 0.00042852 | 0.00042852 | 0.00042852 | 0.00042852 | 0.00042852 | 0.00042852 | 0.00042852 | 0.00042852 | 0.00042852 | 0.00042852 | 0.00042852 | 0.00042852 | 0.00042852 | 0.00042852 | 0.00042852 | 0.00042852 | 0.00042852 | 0.00042852 | 0.00042852 | 0.00042852 | 0.00042852 | 0.00042852 | 0.00042852 | 0.00042852 | 0.00042852 | 0.00042852 | 0.00042852 | 0.00042852 | 0.00042852 | 0.00042852 | 0.00042852 | 0.00042852 | 0.00042852 | 0.00042852 | 0.00042852 | 0.00042852 | 0.00042852 | 0.00042852
|  |  |  | Refinancing active | 0 | 1 = yes, 0 = no
|  |  |  | EBRD repayment method | 1 | 1-sculpted; 2-bullet; 3-linear; 4-mortgage | 0
|  |  |  | EBRD Loan sculpted repayment | 0 | USD 000s | 30448.519 | 0 | 0 | 0 | 0 | 0 | 0 | 0 | 0 | 0 | 181.1598 | 639.9236 | 733.343 | 693.0998 | 693.2645 | 642.6491 | 720.8096 | 680.0692 | 756.0289 | 717.4967 | 770.1106 | 725.9523 | 795.8557 | 750.7663 | 840.0012 | 803.9531 | 884.7024 | 667.0956 | 728.1008 | 683.89 | 781.7759 | 743.03 | 825.868 | 787.3875 | 693.9511 | 617.9659 | 885.0073 | 883.2585 | 969.7414 | 932.4155 | 1024.5994 | 990.8934 | 1084.7442 | 1051.6397 | 1147.7965 | 1115.5648 | 1212.8671 | 591.7407 | 0 | 0 | 0 | 0 | 0 | 0 | 0 | 0 | 0 | 0 | 0 | 0 | 0 | 0 | 0 | 0 | 0 | 0 | 0 | 0 | 0 | 0 | 0 | 0 | 0 | 0 | 0 | 0 | 0 | 0 | 0 | 0 | 0 | 0 | 0 | 0 | 0 | 0 | 0 | 0
|  |  |  | EBRD Loan repayment - bullet | 0 | USD 000s | 0 | 0 | 0 | 0 | 0 | 0 | 0 | 0 | 0 | 0 | 0 | 0 | 0 | 0 | 0 | 0 | 0 | 0 | 0 | 0 | 0 | 0 | 0 | 0 | 0 | 0 | 0 | 0 | 0 | 0 | 0 | 0 | 0 | 0 | 0 | 0 | 0 | 0 | 0 | 0 | 0 | 0 | 0 | 0 | 0 | 0 | 0 | 0 | 0 | 0 | 0 | 0 | 0 | 0 | 0 | 0 | 0 | 0 | 0 | 0 | 0 | 0 | 0 | 0 | 0 | 0 | 0 | 0 | 0 | 0 | 0 | 0 | 0 | 0 | 0 | 0 | 0 | 0 | 0 | 0 | 0 | 0 | 0 | 0 | 0 | 0 | 0 | 0
|  |  |  | EBRD Loan repayment - linear | 0 | USD 000s | 0 | 0 | 0 | 0 | 0 | 0 | 0 | 0 | 0 | 0 | 0 | 0 | 0 | 0 | 0 | 0 | 0 | 0 | 0 | 0 | 0 | 0 | 0 | 0 | 0 | 0 | 0 | 0 | 0 | 0 | 0 | 0 | 0 | 0 | 0 | 0 | 0 | 0 | 0 | 0 | 0 | 0 | 0 | 0 | 0 | 0 | 0 | 0 | 0 | 0 | 0 | 0 | 0 | 0 | 0 | 0 | 0 | 0 | 0 | 0 | 0 | 0 | 0 | 0 | 0 | 0 | 0 | 0 | 0 | 0 | 0 | 0 | 0 | 0 | 0 | 0 | 0 | 0 | 0 | 0 | 0 | 0 | 0 | 0 | 0 | 0 | 0 | 0
|  |  |  | EBRD Loan repayment - mortgage style | 0 | USD 000s | 27765.5328 | 0 | 0 | 0 | 0 | 0 | 0 | 0 | 0 | 0 | 571.1581 | 509.8244 | 518.2322 | 536.2521 | 544.2118 | 561.6664 | 573.4563 | 591.1509 | 599.8753 | 617.6654 | 626.7825 | 644.7785 | 654.6027 | 668.5836 | 677.9377 | 692.0613 | 698.7075 | 710.4602 | 722.5741 | 740.2587 | 752.7807 | 766.7839 | 778.3004 | 790.1264 | 797.6124 | 816.6034 | 837.0229 | 849.7316 | 872.0226 | 892.3182 | 915.5521 | 932.8815 | 952.6938 | 960.1321 | 968.4448 | 942.74 | 887.7884 | 591.7411 | 0.00042852 | 0.00042852 | 0.00042852 | 0.00042852 | 0.00042852 | 0.00042852 | 0.00042852 | 0.00042852 | 0.00042852 | 0.00042852 | 0.00042852 | 0.00042852 | 0.00042852 | 0.00042852 | 0.00042852 | 0.00042852 | 0.00042852 | 0.00042852 | 0.00042852 | 0.00042852 | 0.00042852 | 0.00042852 | 0.00042852 | 0.00042852 | 0.00042852 | 0.00042852 | 0.00042852 | 0.00042852 | 0.00042852 | 0.00042852 | 0.00042852 | 0.00042852 | 0.00042852 | 0.00042852 | 0.00042852 | 0.00042852 | 0.00042852 | 0.00042852 | 0.00042852 | 0.00042852
|  |  |  | EBRD Loan balance BEG | 0 | USD 000s | 0 | 0 | 0 | 0 | 0 | 0 | 0 | 0 | 0 | 0 | 34798.3079 | 34617.1481 | 33977.2245 | 33243.8815 | 32550.7817 | 31857.5172 | 31214.8681 | 30367.1244 | 29565.3817 | 28679.095 | 27836.5372 | 26934.5243 | 26082.1934 | 25057.4537 | 24084.1726 | 23003.2943 | 21964.2162 | 20826.2114 | 19934.8396 | 18966.719 | 18049.622 | 17013.6109 | 16021.4594 | 14927.9067 | 13878.8735 | 12927.0464 | 12062.9775 | 11005.2615 | 10122.003 | 9152.2616 | 8219.8461 | 7195.2467 | 6204.3533 | 5119.6091 | 4067.9694 | 2920.173 | 1804.6082 | 591.7411 | 0.00042852 | 0.00042852 | 0.00042852 | 0.00042852 | 0.00042852 | 0.00042852 | 0.00042852 | 0.00042852 | 0.00042852 | 0.00042852 | 0.00042852 | 0.00042852 | 0.00042852 | 0.00042852 | 0.00042852 | 0.00042852 | 0.00042852 | 0.00042852 | 0.00042852 | 0.00042852 | 0.00042852 | 0.00042852 | 0.00042852 | 0.00042852 | 0.00042852 | 0.00042852 | 0.00042852 | 0.00042852 | 0.00042852 | 0.00042852 | 0.00042852 | 0.00042852 | 0.00042852 | 0.00042852 | 0.00042852 | 0.00042852 | 0.00042852 | 0.00042852 | 0.00042852 | 0.00042852
|  |  |  | GB Refi debt repayment period flag | 0 | flag | 0 | 0 | 0 | 0 | 0 | 0 | 0 | 0 | 0 | 0 | 0 | 0 | 0 | 0 | 0 | 0 | 0 | 0 | 0 | 0 | 0 | 0 | 0 | 0 | 0 | 0 | 0 | 0 | 0 | 0 | 0 | 0 | 0 | 0 | 0 | 0 | 0 | 0 | 0 | 0 | 0 | 0 | 0 | 0 | 0 | 0 | 0 | 0 | 0 | 0 | 0 | 0 | 0 | 0 | 0 | 0 | 0 | 0 | 0 | 0 | 0 | 0 | 0 | 0 | 0 | 0 | 0 | 0 | 0 | 0 | 0 | 0 | 0 | 0 | 0 | 0 | 0 | 0 | 0 | 0 | 0 | 0 | 0 | 0 | 0 | 0 | 0 | 0
|  |  |  | EBRD Loan scheduled repayment POS |  | USD 000s | 30448.519 |  | 0 | 0 | 0 | 0 | 0 | 0 | 0 | 0 | 181.1598 | 639.9236 | 733.343 | 693.0998 | 693.2645 | 642.6491 | 720.8096 | 680.0692 | 756.0289 | 717.4967 | 770.1106 | 725.9523 | 795.8557 | 750.7663 | 840.0012 | 803.9531 | 884.7024 | 667.0956 | 728.1008 | 683.89 | 781.7759 | 743.03 | 825.868 | 787.3875 | 693.9511 | 617.9659 | 885.0073 | 883.2585 | 969.7414 | 932.4155 | 1024.5994 | 990.8934 | 1084.7442 | 1051.6397 | 1147.7965 | 1115.5648 | 1212.8671 | 591.7407 | 0 | 0 | 0 | 0 | 0 | 0 | 0 | 0 | 0 | 0 | 0 | 0 | 0 | 0 | 0 | 0 | 0 | 0 | 0 | 0 | 0 | 0 | 0 | 0 | 0 | 0 | 0 | 0 | 0 | 0 | 0 | 0 | 0 | 0 | 0 | 0 | 0 | 0 | 0 | 0
|  |  |  | EBRD Loan scheduled repayment |  | USD 000s | -30448.519 |  | 0 | 0 | 0 | 0 | 0 | 0 | 0 | 0 | -181.1598 | -639.9236 | -733.343 | -693.0998 | -693.2645 | -642.6491 | -720.8096 | -680.0692 | -756.0289 | -717.4967 | -770.1106 | -725.9523 | -795.8557 | -750.7663 | -840.0012 | -803.9531 | -884.7024 | -667.0956 | -728.1008 | -683.89 | -781.7759 | -743.03 | -825.868 | -787.3875 | -693.9511 | -617.9659 | -885.0073 | -883.2585 | -969.7414 | -932.4155 | -1024.5994 | -990.8934 | -1084.7442 | -1051.6397 | -1147.7965 | -1115.5648 | -1212.8671 | -591.7407 | 0 | 0 | 0 | 0 | 0 | 0 | 0 | 0 | 0 | 0 | 0 | 0 | 0 | 0 | 0 | 0 | 0 | 0 | 0 | 0 | 0 | 0 | 0 | 0 | 0 | 0 | 0 | 0 | 0 | 0 | 0 | 0 | 0 | 0 | 0 | 0 | 0 | 0 | 0 | 0
EBRD Loan total repayment
|  |  |  | EBRD Loan balance BEG | 0 | USD 000s | 0 | 0 | 0 | 0 | 0 | 0 | 0 | 0 | 0 | 0 | 34798.3079 | 34617.1481 | 33977.2245 | 33243.8815 | 32550.7817 | 31857.5172 | 31214.8681 | 30367.1244 | 29565.3817 | 28679.095 | 27836.5372 | 26934.5243 | 26082.1934 | 25057.4537 | 24084.1726 | 23003.2943 | 21964.2162 | 20826.2114 | 19934.8396 | 18966.719 | 18049.622 | 17013.6109 | 16021.4594 | 14927.9067 | 13878.8735 | 12927.0464 | 12062.9775 | 11005.2615 | 10122.003 | 9152.2616 | 8219.8461 | 7195.2467 | 6204.3533 | 5119.6091 | 4067.9694 | 2920.173 | 1804.6082 | 591.7411 | 0.00042852 | 0.00042852 | 0.00042852 | 0.00042852 | 0.00042852 | 0.00042852 | 0.00042852 | 0.00042852 | 0.00042852 | 0.00042852 | 0.00042852 | 0.00042852 | 0.00042852 | 0.00042852 | 0.00042852 | 0.00042852 | 0.00042852 | 0.00042852 | 0.00042852 | 0.00042852 | 0.00042852 | 0.00042852 | 0.00042852 | 0.00042852 | 0.00042852 | 0.00042852 | 0.00042852 | 0.00042852 | 0.00042852 | 0.00042852 | 0.00042852 | 0.00042852 | 0.00042852 | 0.00042852 | 0.00042852 | 0.00042852 | 0.00042852 | 0.00042852 | 0.00042852 | 0.00042852
|  |  |  | EBRD Loan scheduled repayment POS | 0 | USD 000s | 30448.519 | 0 | 0 | 0 | 0 | 0 | 0 | 0 | 0 | 0 | 181.1598 | 639.9236 | 733.343 | 693.0998 | 693.2645 | 642.6491 | 720.8096 | 680.0692 | 756.0289 | 717.4967 | 770.1106 | 725.9523 | 795.8557 | 750.7663 | 840.0012 | 803.9531 | 884.7024 | 667.0956 | 728.1008 | 683.89 | 781.7759 | 743.03 | 825.868 | 787.3875 | 693.9511 | 617.9659 | 885.0073 | 883.2585 | 969.7414 | 932.4155 | 1024.5994 | 990.8934 | 1084.7442 | 1051.6397 | 1147.7965 | 1115.5648 | 1212.8671 | 591.7407 | 0 | 0 | 0 | 0 | 0 | 0 | 0 | 0 | 0 | 0 | 0 | 0 | 0 | 0 | 0 | 0 | 0 | 0 | 0 | 0 | 0 | 0 | 0 | 0 | 0 | 0 | 0 | 0 | 0 | 0 | 0 | 0 | 0 | 0 | 0 | 0 | 0 | 0 | 0 | 0
|  |  |  | EBRD Cashsweep repayment POS | 0 | USD 000s | 4349.7885 | 0 | 0 | 0 | 0 | 0 | 0 | 0 | 0 | 0 | 0 | 0 | 0 | 0 | 0 | 0 | 126.9342 | 121.6734 | 130.2578 | 125.0612 | 131.9023 | 126.3786 | 228.884 | 222.5148 | 240.877 | 235.125 | 253.3024 | 224.2762 | 240.0198 | 233.207 | 254.2352 | 249.1215 | 267.6846 | 261.6458 | 257.876 | 246.103 | 172.7087 | 0 | 0 | 0 | 0 | 0 | 0 | 0 | 0 | 0 | 0 | 0 | 0 | 0 | 0 | 0 | 0 | 0 | 0 | 0 | 0 | 0 | 0 | 0 | 0 | 0 | 0 | 0 | 0 | 0 | 0 | 0 | 0 | 0 | 0 | 0 | 0 | 0 | 0 | 0 | 0 | 0 | 0 | 0 | 0 | 0 | 0 | 0 | 0 | 0 | 0 | 0
|  |  |  | EBRD - repayment from Refi facility POS | 0 | USD 000s | 0 | 0 | 0 | 0 | 0 | 0 | 0 | 0 | 0 | 0 | 0 | 0 | 0 | 0 | 0 | 0 | 0 | 0 | 0 | 0 | 0 | 0 | 0 | 0 | 0 | 0 | 0 | 0 | 0 | 0 | 0 | 0 | 0 | 0 | 0 | 0 | 0 | 0 | 0 | 0 | 0 | 0 | 0 | 0 | 0 | 0 | 0 | 0 | 0 | 0 | 0 | 0 | 0 | 0 | 0 | 0 | 0 | 0 | 0 | 0 | 0 | 0 | 0 | 0 | 0 | 0 | 0 | 0 | 0 | 0 | 0 | 0 | 0 | 0 | 0 | 0 | 0 | 0 | 0 | 0 | 0 | 0 | 0 | 0 | 0 | 0 | 0 | 0
|  |  |  | EBRD Loan reduction |  | USD 000s | 34798.3075 |  | 0 | 0 | 0 | 0 | 0 | 0 | 0 | 0 | 181.1598 | 639.9236 | 733.343 | 693.0998 | 693.2645 | 642.6491 | 847.7437 | 801.7427 | 886.2867 | 842.5578 | 902.0129 | 852.3309 | 1024.7397 | 973.2811 | 1080.8783 | 1039.0781 | 1138.0048 | 891.3718 | 968.1206 | 917.097 | 1036.0111 | 992.1515 | 1093.5527 | 1049.0332 | 951.8271 | 864.0689 | 1057.716 | 883.2585 | 969.7414 | 932.4155 | 1024.5994 | 990.8934 | 1084.7442 | 1051.6397 | 1147.7965 | 1115.5648 | 1212.8671 | 591.7407 | 0 | 0 | 0 | 0 | 0 | 0 | 0 | 0 | 0 | 0 | 0 | 0 | 0 | 0 | 0 | 0 | 0 | 0 | 0 | 0 | 0 | 0 | 0 | 0 | 0 | 0 | 0 | 0 | 0 | 0 | 0 | 0 | 0 | 0 | 0 | 0 | 0 | 0 | 0 | 0
EBRD Loan balance
|  |  |  | EBRD construction end amount | 34798.3079 | USD 000s
|  |  |  | End of construction / conversion date flag | 0 | flag | 1 | 0 | 0 | 0 | 0 | 0 | 0 | 0 | 0 | 1 | 0 | 0 | 0 | 0 | 0 | 0 | 0 | 0 | 0 | 0 | 0 | 0 | 0 | 0 | 0 | 0 | 0 | 0 | 0 | 0 | 0 | 0 | 0 | 0 | 0 | 0 | 0 | 0 | 0 | 0 | 0 | 0 | 0 | 0 | 0 | 0 | 0 | 0 | 0 | 0 | 0 | 0 | 0 | 0 | 0 | 0 | 0 | 0 | 0 | 0 | 0 | 0 | 0 | 0 | 0 | 0 | 0 | 0 | 0 | 0 | 0 | 0 | 0 | 0 | 0 | 0 | 0 | 0 | 0 | 0 | 0 | 0 | 0 | 0 | 0 | 0 | 0 | 0
|  |  |  | EBRD Loan balance BEG |  | USD 000s |  |  | 0 | 0 | 0 | 0 | 0 | 0 | 0 | 0 | 34798.3079 | 34617.1481 | 33977.2245 | 33243.8815 | 32550.7817 | 31857.5172 | 31214.8681 | 30367.1244 | 29565.3817 | 28679.095 | 27836.5372 | 26934.5243 | 26082.1934 | 25057.4537 | 24084.1726 | 23003.2943 | 21964.2162 | 20826.2114 | 19934.8396 | 18966.719 | 18049.622 | 17013.6109 | 16021.4594 | 14927.9067 | 13878.8735 | 12927.0464 | 12062.9775 | 11005.2615 | 10122.003 | 9152.2616 | 8219.8461 | 7195.2467 | 6204.3533 | 5119.6091 | 4067.9694 | 2920.173 | 1804.6082 | 591.7411 | 0.00042852 | 0.00042852 | 0.00042852 | 0.00042852 | 0.00042852 | 0.00042852 | 0.00042852 | 0.00042852 | 0.00042852 | 0.00042852 | 0.00042852 | 0.00042852 | 0.00042852 | 0.00042852 | 0.00042852 | 0.00042852 | 0.00042852 | 0.00042852 | 0.00042852 | 0.00042852 | 0.00042852 | 0.00042852 | 0.00042852 | 0.00042852 | 0.00042852 | 0.00042852 | 0.00042852 | 0.00042852 | 0.00042852 | 0.00042852 | 0.00042852 | 0.00042852 | 0.00042852 | 0.00042852 | 0.00042852 | 0.00042852 | 0.00042852 | 0.00042852 | 0.00042852 | 0.00042852
|  |  | Less | EBRD Loan reduction | 0 | USD 000s | 34798.3075 | 0 | 0 | 0 | 0 | 0 | 0 | 0 | 0 | 0 | 181.1598 | 639.9236 | 733.343 | 693.0998 | 693.2645 | 642.6491 | 847.7437 | 801.7427 | 886.2867 | 842.5578 | 902.0129 | 852.3309 | 1024.7397 | 973.2811 | 1080.8783 | 1039.0781 | 1138.0048 | 891.3718 | 968.1206 | 917.097 | 1036.0111 | 992.1515 | 1093.5527 | 1049.0332 | 951.8271 | 864.0689 | 1057.716 | 883.2585 | 969.7414 | 932.4155 | 1024.5994 | 990.8934 | 1084.7442 | 1051.6397 | 1147.7965 | 1115.5648 | 1212.8671 | 591.7407 | 0 | 0 | 0 | 0 | 0 | 0 | 0 | 0 | 0 | 0 | 0 | 0 | 0 | 0 | 0 | 0 | 0 | 0 | 0 | 0 | 0 | 0 | 0 | 0 | 0 | 0 | 0 | 0 | 0 | 0 | 0 | 0 | 0 | 0 | 0 | 0 | 0 | 0 | 0 | 0
|  |  |  | EBRD Loan balance excl. construction period |  | USD 000s |  |  | 0 | 0 | 0 | 0 | 0 | 0 | 0 | 34798.3079 | 34617.1481 | 33977.2245 | 33243.8815 | 32550.7817 | 31857.5172 | 31214.8681 | 30367.1244 | 29565.3817 | 28679.095 | 27836.5372 | 26934.5243 | 26082.1934 | 25057.4537 | 24084.1726 | 23003.2943 | 21964.2162 | 20826.2114 | 19934.8396 | 18966.719 | 18049.622 | 17013.6109 | 16021.4594 | 14927.9067 | 13878.8735 | 12927.0464 | 12062.9775 | 11005.2615 | 10122.003 | 9152.2616 | 8219.8461 | 7195.2467 | 6204.3533 | 5119.6091 | 4067.9694 | 2920.173 | 1804.6082 | 591.7411 | 0.00042852 | 0.00042852 | 0.00042852 | 0.00042852 | 0.00042852 | 0.00042852 | 0.00042852 | 0.00042852 | 0.00042852 | 0.00042852 | 0.00042852 | 0.00042852 | 0.00042852 | 0.00042852 | 0.00042852 | 0.00042852 | 0.00042852 | 0.00042852 | 0.00042852 | 0.00042852 | 0.00042852 | 0.00042852 | 0.00042852 | 0.00042852 | 0.00042852 | 0.00042852 | 0.00042852 | 0.00042852 | 0.00042852 | 0.00042852 | 0.00042852 | 0.00042852 | 0.00042852 | 0.00042852 | 0.00042852 | 0.00042852 | 0.00042852 | 0.00042852 | 0.00042852 | 0.00042852 | 0.00042852
|  |  |  | EBRD availability period balance s.a. | 0 | USD 000s | 0 | 0 | 0 | 0 | 0 | 14020.6008 | 27577.5496 | 30007.4998 | 31036.0898 | 0 | 0 | 0 | 0 | 0 | 0 | 0 | 0 | 0 | 0 | 0 | 0 | 0 | 0 | 0 | 0 | 0 | 0 | 0 | 0 | 0 | 0 | 0 | 0 | 0 | 0 | 0 | 0 | 0 | 0 | 0 | 0 | 0 | 0 | 0 | 0 | 0 | 0 | 0 | 0 | 0 | 0 | 0 | 0 | 0 | 0 | 0 | 0 | 0 | 0 | 0 | 0 | 0 | 0 | 0 | 0 | 0 | 0 | 0 | 0 | 0 | 0 | 0 | 0 | 0 | 0 | 0 | 0 | 0 | 0 | 0 | 0 | 0 | 0 | 0 | 0 | 0 | 0 | 0
|  |  |  | EBRD Loan balance excl. construction period | 0 | USD 000s | 0 | 0 | 0 | 0 | 0 | 0 | 0 | 0 | 0 | 34798.3079 | 34617.1481 | 33977.2245 | 33243.8815 | 32550.7817 | 31857.5172 | 31214.8681 | 30367.1244 | 29565.3817 | 28679.095 | 27836.5372 | 26934.5243 | 26082.1934 | 25057.4537 | 24084.1726 | 23003.2943 | 21964.2162 | 20826.2114 | 19934.8396 | 18966.719 | 18049.622 | 17013.6109 | 16021.4594 | 14927.9067 | 13878.8735 | 12927.0464 | 12062.9775 | 11005.2615 | 10122.003 | 9152.2616 | 8219.8461 | 7195.2467 | 6204.3533 | 5119.6091 | 4067.9694 | 2920.173 | 1804.6082 | 591.7411 | 0.00042852 | 0.00042852 | 0.00042852 | 0.00042852 | 0.00042852 | 0.00042852 | 0.00042852 | 0.00042852 | 0.00042852 | 0.00042852 | 0.00042852 | 0.00042852 | 0.00042852 | 0.00042852 | 0.00042852 | 0.00042852 | 0.00042852 | 0.00042852 | 0.00042852 | 0.00042852 | 0.00042852 | 0.00042852 | 0.00042852 | 0.00042852 | 0.00042852 | 0.00042852 | 0.00042852 | 0.00042852 | 0.00042852 | 0.00042852 | 0.00042852 | 0.00042852 | 0.00042852 | 0.00042852 | 0.00042852 | 0.00042852 | 0.00042852 | 0.00042852 | 0.00042852 | 0.00042852 | 0.00042852
|  |  |  | EBRD Loan balance |  | USD 000s |  |  | 0 | 0 | 0 | 14020.6008 | 27577.5496 | 30007.4998 | 31036.0898 | 34798.3079 | 34617.1481 | 33977.2245 | 33243.8815 | 32550.7817 | 31857.5172 | 31214.8681 | 30367.1244 | 29565.3817 | 28679.095 | 27836.5372 | 26934.5243 | 26082.1934 | 25057.4537 | 24084.1726 | 23003.2943 | 21964.2162 | 20826.2114 | 19934.8396 | 18966.719 | 18049.622 | 17013.6109 | 16021.4594 | 14927.9067 | 13878.8735 | 12927.0464 | 12062.9775 | 11005.2615 | 10122.003 | 9152.2616 | 8219.8461 | 7195.2467 | 6204.3533 | 5119.6091 | 4067.9694 | 2920.173 | 1804.6082 | 591.7411 | 0.00042852 | 0.00042852 | 0.00042852 | 0.00042852 | 0.00042852 | 0.00042852 | 0.00042852 | 0.00042852 | 0.00042852 | 0.00042852 | 0.00042852 | 0.00042852 | 0.00042852 | 0.00042852 | 0.00042852 | 0.00042852 | 0.00042852 | 0.00042852 | 0.00042852 | 0.00042852 | 0.00042852 | 0.00042852 | 0.00042852 | 0.00042852 | 0.00042852 | 0.00042852 | 0.00042852 | 0.00042852 | 0.00042852 | 0.00042852 | 0.00042852 | 0.00042852 | 0.00042852 | 0.00042852 | 0.00042852 | 0.00042852 | 0.00042852 | 0.00042852 | 0.00042852 | 0.00042852 | 0.00042852
|  |  |  | EBRD Loan balance | 0 | USD 000s | 0 | 0 | 0 | 0 | 0 | 14020.6008 | 27577.5496 | 30007.4998 | 31036.0898 | 34798.3079 | 34617.1481 | 33977.2245 | 33243.8815 | 32550.7817 | 31857.5172 | 31214.8681 | 30367.1244 | 29565.3817 | 28679.095 | 27836.5372 | 26934.5243 | 26082.1934 | 25057.4537 | 24084.1726 | 23003.2943 | 21964.2162 | 20826.2114 | 19934.8396 | 18966.719 | 18049.622 | 17013.6109 | 16021.4594 | 14927.9067 | 13878.8735 | 12927.0464 | 12062.9775 | 11005.2615 | 10122.003 | 9152.2616 | 8219.8461 | 7195.2467 | 6204.3533 | 5119.6091 | 4067.9694 | 2920.173 | 1804.6082 | 591.7411 | 0.00042852 | 0.00042852 | 0.00042852 | 0.00042852 | 0.00042852 | 0.00042852 | 0.00042852 | 0.00042852 | 0.00042852 | 0.00042852 | 0.00042852 | 0.00042852 | 0.00042852 | 0.00042852 | 0.00042852 | 0.00042852 | 0.00042852 | 0.00042852 | 0.00042852 | 0.00042852 | 0.00042852 | 0.00042852 | 0.00042852 | 0.00042852 | 0.00042852 | 0.00042852 | 0.00042852 | 0.00042852 | 0.00042852 | 0.00042852 | 0.00042852 | 0.00042852 | 0.00042852 | 0.00042852 | 0.00042852 | 0.00042852 | 0.00042852 | 0.00042852 | 0.00042852 | 0.00042852 | 0.00042852
|  |  |  | Final EBRD amortisation period | 0 | flag | 1 | 0 | 0 | 0 | 0 | 0 | 0 | 0 | 0 | 0 | 0 | 0 | 0 | 0 | 0 | 0 | 0 | 0 | 0 | 0 | 0 | 0 | 0 | 0 | 0 | 0 | 0 | 0 | 0 | 0 | 0 | 0 | 0 | 0 | 0 | 0 | 0 | 0 | 0 | 0 | 0 | 0 | 0 | 0 | 0 | 0 | 0 | 1 | 0 | 0 | 0 | 0 | 0 | 0 | 0 | 0 | 0 | 0 | 0 | 0 | 0 | 0 | 0 | 0 | 0 | 0 | 0 | 0 | 0 | 0 | 0 | 0 | 0 | 0 | 0 | 0 | 0 | 0 | 0 | 0 | 0 | 0 | 0 | 0 | 0 | 0 | 0 | 0
|  |  |  | EBRD Loan balance - at end | 0.00042852 | USD 000s
|  |  |  | EBRD debt balance outstanding | 0 | check
Weighted average life - including cashsweep
|  |  |  | EBRD construction end amount | 34798.3079 | USD 000s
|  |  |  | Days in a year | 365 | days
|  |  |  | EBRD Loan balance | 0 | USD 000s | 0 | 0 | 0 | 0 | 0 | 14020.6008 | 27577.5496 | 30007.4998 | 31036.0898 | 34798.3079 | 34617.1481 | 33977.2245 | 33243.8815 | 32550.7817 | 31857.5172 | 31214.8681 | 30367.1244 | 29565.3817 | 28679.095 | 27836.5372 | 26934.5243 | 26082.1934 | 25057.4537 | 24084.1726 | 23003.2943 | 21964.2162 | 20826.2114 | 19934.8396 | 18966.719 | 18049.622 | 17013.6109 | 16021.4594 | 14927.9067 | 13878.8735 | 12927.0464 | 12062.9775 | 11005.2615 | 10122.003 | 9152.2616 | 8219.8461 | 7195.2467 | 6204.3533 | 5119.6091 | 4067.9694 | 2920.173 | 1804.6082 | 591.7411 | 0.00042852 | 0.00042852 | 0.00042852 | 0.00042852 | 0.00042852 | 0.00042852 | 0.00042852 | 0.00042852 | 0.00042852 | 0.00042852 | 0.00042852 | 0.00042852 | 0.00042852 | 0.00042852 | 0.00042852 | 0.00042852 | 0.00042852 | 0.00042852 | 0.00042852 | 0.00042852 | 0.00042852 | 0.00042852 | 0.00042852 | 0.00042852 | 0.00042852 | 0.00042852 | 0.00042852 | 0.00042852 | 0.00042852 | 0.00042852 | 0.00042852 | 0.00042852 | 0.00042852 | 0.00042852 | 0.00042852 | 0.00042852 | 0.00042852 | 0.00042852 | 0.00042852 | 0.00042852 | 0.00042852
|  |  |  | Days in period | 0 | days | 15706 | 0 | 184 | 181 | 184 | 181 | 184 | 182 | 184 | 181 | 184 | 181 | 184 | 181 | 184 | 182 | 184 | 181 | 184 | 181 | 184 | 181 | 184 | 182 | 184 | 181 | 184 | 181 | 184 | 181 | 184 | 182 | 184 | 181 | 184 | 181 | 184 | 181 | 184 | 182 | 184 | 181 | 184 | 181 | 184 | 181 | 184 | 182 | 184 | 181 | 184 | 181 | 184 | 181 | 184 | 182 | 184 | 181 | 184 | 181 | 184 | 181 | 184 | 182 | 184 | 181 | 184 | 181 | 184 | 181 | 184 | 182 | 184 | 181 | 184 | 181 | 184 | 181 | 184 | 182 | 184 | 181 | 184 | 181 | 184 | 181 | 184 | 182
|  |  |  | Avg life of the debt balance outstanding |  | years | 11.9267 |  | 0 | 0 | 0 | 0.1998 | 0.39951 | 0.42998 | 0.44961 | 0.49589 | 0.50149 | 0.48419 | 0.48159 | 0.46386 | 0.46151 | 0.44728 | 0.43992 | 0.42132 | 0.41546 | 0.39668 | 0.39019 | 0.37168 | 0.363 | 0.34511 | 0.33324 | 0.313 | 0.3017 | 0.28408 | 0.27476 | 0.25721 | 0.24647 | 0.22957 | 0.21625 | 0.19778 | 0.18727 | 0.1719 | 0.15943 | 0.14424 | 0.13259 | 0.11778 | 0.10423 | 0.088415 | 0.074166 | 0.05797 | 0.042303 | 0.025716 | 0.0085723 | 6.1403e-09 | 6.2078e-09 | 6.1065e-09 | 6.2078e-09 | 6.1065e-09 | 6.2078e-09 | 6.1065e-09 | 6.2078e-09 | 6.1403e-09 | 6.2078e-09 | 6.1065e-09 | 6.2078e-09 | 6.1065e-09 | 6.2078e-09 | 6.1065e-09 | 6.2078e-09 | 6.1403e-09 | 6.2078e-09 | 6.1065e-09 | 6.2078e-09 | 6.1065e-09 | 6.2078e-09 | 6.1065e-09 | 6.2078e-09 | 6.1403e-09 | 6.2078e-09 | 6.1065e-09 | 6.2078e-09 | 6.1065e-09 | 6.2078e-09 | 6.1065e-09 | 6.2078e-09 | 6.1403e-09 | 6.2078e-09 | 6.1065e-09 | 6.2078e-09 | 6.1065e-09 | 6.2078e-09 | 6.1065e-09 | 6.2078e-09 | 6.1403e-09
|  |  |  | EBRD - WAL (actual repayments including cashsweep) | 11.9267 | years
|  |  |  | Indexation on agent bank fee - operations | 0 | 1 = yes, 0 = no
|  |  |  | Security trustee and account bank fee - operations | 15 | USD 000s p.a.
|  |  |  | Agent bank fee during operations | 60 | USD 000s p.a.
|  |  |  | EBRD fee - operations | 0 | USD 000s p.a.
|  |  |  | US PPI escalation factor (usppim / usppir) | 0 | factor | 0 | 0 | 1 | 1 | 1 | 1 | 1 | 1 | 1 | 1 | 1.0301 | 1.0301 | 1.0507 | 1.0507 | 1.0717 | 1.0717 | 1.0931 | 1.0931 | 1.115 | 1.115 | 1.1373 | 1.1373 | 1.16 | 1.16 | 1.1832 | 1.1832 | 1.2069 | 1.2069 | 1.231 | 1.231 | 1.2557 | 1.2557 | 1.2808 | 1.2808 | 1.3064 | 1.3064 | 1.3325 | 1.3325 | 1.3592 | 1.3592 | 1.3864 | 1.3864 | 1.4141 | 1.4141 | 1.4424 | 1.4424 | 1.4712 | 1.4712 | 1.5006 | 1.5006 | 1.5306 | 1.5306 | 1.5613 | 1.5613 | 1.5925 | 1.5925 | 1.6243 | 1.6243 | 1.6568 | 1.6568 | 1.69 | 1.69 | 1.7238 | 1.7238 | 1.7582 | 1.7582 | 1.7934 | 1.7934 | 1.8293 | 1.8293 | 1.8293 | 1.8293 | 1.8293 | 1.8293 | 1.8293 | 1.8293 | 1.8293 | 1.8293 | 1.8293 | 1.8293 | 1.8293 | 1.8293 | 1.8293 | 1.8293 | 1.8293 | 1.8293 | 1.8293 | 1.8293
|  |  |  | Senior debt service period ppf | 0 | factor | 37.5 | 0 | 0 | 0 | 0 | 0 | 0 | 0 | 0 | 0 | 1 | 1 | 1 | 1 | 1 | 1 | 1 | 1 | 1 | 1 | 1 | 1 | 1 | 1 | 1 | 1 | 1 | 1 | 1 | 1 | 1 | 1 | 1 | 1 | 1 | 1 | 1 | 1 | 1 | 1 | 1 | 1 | 1 | 1 | 1 | 1 | 1 | 0.5 | 0 | 0 | 0 | 0 | 0 | 0 | 0 | 0 | 0 | 0 | 0 | 0 | 0 | 0 | 0 | 0 | 0 | 0 | 0 | 0 | 0 | 0 | 0 | 0 | 0 | 0 | 0 | 0 | 0 | 0 | 0 | 0 | 0 | 0 | 0 | 0 | 0 | 0 | 0 | 0
|  |  |  | Semi annual period start flag | 0 | flag | 39 | 0 | 0 | 0 | 0 | 0 | 0 | 0 | 0 | 0 | 1 | 0 | 1 | 0 | 1 | 0 | 1 | 0 | 1 | 0 | 1 | 0 | 1 | 0 | 1 | 0 | 1 | 0 | 1 | 0 | 1 | 0 | 1 | 0 | 1 | 0 | 1 | 0 | 1 | 0 | 1 | 0 | 1 | 0 | 1 | 0 | 1 | 0 | 1 | 0 | 1 | 0 | 1 | 0 | 1 | 0 | 1 | 0 | 1 | 0 | 1 | 0 | 1 | 0 | 1 | 0 | 1 | 0 | 1 | 0 | 1 | 0 | 1 | 0 | 1 | 0 | 1 | 0 | 1 | 0 | 1 | 0 | 1 | 0 | 1 | 0 | 1 | 0
|  |  |  | Agent bank fee - operations EBRD |  | USD 000s | 0 |  | 0 | 0 | 0 | 0 | 0 | 0 | 0 | 0 | 0 | 0 | 0 | 0 | 0 | 0 | 0 | 0 | 0 | 0 | 0 | 0 | 0 | 0 | 0 | 0 | 0 | 0 | 0 | 0 | 0 | 0 | 0 | 0 | 0 | 0 | 0 | 0 | 0 | 0 | 0 | 0 | 0 | 0 | 0 | 0 | 0 | 0 | 0 | 0 | 0 | 0 | 0 | 0 | 0 | 0 | 0 | 0 | 0 | 0 | 0 | 0 | 0 | 0 | 0 | 0 | 0 | 0 | 0 | 0 | 0 | 0 | 0 | 0 | 0 | 0 | 0 | 0 | 0 | 0 | 0 | 0 | 0 | 0 | 0 | 0 | 0 | 0
AIIB LOAN
AIIB loan - hedged vs unhedged %
|  |  |  | AIIB hedged % during operations duration 1 | 0 | years
|  |  |  | AIIB hedged % during operations duration 2 | 0 | years
|  |  |  | AIIB hedged % during operations duration 3 | 0 | years
|  |  |  | AIIB hedged % during operations duration 4 | 0 | years
|  |  |  | AIIB hedged % during operations duration 5 | 18.75 | years
|  |  |  | AIIB loan hedged % during operations duration 1 end date | 2025-06-30 | date
|  |  |  | AIIB loan hedged % during operations duration 2 end date | 2025-06-30 | date
|  |  |  | AIIB loan hedged % during operations duration 3 end date | 2025-06-30 | date
|  |  |  | AIIB loan hedged % during operations duration 4 end date | 2025-06-30 | date
|  |  |  | AIIB loan hedged % during operations duration 5 end date | 2044-03-31 | date
|  |  |  | AIIB loan hedged % during operations duration 1 end date | 2025-06-30 | date
|  |  |  | AIIB loan hedged % during operations duration 2 end date | 2025-06-30 | date
|  |  |  | AIIB loan hedged % during operations duration 3 end date | 2025-06-30 | date
|  |  |  | AIIB loan hedged % during operations duration 4 end date | 2025-06-30 | date
|  |  |  | AIIB loan hedged % during operations duration 5 end date | 2044-03-31 | date
|  |  |  | Model period end date | 0 | date | 0 | 0 | 2021-12-31 | 2022-06-30 | 2022-12-31 | 2023-06-30 | 2023-12-31 | 2024-06-30 | 2024-12-31 | 2025-06-30 | 2025-12-31 | 2026-06-30 | 2026-12-31 | 2027-06-30 | 2027-12-31 | 2028-06-30 | 2028-12-31 | 2029-06-30 | 2029-12-31 | 2030-06-30 | 2030-12-31 | 2031-06-30 | 2031-12-31 | 2032-06-30 | 2032-12-31 | 2033-06-30 | 2033-12-31 | 2034-06-30 | 2034-12-31 | 2035-06-30 | 2035-12-31 | 2036-06-30 | 2036-12-31 | 2037-06-30 | 2037-12-31 | 2038-06-30 | 2038-12-31 | 2039-06-30 | 2039-12-31 | 2040-06-30 | 2040-12-31 | 2041-06-30 | 2041-12-31 | 2042-06-30 | 2042-12-31 | 2043-06-30 | 2043-12-31 | 2044-06-30 | 2044-12-31 | 2045-06-30 | 2045-12-31 | 2046-06-30 | 2046-12-31 | 2047-06-30 | 2047-12-31 | 2048-06-30 | 2048-12-31 | 2049-06-30 | 2049-12-31 | 2050-06-30 | 2050-12-31 | 2051-06-30 | 2051-12-31 | 2052-06-30 | 2052-12-31 | 2053-06-30 | 2053-12-31 | 2054-06-30 | 2054-12-31 | 2055-06-30 | 2055-12-31 | 2056-06-30 | 2056-12-31 | 2057-06-30 | 2057-12-31 | 2058-06-30 | 2058-12-31 | 2059-06-30 | 2059-12-31 | 2060-06-30 | 2060-12-31 | 2061-06-30 | 2061-12-31 | 2062-06-30 | 2062-12-31 | 2063-06-30 | 2063-12-31 | 2064-06-30
|  |  |  | AIIB debt service period flag | 0 | flag | 38 | 0 | 0 | 0 | 0 | 0 | 0 | 0 | 0 | 0 | 1 | 1 | 1 | 1 | 1 | 1 | 1 | 1 | 1 | 1 | 1 | 1 | 1 | 1 | 1 | 1 | 1 | 1 | 1 | 1 | 1 | 1 | 1 | 1 | 1 | 1 | 1 | 1 | 1 | 1 | 1 | 1 | 1 | 1 | 1 | 1 | 1 | 1 | 0 | 0 | 0 | 0 | 0 | 0 | 0 | 0 | 0 | 0 | 0 | 0 | 0 | 0 | 0 | 0 | 0 | 0 | 0 | 0 | 0 | 0 | 0 | 0 | 0 | 0 | 0 | 0 | 0 | 0 | 0 | 0 | 0 | 0 | 0 | 0 | 0 | 0 | 0 | 0 | 0 | 0 | 0 | 0
[do not delete - technical row]
|  |  |  | AIIB loan hedged % during ops duration 1 period flag |  | flag | 0 |  | 0 | 0 | 0 | 0 | 0 | 0 | 0 | 0 | 0 | 0 | 0 | 0 | 0 | 0 | 0 | 0 | 0 | 0 | 0 | 0 | 0 | 0 | 0 | 0 | 0 | 0 | 0 | 0 | 0 | 0 | 0 | 0 | 0 | 0 | 0 | 0 | 0 | 0 | 0 | 0 | 0 | 0 | 0 | 0 | 0 | 0 | 0 | 0 | 0 | 0 | 0 | 0 | 0 | 0 | 0 | 0 | 0 | 0 | 0 | 0 | 0 | 0 | 0 | 0 | 0 | 0 | 0 | 0 | 0 | 0 | 0 | 0 | 0 | 0 | 0 | 0 | 0 | 0 | 0 | 0 | 0 | 0 | 0 | 0 | 0 | 0
|  |  |  | AIIB loan hedged % during ops duration 2 period flag |  | flag | 0 |  | 0 | 0 | 0 | 0 | 0 | 0 | 0 | 0 | 0 | 0 | 0 | 0 | 0 | 0 | 0 | 0 | 0 | 0 | 0 | 0 | 0 | 0 | 0 | 0 | 0 | 0 | 0 | 0 | 0 | 0 | 0 | 0 | 0 | 0 | 0 | 0 | 0 | 0 | 0 | 0 | 0 | 0 | 0 | 0 | 0 | 0 | 0 | 0 | 0 | 0 | 0 | 0 | 0 | 0 | 0 | 0 | 0 | 0 | 0 | 0 | 0 | 0 | 0 | 0 | 0 | 0 | 0 | 0 | 0 | 0 | 0 | 0 | 0 | 0 | 0 | 0 | 0 | 0 | 0 | 0 | 0 | 0 | 0 | 0 | 0 | 0
|  |  |  | AIIB loan hedged % during ops duration 3 period flag |  | flag | 0 |  | 0 | 0 | 0 | 0 | 0 | 0 | 0 | 0 | 0 | 0 | 0 | 0 | 0 | 0 | 0 | 0 | 0 | 0 | 0 | 0 | 0 | 0 | 0 | 0 | 0 | 0 | 0 | 0 | 0 | 0 | 0 | 0 | 0 | 0 | 0 | 0 | 0 | 0 | 0 | 0 | 0 | 0 | 0 | 0 | 0 | 0 | 0 | 0 | 0 | 0 | 0 | 0 | 0 | 0 | 0 | 0 | 0 | 0 | 0 | 0 | 0 | 0 | 0 | 0 | 0 | 0 | 0 | 0 | 0 | 0 | 0 | 0 | 0 | 0 | 0 | 0 | 0 | 0 | 0 | 0 | 0 | 0 | 0 | 0 | 0 | 0
|  |  |  | AIIB loan hedged % during ops duration 4 period flag |  | flag | 0 |  | 0 | 0 | 0 | 0 | 0 | 0 | 0 | 0 | 0 | 0 | 0 | 0 | 0 | 0 | 0 | 0 | 0 | 0 | 0 | 0 | 0 | 0 | 0 | 0 | 0 | 0 | 0 | 0 | 0 | 0 | 0 | 0 | 0 | 0 | 0 | 0 | 0 | 0 | 0 | 0 | 0 | 0 | 0 | 0 | 0 | 0 | 0 | 0 | 0 | 0 | 0 | 0 | 0 | 0 | 0 | 0 | 0 | 0 | 0 | 0 | 0 | 0 | 0 | 0 | 0 | 0 | 0 | 0 | 0 | 0 | 0 | 0 | 0 | 0 | 0 | 0 | 0 | 0 | 0 | 0 | 0 | 0 | 0 | 0 | 0 | 0
|  |  |  | AIIB loan hedged % during ops duration 5 period flag |  | flag | 38 |  | 0 | 0 | 0 | 0 | 0 | 0 | 0 | 0 | 1 | 1 | 1 | 1 | 1 | 1 | 1 | 1 | 1 | 1 | 1 | 1 | 1 | 1 | 1 | 1 | 1 | 1 | 1 | 1 | 1 | 1 | 1 | 1 | 1 | 1 | 1 | 1 | 1 | 1 | 1 | 1 | 1 | 1 | 1 | 1 | 1 | 1 | 0 | 0 | 0 | 0 | 0 | 0 | 0 | 0 | 0 | 0 | 0 | 0 | 0 | 0 | 0 | 0 | 0 | 0 | 0 | 0 | 0 | 0 | 0 | 0 | 0 | 0 | 0 | 0 | 0 | 0 | 0 | 0 | 0 | 0 | 0 | 0 | 0 | 0 | 0 | 0
|  |  |  | % of AIIB hedged during operations duration 1 | 77% | %
|  |  |  | % of AIIB hedged during operations duration 2 | 77% | %
|  |  |  | % of AIIB hedged during operations duration 3 | 77% | %
|  |  |  | % of AIIB hedged during operations duration 4 | 77% | %
|  |  |  | % of AIIB hedged during operations duration 5 | 77% | %
|  |  |  | AIIB loan hedged % during ops duration 1 period flag | 0 | flag | 0 | 0 | 0 | 0 | 0 | 0 | 0 | 0 | 0 | 0 | 0 | 0 | 0 | 0 | 0 | 0 | 0 | 0 | 0 | 0 | 0 | 0 | 0 | 0 | 0 | 0 | 0 | 0 | 0 | 0 | 0 | 0 | 0 | 0 | 0 | 0 | 0 | 0 | 0 | 0 | 0 | 0 | 0 | 0 | 0 | 0 | 0 | 0 | 0 | 0 | 0 | 0 | 0 | 0 | 0 | 0 | 0 | 0 | 0 | 0 | 0 | 0 | 0 | 0 | 0 | 0 | 0 | 0 | 0 | 0 | 0 | 0 | 0 | 0 | 0 | 0 | 0 | 0 | 0 | 0 | 0 | 0 | 0 | 0 | 0 | 0 | 0 | 0
|  |  |  | AIIB loan hedged % during ops duration 2 period flag | 0 | flag | 0 | 0 | 0 | 0 | 0 | 0 | 0 | 0 | 0 | 0 | 0 | 0 | 0 | 0 | 0 | 0 | 0 | 0 | 0 | 0 | 0 | 0 | 0 | 0 | 0 | 0 | 0 | 0 | 0 | 0 | 0 | 0 | 0 | 0 | 0 | 0 | 0 | 0 | 0 | 0 | 0 | 0 | 0 | 0 | 0 | 0 | 0 | 0 | 0 | 0 | 0 | 0 | 0 | 0 | 0 | 0 | 0 | 0 | 0 | 0 | 0 | 0 | 0 | 0 | 0 | 0 | 0 | 0 | 0 | 0 | 0 | 0 | 0 | 0 | 0 | 0 | 0 | 0 | 0 | 0 | 0 | 0 | 0 | 0 | 0 | 0 | 0 | 0
|  |  |  | AIIB loan hedged % during ops duration 3 period flag | 0 | flag | 0 | 0 | 0 | 0 | 0 | 0 | 0 | 0 | 0 | 0 | 0 | 0 | 0 | 0 | 0 | 0 | 0 | 0 | 0 | 0 | 0 | 0 | 0 | 0 | 0 | 0 | 0 | 0 | 0 | 0 | 0 | 0 | 0 | 0 | 0 | 0 | 0 | 0 | 0 | 0 | 0 | 0 | 0 | 0 | 0 | 0 | 0 | 0 | 0 | 0 | 0 | 0 | 0 | 0 | 0 | 0 | 0 | 0 | 0 | 0 | 0 | 0 | 0 | 0 | 0 | 0 | 0 | 0 | 0 | 0 | 0 | 0 | 0 | 0 | 0 | 0 | 0 | 0 | 0 | 0 | 0 | 0 | 0 | 0 | 0 | 0 | 0 | 0
|  |  |  | AIIB loan hedged % during ops duration 4 period flag | 0 | flag | 0 | 0 | 0 | 0 | 0 | 0 | 0 | 0 | 0 | 0 | 0 | 0 | 0 | 0 | 0 | 0 | 0 | 0 | 0 | 0 | 0 | 0 | 0 | 0 | 0 | 0 | 0 | 0 | 0 | 0 | 0 | 0 | 0 | 0 | 0 | 0 | 0 | 0 | 0 | 0 | 0 | 0 | 0 | 0 | 0 | 0 | 0 | 0 | 0 | 0 | 0 | 0 | 0 | 0 | 0 | 0 | 0 | 0 | 0 | 0 | 0 | 0 | 0 | 0 | 0 | 0 | 0 | 0 | 0 | 0 | 0 | 0 | 0 | 0 | 0 | 0 | 0 | 0 | 0 | 0 | 0 | 0 | 0 | 0 | 0 | 0 | 0 | 0
|  |  |  | AIIB loan hedged % during ops duration 5 period flag | 0 | flag | 38 | 0 | 0 | 0 | 0 | 0 | 0 | 0 | 0 | 0 | 1 | 1 | 1 | 1 | 1 | 1 | 1 | 1 | 1 | 1 | 1 | 1 | 1 | 1 | 1 | 1 | 1 | 1 | 1 | 1 | 1 | 1 | 1 | 1 | 1 | 1 | 1 | 1 | 1 | 1 | 1 | 1 | 1 | 1 | 1 | 1 | 1 | 1 | 0 | 0 | 0 | 0 | 0 | 0 | 0 | 0 | 0 | 0 | 0 | 0 | 0 | 0 | 0 | 0 | 0 | 0 | 0 | 0 | 0 | 0 | 0 | 0 | 0 | 0 | 0 | 0 | 0 | 0 | 0 | 0 | 0 | 0 | 0 | 0 | 0 | 0 | 0 | 0
|  |  |  | Hedged portion of AIIB loan - calc |  | % |  |  | 0% | 0% | 0% | 0% | 0% | 0% | 0% | 0% | 77% | 77% | 77% | 77% | 77% | 77% | 77% | 77% | 77% | 77% | 77% | 77% | 77% | 77% | 77% | 77% | 77% | 77% | 77% | 77% | 77% | 77% | 77% | 77% | 77% | 77% | 77% | 77% | 77% | 77% | 77% | 77% | 77% | 77% | 77% | 77% | 77% | 77% | 0% | 0% | 0% | 0% | 0% | 0% | 0% | 0% | 0% | 0% | 0% | 0% | 0% | 0% | 0% | 0% | 0% | 0% | 0% | 0% | 0% | 0% | 0% | 0% | 0% | 0% | 0% | 0% | 0% | 0% | 0% | 0% | 0% | 0% | 0% | 0% | 0% | 0% | 0% | 0%
|  |  |  | Senior debt hedging switch | 0 | 1 = input, 0 = notional based
|  |  |  | Debt size - calculated vs hardcoded - sensitized | 0 | 1 = calculated , 0 = hold debt size unchanged
|  |  |  | Hedged portion of AIIB loan - calc | 0% | % | 0% | 0% | 0% | 0% | 0% | 0% | 0% | 0% | 0% | 0% | 77% | 77% | 77% | 77% | 77% | 77% | 77% | 77% | 77% | 77% | 77% | 77% | 77% | 77% | 77% | 77% | 77% | 77% | 77% | 77% | 77% | 77% | 77% | 77% | 77% | 77% | 77% | 77% | 77% | 77% | 77% | 77% | 77% | 77% | 77% | 77% | 77% | 77% | 0% | 0% | 0% | 0% | 0% | 0% | 0% | 0% | 0% | 0% | 0% | 0% | 0% | 0% | 0% | 0% | 0% | 0% | 0% | 0% | 0% | 0% | 0% | 0% | 0% | 0% | 0% | 0% | 0% | 0% | 0% | 0% | 0% | 0% | 0% | 0% | 0% | 0% | 0% | 0%
|  |  |  | AIIB hedged debt during ops - cashsweep case | 0% | % | 0% | 0% | 0% | 0% | 0% | 0% | 0% | 0% | 0% | 0% | 77% | 77% | 77% | 77% | 77% | 77% | 77% | 77.32% | 77.65% | 78.02% | 78.39% | 78.82% | 79.25% | 80.05% | 80.88% | 81.87% | 82.92% | 84.18% | 85.37% | 86.77% | 88.26% | 90.1% | 92.11% | 94.6% | 97.38% | 100% | 100% | 100% | 100% | 100% | 100% | 100% | 100% | 100% | 100% | 100% | 100% | 100% | 0% | 0% | 0% | 0% | 0% | 0% | 0% | 0% | 0% | 0% | 0% | 0% | 0% | 0% | 0% | 0% | 0% | 0% | 0% | 0% | 0% | 0% | 0% | 0% | 0% | 0% | 0% | 0% | 0% | 0% | 0% | 0% | 0% | 0% | 0% | 0% | 0% | 0% | 0% | 0% | 0% | 0% | 0% | 0%
|  |  |  | AIIB hedged debt during ops | 0% | % | 0% | 0% | 0% | 0% | 0% | 0% | 0% | 0% | 0% | 0% | 77.86% | 78.26% | 78.26% | 77.79% | 77.77% | 77.76% | 77.75% | 78.06% | 78.37% | 78.73% | 79.09% | 79.51% | 79.92% | 80.71% | 81.54% | 82.52% | 83.57% | 84.83% | 86% | 87.4% | 88.88% | 90.71% | 92.71% | 95.2% | 97.98% | 100% | 100% | 100% | 100% | 100% | 100% | 100% | 100% | 100% | 100% | 100% | 100% | 100% | 0% | 0% | 0% | 0% | 0% | 0% | 0% | 0% | 0% | 0% | 0% | 0% | 0% | 0% | 0% | 0% | 0% | 0% | 0% | 0% | 0% | 0% | 0% | 0% | 0% | 0% | 0% | 0% | 0% | 0% | 0% | 0% | 0% | 0% | 0% | 0% | 0% | 0% | 0% | 0%
|  |  |  | Hedged portion of AIIB loan |  | % |  |  | 0% | 0% | 0% | 0% | 0% | 0% | 0% | 0% | 77.86% | 78.26% | 78.26% | 77.79% | 77.77% | 77.76% | 77.75% | 78.06% | 78.37% | 78.73% | 79.09% | 79.51% | 79.92% | 80.71% | 81.54% | 82.52% | 83.57% | 84.83% | 86% | 87.4% | 88.88% | 90.71% | 92.71% | 95.2% | 97.98% | 100% | 100% | 100% | 100% | 100% | 100% | 100% | 100% | 100% | 100% | 100% | 100% | 100% | 0% | 0% | 0% | 0% | 0% | 0% | 0% | 0% | 0% | 0% | 0% | 0% | 0% | 0% | 0% | 0% | 0% | 0% | 0% | 0% | 0% | 0% | 0% | 0% | 0% | 0% | 0% | 0% | 0% | 0% | 0% | 0% | 0% | 0% | 0% | 0% | 0% | 0% | 0% | 0% | 0% | 0% | 0% | 0%
|  |  |  | Hedged portion of AIIB loan | 0% | % | 0% | 0% | 0% | 0% | 0% | 0% | 0% | 0% | 0% | 0% | 77.86% | 78.26% | 78.26% | 77.79% | 77.77% | 77.76% | 77.75% | 78.06% | 78.37% | 78.73% | 79.09% | 79.51% | 79.92% | 80.71% | 81.54% | 82.52% | 83.57% | 84.83% | 86% | 87.4% | 88.88% | 90.71% | 92.71% | 95.2% | 97.98% | 100% | 100% | 100% | 100% | 100% | 100% | 100% | 100% | 100% | 100% | 100% | 100% | 100% | 0% | 0% | 0% | 0% | 0% | 0% | 0% | 0% | 0% | 0% | 0% | 0% | 0% | 0% | 0% | 0% | 0% | 0% | 0% | 0% | 0% | 0% | 0% | 0% | 0% | 0% | 0% | 0% | 0% | 0% | 0% | 0% | 0% | 0% | 0% | 0% | 0% | 0% | 0% | 0%
|  |  |  | AIIB debt service period flag | 0 | flag | 38 | 0 | 0 | 0 | 0 | 0 | 0 | 0 | 0 | 0 | 1 | 1 | 1 | 1 | 1 | 1 | 1 | 1 | 1 | 1 | 1 | 1 | 1 | 1 | 1 | 1 | 1 | 1 | 1 | 1 | 1 | 1 | 1 | 1 | 1 | 1 | 1 | 1 | 1 | 1 | 1 | 1 | 1 | 1 | 1 | 1 | 1 | 1 | 0 | 0 | 0 | 0 | 0 | 0 | 0 | 0 | 0 | 0 | 0 | 0 | 0 | 0 | 0 | 0 | 0 | 0 | 0 | 0 | 0 | 0 | 0 | 0 | 0 | 0 | 0 | 0 | 0 | 0 | 0 | 0 | 0 | 0 | 0 | 0 | 0 | 0 | 0 | 0
|  |  |  | Unhedged portion of AIIB loan |  | % |  |  | 0% | 0% | 0% | 0% | 0% | 0% | 0% | 0% | 22.14% | 21.74% | 21.74% | 22.21% | 22.23% | 22.24% | 22.25% | 21.94% | 21.63% | 21.27% | 20.91% | 20.49% | 20.08% | 19.29% | 18.46% | 17.48% | 16.43% | 15.17% | 14% | 12.6% | 11.12% | 9.289% | 7.29% | 4.799% | 2.024% | 0% | 0% | 0% | 0% | 0% | 0% | 0% | 0% | 0% | 0% | 0% | 0% | 0% | 0% | 0% | 0% | 0% | 0% | 0% | 0% | 0% | 0% | 0% | 0% | 0% | 0% | 0% | 0% | 0% | 0% | 0% | 0% | 0% | 0% | 0% | 0% | 0% | 0% | 0% | 0% | 0% | 0% | 0% | 0% | 0% | 0% | 0% | 0% | 0% | 0% | 0% | 0% | 0%
AIIB loan base rate
|  |  |  | AIIB Swap rate - operations period | 3.228% | % p.a.
|  |  |  | AIIB debt service period flag | 0 | flag | 38 | 0 | 0 | 0 | 0 | 0 | 0 | 0 | 0 | 0 | 1 | 1 | 1 | 1 | 1 | 1 | 1 | 1 | 1 | 1 | 1 | 1 | 1 | 1 | 1 | 1 | 1 | 1 | 1 | 1 | 1 | 1 | 1 | 1 | 1 | 1 | 1 | 1 | 1 | 1 | 1 | 1 | 1 | 1 | 1 | 1 | 1 | 1 | 0 | 0 | 0 | 0 | 0 | 0 | 0 | 0 | 0 | 0 | 0 | 0 | 0 | 0 | 0 | 0 | 0 | 0 | 0 | 0 | 0 | 0 | 0 | 0 | 0 | 0 | 0 | 0 | 0 | 0 | 0 | 0 | 0 | 0 | 0 | 0 | 0 | 0 | 0 | 0
|  |  |  | AIIB loan Swap rate |  | % p.a. |  |  | 0% | 0% | 0% | 0% | 0% | 0% | 0% | 0% | 3.228% | 3.228% | 3.228% | 3.228% | 3.228% | 3.228% | 3.228% | 3.228% | 3.228% | 3.228% | 3.228% | 3.228% | 3.228% | 3.228% | 3.228% | 3.228% | 3.228% | 3.228% | 3.228% | 3.228% | 3.228% | 3.228% | 3.228% | 3.228% | 3.228% | 3.228% | 3.228% | 3.228% | 3.228% | 3.228% | 3.228% | 3.228% | 3.228% | 3.228% | 3.228% | 3.228% | 3.228% | 3.228% | 0% | 0% | 0% | 0% | 0% | 0% | 0% | 0% | 0% | 0% | 0% | 0% | 0% | 0% | 0% | 0% | 0% | 0% | 0% | 0% | 0% | 0% | 0% | 0% | 0% | 0% | 0% | 0% | 0% | 0% | 0% | 0% | 0% | 0% | 0% | 0% | 0% | 0% | 0% | 0%
|  |  |  | Include SOFR on AIIB | 1 | 1 = yes, 0 = no
|  |  |  | 6M SOFR forward curve - operations period | 0% | % p.a. | 0% | 0% | 0% | 0% | 0% | 0% | 0% | 0% | 0% | 0% | 2.66% | 2.651% | 2.658% | 2.709% | 2.78% | 2.851% | 2.935% | 2.982% | 3.02% | 3.055% | 3.085% | 3.135% | 3.196% | 3.24% | 3.286% | 3.308% | 3.318% | 3.329% | 3.338% | 3.344% | 3.368% | 3.386% | 3.388% | 3.373% | 3.342% | 3.297% | 3.288% | 3.29% | 3.282% | 3.265% | 3.237% | 3.201% | 3.155% | 3.099% | 3.034% | 2.96% | 2.896% | 2.842% | 2.793% | 2.75% | 2.712% | 2.679% | 2.652% | 2.629% | 2.613% | 2.601% | 2.606% | 2.607% | 2.596% | 2.574% | 2.541% | 2.496% | 2.44% | 2.372% | 2.293% | 2.205% | 2.16% | 2.135% | 2.109% | 2.082% | 0% | 0% | 0% | 0% | 0% | 0% | 0% | 0% | 0% | 0% | 0% | 0% | 0% | 0% | 0% | 0% | 0% | 0%
|  |  |  | SOFR forward curve - operations period for AIIB |  | % p.a. |  |  | 0% | 0% | 0% | 0% | 0% | 0% | 0% | 0% | 2.66% | 2.651% | 2.658% | 2.709% | 2.78% | 2.851% | 2.935% | 2.982% | 3.02% | 3.055% | 3.085% | 3.135% | 3.196% | 3.24% | 3.286% | 3.308% | 3.318% | 3.329% | 3.338% | 3.344% | 3.368% | 3.386% | 3.388% | 3.373% | 3.342% | 3.297% | 3.288% | 3.29% | 3.282% | 3.265% | 3.237% | 3.201% | 3.155% | 3.099% | 3.034% | 2.96% | 2.896% | 2.842% | 2.793% | 2.75% | 2.712% | 2.679% | 2.652% | 2.629% | 2.613% | 2.601% | 2.606% | 2.607% | 2.596% | 2.574% | 2.541% | 2.496% | 2.44% | 2.372% | 2.293% | 2.205% | 2.16% | 2.135% | 2.109% | 2.082% | 0% | 0% | 0% | 0% | 0% | 0% | 0% | 0% | 0% | 0% | 0% | 0% | 0% | 0% | 0% | 0% | 0% | 0%
|  |  |  | EBL + Senior debt swap rate - sensitivity | 0% | % p.a.
|  |  |  | AIIB Swap rate credit margin | 0.27% | % p.a.
|  |  |  | AIIB loan Swap rate | 0 | % p.a. | 0 | 0 | 0% | 0% | 0% | 0% | 0% | 0% | 0% | 0% | 3.228% | 3.228% | 3.228% | 3.228% | 3.228% | 3.228% | 3.228% | 3.228% | 3.228% | 3.228% | 3.228% | 3.228% | 3.228% | 3.228% | 3.228% | 3.228% | 3.228% | 3.228% | 3.228% | 3.228% | 3.228% | 3.228% | 3.228% | 3.228% | 3.228% | 3.228% | 3.228% | 3.228% | 3.228% | 3.228% | 3.228% | 3.228% | 3.228% | 3.228% | 3.228% | 3.228% | 3.228% | 3.228% | 0% | 0% | 0% | 0% | 0% | 0% | 0% | 0% | 0% | 0% | 0% | 0% | 0% | 0% | 0% | 0% | 0% | 0% | 0% | 0% | 0% | 0% | 0% | 0% | 0% | 0% | 0% | 0% | 0% | 0% | 0% | 0% | 0% | 0% | 0% | 0% | 0% | 0% | 0% | 0%
|  |  |  | Hedged portion of AIIB loan | 0% | % | 0% | 0% | 0% | 0% | 0% | 0% | 0% | 0% | 0% | 0% | 77.86% | 78.26% | 78.26% | 77.79% | 77.77% | 77.76% | 77.75% | 78.06% | 78.37% | 78.73% | 79.09% | 79.51% | 79.92% | 80.71% | 81.54% | 82.52% | 83.57% | 84.83% | 86% | 87.4% | 88.88% | 90.71% | 92.71% | 95.2% | 97.98% | 100% | 100% | 100% | 100% | 100% | 100% | 100% | 100% | 100% | 100% | 100% | 100% | 100% | 0% | 0% | 0% | 0% | 0% | 0% | 0% | 0% | 0% | 0% | 0% | 0% | 0% | 0% | 0% | 0% | 0% | 0% | 0% | 0% | 0% | 0% | 0% | 0% | 0% | 0% | 0% | 0% | 0% | 0% | 0% | 0% | 0% | 0% | 0% | 0% | 0% | 0% | 0% | 0%
|  |  |  | Unhedged portion of AIIB loan | 0% | % | 0% | 0% | 0% | 0% | 0% | 0% | 0% | 0% | 0% | 0% | 22.14% | 21.74% | 21.74% | 22.21% | 22.23% | 22.24% | 22.25% | 21.94% | 21.63% | 21.27% | 20.91% | 20.49% | 20.08% | 19.29% | 18.46% | 17.48% | 16.43% | 15.17% | 14% | 12.6% | 11.12% | 9.289% | 7.29% | 4.799% | 2.024% | 0% | 0% | 0% | 0% | 0% | 0% | 0% | 0% | 0% | 0% | 0% | 0% | 0% | 0% | 0% | 0% | 0% | 0% | 0% | 0% | 0% | 0% | 0% | 0% | 0% | 0% | 0% | 0% | 0% | 0% | 0% | 0% | 0% | 0% | 0% | 0% | 0% | 0% | 0% | 0% | 0% | 0% | 0% | 0% | 0% | 0% | 0% | 0% | 0% | 0% | 0% | 0% | 0%
|  |  |  | SOFR forward curve - operations period for AIIB | 0% | % p.a. | 0% | 0% | 0% | 0% | 0% | 0% | 0% | 0% | 0% | 0% | 2.66% | 2.651% | 2.658% | 2.709% | 2.78% | 2.851% | 2.935% | 2.982% | 3.02% | 3.055% | 3.085% | 3.135% | 3.196% | 3.24% | 3.286% | 3.308% | 3.318% | 3.329% | 3.338% | 3.344% | 3.368% | 3.386% | 3.388% | 3.373% | 3.342% | 3.297% | 3.288% | 3.29% | 3.282% | 3.265% | 3.237% | 3.201% | 3.155% | 3.099% | 3.034% | 2.96% | 2.896% | 2.842% | 2.793% | 2.75% | 2.712% | 2.679% | 2.652% | 2.629% | 2.613% | 2.601% | 2.606% | 2.607% | 2.596% | 2.574% | 2.541% | 2.496% | 2.44% | 2.372% | 2.293% | 2.205% | 2.16% | 2.135% | 2.109% | 2.082% | 0% | 0% | 0% | 0% | 0% | 0% | 0% | 0% | 0% | 0% | 0% | 0% | 0% | 0% | 0% | 0% | 0% | 0%
|  |  |  | Operations period flag | 0 | flag | 60 | 0 | 0 | 0 | 0 | 0 | 0 | 0 | 0 | 0 | 1 | 1 | 1 | 1 | 1 | 1 | 1 | 1 | 1 | 1 | 1 | 1 | 1 | 1 | 1 | 1 | 1 | 1 | 1 | 1 | 1 | 1 | 1 | 1 | 1 | 1 | 1 | 1 | 1 | 1 | 1 | 1 | 1 | 1 | 1 | 1 | 1 | 1 | 1 | 1 | 1 | 1 | 1 | 1 | 1 | 1 | 1 | 1 | 1 | 1 | 1 | 1 | 1 | 1 | 1 | 1 | 1 | 1 | 1 | 1 | 0 | 0 | 0 | 0 | 0 | 0 | 0 | 0 | 0 | 0 | 0 | 0 | 0 | 0 | 0 | 0 | 0 | 0
|  |  |  | AIIB loan repayment period base rate - calculated |  | % p.a. |  |  | 0% | 0% | 0% | 0% | 0% | 0% | 0% | 0% | 3.312% | 3.314% | 3.315% | 3.323% | 3.338% | 3.354% | 3.373% | 3.385% | 3.395% | 3.404% | 3.412% | 3.424% | 3.437% | 3.448% | 3.459% | 3.465% | 3.468% | 3.472% | 3.476% | 3.479% | 3.484% | 3.488% | 3.49% | 3.492% | 3.495% | 3.498% | 3.498% | 3.498% | 3.498% | 3.498% | 3.498% | 3.498% | 3.498% | 3.498% | 3.498% | 3.498% | 3.498% | 3.498% | 0% | 0% | 0% | 0% | 0% | 0% | 0% | 0% | 0% | 0% | 0% | 0% | 0% | 0% | 0% | 0% | 0% | 0% | 0% | 0% | 0% | 0% | 0% | 0% | 0% | 0% | 0% | 0% | 0% | 0% | 0% | 0% | 0% | 0% | 0% | 0% | 0% | 0% | 0% | 0%
AIIB loan interest
Margin
|  |  |  | AIIB loan margin - sensitivity | 0% | % p.a.
|  |  |  | AIIB margin - Year 1 | 2.9% | % p.a.
|  |  |  | AIIB margin - Year 2 | 2.9% | % p.a.
|  |  |  | AIIB margin - Year 3 | 2.9% | % p.a.
|  |  |  | AIIB margin - Year 4 | 2.9% | % p.a.
|  |  |  | AIIB margin - Year 5 | 2.9% | % p.a.
|  |  |  | AIIB margin - Year 6 | 2.9% | % p.a.
|  |  |  | AIIB margin - Year 7 | 2.9% | % p.a.
|  |  |  | AIIB margin - Year 8 | 2.9% | % p.a.
|  |  |  | AIIB margin - Year 9 | 2.9% | % p.a.
|  |  |  | AIIB margin - Year 10 | 2.9% | % p.a.
|  |  |  | AIIB margin - Year 11 | 2.9% | % p.a.
|  |  |  | AIIB margin - Year 12 | 2.9% | % p.a.
|  |  |  | AIIB margin - Year 13 | 2.9% | % p.a.
|  |  |  | AIIB margin - Year 14 | 2.9% | % p.a.
|  |  |  | AIIB margin - Year 15 | 2.9% | % p.a.
|  |  |  | AIIB margin - Year 16 | 2.9% | % p.a.
|  |  |  | AIIB margin - Year 17 | 2.9% | % p.a.
|  |  |  | AIIB margin - Year 18 | 2.9% | % p.a.
|  |  |  | AIIB margin - Year 19 | 2.9% | % p.a.
|  |  |  | AIIB margin - Year 20 | 2.9% | % p.a.
|  |  |  | AIIB margin - Year 21 | 2.9% | % p.a.
|  |  |  | AIIB margin - Year 22 | 2.9% | % p.a.
|  |  |  | AIIB margin - Year 23 | 2.9% | % p.a.
|  |  |  | AIIB margin - Year 24 | 2.9% | % p.a.
|  |  |  | AIIB margin - Year 25 | 2.9% | % p.a.
|  |  |  | AIIB margin - Year 26 | 0% | % p.a.
|  |  |  | AIIB margin - Year 27 | 0% | % p.a.
|  |  |  | AIIB margin - Year 28 | 0% | % p.a.
|  |  |  | AIIB margin - Year 29 | 0% | % p.a.
|  |  |  | AIIB margin - Year 30 | 0% | % p.a.
|  |  |  | AIIB margin - Year 31 | 0% | % p.a.
|  |  |  | AIIB margin - Year 32 | 0% | % p.a.
|  |  |  | AIIB debt service year counter | 0 | year | 0 | 0 | 0 | 0 | 0 | 0 | 0 | 0 | 0 | 0 | 1 | 1 | 2 | 2 | 3 | 3 | 4 | 4 | 5 | 5 | 6 | 6 | 7 | 7 | 8 | 8 | 9 | 9 | 10 | 10 | 11 | 11 | 12 | 12 | 13 | 13 | 14 | 14 | 15 | 15 | 16 | 16 | 17 | 17 | 18 | 18 | 19 | 19 | 0 | 0 | 0 | 0 | 0 | 0 | 0 | 0 | 0 | 0 | 0 | 0 | 0 | 0 | 0 | 0 | 0 | 0 | 0 | 0 | 0 | 0 | 0 | 0 | 0 | 0 | 0 | 0 | 0 | 0 | 0 | 0 | 0 | 0 | 0 | 0 | 0 | 0 | 0 | 0
|  |  |  | AIIB debt service period flag | 0 | flag | 38 | 0 | 0 | 0 | 0 | 0 | 0 | 0 | 0 | 0 | 1 | 1 | 1 | 1 | 1 | 1 | 1 | 1 | 1 | 1 | 1 | 1 | 1 | 1 | 1 | 1 | 1 | 1 | 1 | 1 | 1 | 1 | 1 | 1 | 1 | 1 | 1 | 1 | 1 | 1 | 1 | 1 | 1 | 1 | 1 | 1 | 1 | 1 | 0 | 0 | 0 | 0 | 0 | 0 | 0 | 0 | 0 | 0 | 0 | 0 | 0 | 0 | 0 | 0 | 0 | 0 | 0 | 0 | 0 | 0 | 0 | 0 | 0 | 0 | 0 | 0 | 0 | 0 | 0 | 0 | 0 | 0 | 0 | 0 | 0 | 0 | 0 | 0
|  |  |  | Applicable annual AIIB loan margin |  | % p.a. |  |  | 0% | 0% | 0% | 0% | 0% | 0% | 0% | 0% | 2.9% | 2.9% | 2.9% | 2.9% | 2.9% | 2.9% | 2.9% | 2.9% | 2.9% | 2.9% | 2.9% | 2.9% | 2.9% | 2.9% | 2.9% | 2.9% | 2.9% | 2.9% | 2.9% | 2.9% | 2.9% | 2.9% | 2.9% | 2.9% | 2.9% | 2.9% | 2.9% | 2.9% | 2.9% | 2.9% | 2.9% | 2.9% | 2.9% | 2.9% | 2.9% | 2.9% | 2.9% | 2.9% | 0% | 0% | 0% | 0% | 0% | 0% | 0% | 0% | 0% | 0% | 0% | 0% | 0% | 0% | 0% | 0% | 0% | 0% | 0% | 0% | 0% | 0% | 0% | 0% | 0% | 0% | 0% | 0% | 0% | 0% | 0% | 0% | 0% | 0% | 0% | 0% | 0% | 0% | 0% | 0%
All-in-interest rate
|  |  |  | Senior debt day count convention | 360 | days
|  |  |  | Days in AIIB debt service period | 0 | days | 6849 | 0 | 0 | 0 | 0 | 0 | 0 | 0 | 0 | 0 | 184 | 181 | 184 | 181 | 184 | 182 | 184 | 181 | 184 | 181 | 184 | 181 | 184 | 182 | 184 | 181 | 184 | 181 | 184 | 181 | 184 | 182 | 184 | 181 | 184 | 181 | 184 | 181 | 184 | 182 | 184 | 181 | 184 | 181 | 184 | 181 | 184 | 91 | 0 | 0 | 0 | 0 | 0 | 0 | 0 | 0 | 0 | 0 | 0 | 0 | 0 | 0 | 0 | 0 | 0 | 0 | 0 | 0 | 0 | 0 | 0 | 0 | 0 | 0 | 0 | 0 | 0 | 0 | 0 | 0 | 0 | 0 | 0 | 0 | 0 | 0 | 0 | 0
|  |  |  | Senior debt service period ppf - adjusted | 0 | factor | 37.2554 | 0 | 0 | 0 | 0 | 0 | 0 | 0 | 0 | 0 | 0.75543 | 1 | 1 | 1 | 1 | 1 | 1 | 1 | 1 | 1 | 1 | 1 | 1 | 1 | 1 | 1 | 1 | 1 | 1 | 1 | 1 | 1 | 1 | 1 | 1 | 1 | 1 | 1 | 1 | 1 | 1 | 1 | 1 | 1 | 1 | 1 | 1 | 0.5 | 0 | 0 | 0 | 0 | 0 | 0 | 0 | 0 | 0 | 0 | 0 | 0 | 0 | 0 | 0 | 0 | 0 | 0 | 0 | 0 | 0 | 0 | 0 | 0 | 0 | 0 | 0 | 0 | 0 | 0 | 0 | 0 | 0 | 0 | 0 | 0 | 0 | 0 | 0 | 0
|  |  |  | First operations period flag | 0 | flag | 1 | 0 | 0 | 0 | 0 | 0 | 0 | 0 | 0 | 0 | 1 | 0 | 0 | 0 | 0 | 0 | 0 | 0 | 0 | 0 | 0 | 0 | 0 | 0 | 0 | 0 | 0 | 0 | 0 | 0 | 0 | 0 | 0 | 0 | 0 | 0 | 0 | 0 | 0 | 0 | 0 | 0 | 0 | 0 | 0 | 0 | 0 | 0 | 0 | 0 | 0 | 0 | 0 | 0 | 0 | 0 | 0 | 0 | 0 | 0 | 0 | 0 | 0 | 0 | 0 | 0 | 0 | 0 | 0 | 0 | 0 | 0 | 0 | 0 | 0 | 0 | 0 | 0 | 0 | 0 | 0 | 0 | 0 | 0 | 0 | 0 | 0 | 0
|  |  |  | AIIB loan repayment period base rate - calculated | 0% | % p.a. | 0% | 0% | 0% | 0% | 0% | 0% | 0% | 0% | 0% | 0% | 3.312% | 3.314% | 3.315% | 3.323% | 3.338% | 3.354% | 3.373% | 3.385% | 3.395% | 3.404% | 3.412% | 3.424% | 3.437% | 3.448% | 3.459% | 3.465% | 3.468% | 3.472% | 3.476% | 3.479% | 3.484% | 3.488% | 3.49% | 3.492% | 3.495% | 3.498% | 3.498% | 3.498% | 3.498% | 3.498% | 3.498% | 3.498% | 3.498% | 3.498% | 3.498% | 3.498% | 3.498% | 3.498% | 0% | 0% | 0% | 0% | 0% | 0% | 0% | 0% | 0% | 0% | 0% | 0% | 0% | 0% | 0% | 0% | 0% | 0% | 0% | 0% | 0% | 0% | 0% | 0% | 0% | 0% | 0% | 0% | 0% | 0% | 0% | 0% | 0% | 0% | 0% | 0% | 0% | 0% | 0% | 0%
|  |  |  | Applicable annual AIIB loan margin | 0% | % p.a. | 0% | 0% | 0% | 0% | 0% | 0% | 0% | 0% | 0% | 0% | 2.9% | 2.9% | 2.9% | 2.9% | 2.9% | 2.9% | 2.9% | 2.9% | 2.9% | 2.9% | 2.9% | 2.9% | 2.9% | 2.9% | 2.9% | 2.9% | 2.9% | 2.9% | 2.9% | 2.9% | 2.9% | 2.9% | 2.9% | 2.9% | 2.9% | 2.9% | 2.9% | 2.9% | 2.9% | 2.9% | 2.9% | 2.9% | 2.9% | 2.9% | 2.9% | 2.9% | 2.9% | 2.9% | 0% | 0% | 0% | 0% | 0% | 0% | 0% | 0% | 0% | 0% | 0% | 0% | 0% | 0% | 0% | 0% | 0% | 0% | 0% | 0% | 0% | 0% | 0% | 0% | 0% | 0% | 0% | 0% | 0% | 0% | 0% | 0% | 0% | 0% | 0% | 0% | 0% | 0% | 0% | 0%
|  |  |  | AIIB debt service period flag | 0 | flag | 38 | 0 | 0 | 0 | 0 | 0 | 0 | 0 | 0 | 0 | 1 | 1 | 1 | 1 | 1 | 1 | 1 | 1 | 1 | 1 | 1 | 1 | 1 | 1 | 1 | 1 | 1 | 1 | 1 | 1 | 1 | 1 | 1 | 1 | 1 | 1 | 1 | 1 | 1 | 1 | 1 | 1 | 1 | 1 | 1 | 1 | 1 | 1 | 0 | 0 | 0 | 0 | 0 | 0 | 0 | 0 | 0 | 0 | 0 | 0 | 0 | 0 | 0 | 0 | 0 | 0 | 0 | 0 | 0 | 0 | 0 | 0 | 0 | 0 | 0 | 0 | 0 | 0 | 0 | 0 | 0 | 0 | 0 | 0 | 0 | 0 | 0 | 0
|  |  |  | AIIB loan repayment period interest rate |  | % |  |  | 0% | 0% | 0% | 0% | 0% | 0% | 0% | 0% | 2.399% | 3.124% | 3.177% | 3.129% | 3.189% | 3.162% | 3.206% | 3.16% | 3.217% | 3.169% | 3.226% | 3.179% | 3.239% | 3.209% | 3.25% | 3.2% | 3.255% | 3.204% | 3.259% | 3.207% | 3.263% | 3.229% | 3.266% | 3.214% | 3.268% | 3.217% | 3.27% | 3.217% | 3.27% | 3.235% | 3.27% | 3.217% | 3.27% | 3.217% | 3.27% | 3.217% | 3.27% | 1.617% | 0% | 0% | 0% | 0% | 0% | 0% | 0% | 0% | 0% | 0% | 0% | 0% | 0% | 0% | 0% | 0% | 0% | 0% | 0% | 0% | 0% | 0% | 0% | 0% | 0% | 0% | 0% | 0% | 0% | 0% | 0% | 0% | 0% | 0% | 0% | 0% | 0% | 0% | 0% | 0%
AIIB loan interest
|  |  |  | AIIB construction end amount | 20431.0959 | USD 000s
|  |  |  | AIIB balance BEG | 0 | USD 000s | 0 | 0 | 0 | 0 | 0 | 0 | 0 | 0 | 0 | 0 | 20431.0959 | 20324.7317 | 19949.014 | 19518.447 | 19111.508 | 18704.4723 | 18327.1544 | 17829.4195 | 17358.6931 | 16838.3285 | 16343.6383 | 15814.0404 | 15313.6122 | 14711.9578 | 14140.5163 | 13505.9013 | 12895.8284 | 12227.6728 | 11704.3225 | 11135.9108 | 10597.4566 | 9989.1844 | 9406.6635 | 8764.607 | 8148.6892 | 7589.8439 | 7082.524 | 6461.5082 | 5942.9216 | 5373.5582 | 4826.11 | 4224.538 | 3642.7558 | 3005.871 | 2388.4228 | 1714.5183 | 1059.5378 | 347.4284 | 0.00025159 | 0.00025159 | 0.00025159 | 0.00025159 | 0.00025159 | 0.00025159 | 0.00025159 | 0.00025159 | 0.00025159 | 0.00025159 | 0.00025159 | 0.00025159 | 0.00025159 | 0.00025159 | 0.00025159 | 0.00025159 | 0.00025159 | 0.00025159 | 0.00025159 | 0.00025159 | 0.00025159 | 0.00025159 | 0.00025159 | 0.00025159 | 0.00025159 | 0.00025159 | 0.00025159 | 0.00025159 | 0.00025159 | 0.00025159 | 0.00025159 | 0.00025159 | 0.00025159 | 0.00025159 | 0.00025159 | 0.00025159 | 0.00025159 | 0.00025159 | 0.00025159 | 0.00025159
|  |  |  | First operations period flag | 0 | flag | 1 | 0 | 0 | 0 | 0 | 0 | 0 | 0 | 0 | 0 | 1 | 0 | 0 | 0 | 0 | 0 | 0 | 0 | 0 | 0 | 0 | 0 | 0 | 0 | 0 | 0 | 0 | 0 | 0 | 0 | 0 | 0 | 0 | 0 | 0 | 0 | 0 | 0 | 0 | 0 | 0 | 0 | 0 | 0 | 0 | 0 | 0 | 0 | 0 | 0 | 0 | 0 | 0 | 0 | 0 | 0 | 0 | 0 | 0 | 0 | 0 | 0 | 0 | 0 | 0 | 0 | 0 | 0 | 0 | 0 | 0 | 0 | 0 | 0 | 0 | 0 | 0 | 0 | 0 | 0 | 0 | 0 | 0 | 0 | 0 | 0 | 0 | 0
|  |  |  | AIIB loan balance BEG adjusted for partial period |  | USD 000s |  |  | 0 | 0 | 0 | 0 | 0 | 0 | 0 | 0 | 20431.0959 | 20324.7317 | 19949.014 | 19518.447 | 19111.508 | 18704.4723 | 18327.1544 | 17829.4195 | 17358.6931 | 16838.3285 | 16343.6383 | 15814.0404 | 15313.6122 | 14711.9578 | 14140.5163 | 13505.9013 | 12895.8284 | 12227.6728 | 11704.3225 | 11135.9108 | 10597.4566 | 9989.1844 | 9406.6635 | 8764.607 | 8148.6892 | 7589.8439 | 7082.524 | 6461.5082 | 5942.9216 | 5373.5582 | 4826.11 | 4224.538 | 3642.7558 | 3005.871 | 2388.4228 | 1714.5183 | 1059.5378 | 347.4284 | 0.00025159 | 0.00025159 | 0.00025159 | 0.00025159 | 0.00025159 | 0.00025159 | 0.00025159 | 0.00025159 | 0.00025159 | 0.00025159 | 0.00025159 | 0.00025159 | 0.00025159 | 0.00025159 | 0.00025159 | 0.00025159 | 0.00025159 | 0.00025159 | 0.00025159 | 0.00025159 | 0.00025159 | 0.00025159 | 0.00025159 | 0.00025159 | 0.00025159 | 0.00025159 | 0.00025159 | 0.00025159 | 0.00025159 | 0.00025159 | 0.00025159 | 0.00025159 | 0.00025159 | 0.00025159 | 0.00025159 | 0.00025159 | 0.00025159 | 0.00025159 | 0.00025159 | 0.00025159
|  |  |  | AIIB loan repayment period interest rate | 0% | % | 0% | 0% | 0% | 0% | 0% | 0% | 0% | 0% | 0% | 0% | 2.399% | 3.124% | 3.177% | 3.129% | 3.189% | 3.162% | 3.206% | 3.16% | 3.217% | 3.169% | 3.226% | 3.179% | 3.239% | 3.209% | 3.25% | 3.2% | 3.255% | 3.204% | 3.259% | 3.207% | 3.263% | 3.229% | 3.266% | 3.214% | 3.268% | 3.217% | 3.27% | 3.217% | 3.27% | 3.235% | 3.27% | 3.217% | 3.27% | 3.217% | 3.27% | 3.217% | 3.27% | 1.617% | 0% | 0% | 0% | 0% | 0% | 0% | 0% | 0% | 0% | 0% | 0% | 0% | 0% | 0% | 0% | 0% | 0% | 0% | 0% | 0% | 0% | 0% | 0% | 0% | 0% | 0% | 0% | 0% | 0% | 0% | 0% | 0% | 0% | 0% | 0% | 0% | 0% | 0% | 0% | 0%
|  |  |  | AIIB loan balance BEG adjusted for partial period | 0 | USD 000s | 0 | 0 | 0 | 0 | 0 | 0 | 0 | 0 | 0 | 0 | 20431.0959 | 20324.7317 | 19949.014 | 19518.447 | 19111.508 | 18704.4723 | 18327.1544 | 17829.4195 | 17358.6931 | 16838.3285 | 16343.6383 | 15814.0404 | 15313.6122 | 14711.9578 | 14140.5163 | 13505.9013 | 12895.8284 | 12227.6728 | 11704.3225 | 11135.9108 | 10597.4566 | 9989.1844 | 9406.6635 | 8764.607 | 8148.6892 | 7589.8439 | 7082.524 | 6461.5082 | 5942.9216 | 5373.5582 | 4826.11 | 4224.538 | 3642.7558 | 3005.871 | 2388.4228 | 1714.5183 | 1059.5378 | 347.4284 | 0.00025159 | 0.00025159 | 0.00025159 | 0.00025159 | 0.00025159 | 0.00025159 | 0.00025159 | 0.00025159 | 0.00025159 | 0.00025159 | 0.00025159 | 0.00025159 | 0.00025159 | 0.00025159 | 0.00025159 | 0.00025159 | 0.00025159 | 0.00025159 | 0.00025159 | 0.00025159 | 0.00025159 | 0.00025159 | 0.00025159 | 0.00025159 | 0.00025159 | 0.00025159 | 0.00025159 | 0.00025159 | 0.00025159 | 0.00025159 | 0.00025159 | 0.00025159 | 0.00025159 | 0.00025159 | 0.00025159 | 0.00025159 | 0.00025159 | 0.00025159 | 0.00025159 | 0.00025159
|  |  |  | AIIB loan interest POS |  | USD 000s | 13511.7618 |  | 0 | 0 | 0 | 0 | 0 | 0 | 0 | 0 | 490.0749 | 634.9807 | 633.7246 | 610.6757 | 609.3705 | 591.4094 | 587.5786 | 563.381 | 558.4774 | 533.6807 | 527.238 | 502.7835 | 496.0197 | 472.166 | 459.5757 | 432.1955 | 419.7606 | 391.7631 | 381.4034 | 357.1309 | 345.7617 | 322.5786 | 307.2195 | 281.6727 | 266.3379 | 244.148 | 231.6048 | 207.852 | 194.3388 | 173.8101 | 157.8181 | 135.8938 | 119.1214 | 96.692 | 78.1036 | 55.1521 | 34.6478 | 5.6189 | 0 | 0 | 0 | 0 | 0 | 0 | 0 | 0 | 0 | 0 | 0 | 0 | 0 | 0 | 0 | 0 | 0 | 0 | 0 | 0 | 0 | 0 | 0 | 0 | 0 | 0 | 0 | 0 | 0 | 0 | 0 | 0 | 0 | 0 | 0 | 0 | 0 | 0 | 0 | 0
|  |  |  | AIIB loan interest |  | USD 000s | -13511.7618 |  | 0 | 0 | 0 | 0 | 0 | 0 | 0 | 0 | -490.0749 | -634.9807 | -633.7246 | -610.6757 | -609.3705 | -591.4094 | -587.5786 | -563.381 | -558.4774 | -533.6807 | -527.238 | -502.7835 | -496.0197 | -472.166 | -459.5757 | -432.1955 | -419.7606 | -391.7631 | -381.4034 | -357.1309 | -345.7617 | -322.5786 | -307.2195 | -281.6727 | -266.3379 | -244.148 | -231.6048 | -207.852 | -194.3388 | -173.8101 | -157.8181 | -135.8938 | -119.1214 | -96.692 | -78.1036 | -55.1521 | -34.6478 | -5.6189 | 0 | 0 | 0 | 0 | 0 | 0 | 0 | 0 | 0 | 0 | 0 | 0 | 0 | 0 | 0 | 0 | 0 | 0 | 0 | 0 | 0 | 0 | 0 | 0 | 0 | 0 | 0 | 0 | 0 | 0 | 0 | 0 | 0 | 0 | 0 | 0 | 0 | 0 | 0 | 0
AIIB loan repayment
|  |  |  | AIIB Loan repayment % - active | 0% | % | 0% | 0% | 0% | 0% | 0% | 0% | 0% | 0% | 0% | 0% | 25% | 25% | 25% | 25% | 25% | 25% | 25% | 25% | 25% | 25% | 25% | 25% | 25% | 25% | 25% | 25% | 25% | 25% | 25% | 25% | 25% | 25% | 25% | 25% | 25% | 25% | 25% | 25% | 25% | 25% | 25% | 25% | 25% | 25% | 25% | 25% | 25% | 25% | 0% | 0% | 0% | 0% | 0% | 0% | 0% | 0% | 0% | 0% | 0% | 0% | 0% | 0% | 0% | 0% | 0% | 0% | 0% | 0% | 0% | 0% | 0% | 0% | 0% | 0% | 0% | 0% | 0% | 0% | 0% | 0% | 0% | 0% | 0% | 0% | 0% | 0% | 0% | 0% | AIIB Loan repayment % - active | AIIB Loan repayment % - active | AIIB Loan repayment % - active | AIIB Loan repayment % - active
|  |  |  | Senior debt repayment amount - active | 0 | USD 000s | 79193.2304 | 0 | 0 | 0 | 0 | 0 | 0 | 0 | 0 | 0 | 425.5099 | 1503.0589 | 1722.4832 | 1627.9597 | 1628.3465 | 1509.4606 | 1693.0446 | 1608.2057 | 1797.5187 | 1718.0658 | 1853.4207 | 1760.9196 | 1938.0056 | 1852.4085 | 2084.0155 | 2019.6801 | 2233.3801 | 1742.9557 | 1910.1133 | 1825.0028 | 2081.0183 | 2011.4406 | 2232.1832 | 2160.7742 | 1969.0477 | 1806.2836 | 2462.5972 | 2469.0222 | 2678.9445 | 2586.8176 | 2807.27 | 2721.0609 | 2947.3862 | 2862.6173 | 3094.5591 | 3012.3545 | 3248.1238 | 1588.1741 | 0 | 0 | 0 | 0 | 0 | 0 | 0 | 0 | 0 | 0 | 0 | 0 | 0 | 0 | 0 | 0 | 0 | 0 | 0 | 0 | 0 | 0 | 0 | 0 | 0 | 0 | 0 | 0 | 0 | 0 | 0 | 0 | 0 | 0 | 0 | 0 | 0 | 0 | 0 | 0 | 0 | 0 | 0 | 0
|  |  |  | AIIB loan repayment - calc |  | USD 000s | 19795.8306 |  | 0 | 0 | 0 | 0 | 0 | 0 | 0 | 0 | 106.3642 | 375.7177 | 430.5669 | 406.939 | 407.0357 | 377.3179 | 423.2082 | 402.0011 | 449.3235 | 429.4627 | 463.2972 | 440.1748 | 484.4408 | 463.0442 | 520.9387 | 504.8569 | 558.2752 | 435.6844 | 477.4686 | 456.1936 | 520.1895 | 502.7972 | 557.976 | 540.126 | 492.2003 | 451.5144 | 615.5723 | 617.1783 | 669.6523 | 646.6235 | 701.7297 | 680.1801 | 736.7544 | 715.5648 | 773.543 | 752.9944 | 811.9294 | 396.9939 | 0 | 0 | 0 | 0 | 0 | 0 | 0 | 0 | 0 | 0 | 0 | 0 | 0 | 0 | 0 | 0 | 0 | 0 | 0 | 0 | 0 | 0 | 0 | 0 | 0 | 0 | 0 | 0 | 0 | 0 | 0 | 0 | 0 | 0 | 0 | 0 | 0 | 0 | 0 | 0
|  |  |  | AIIB loan repayment - calc | 0 | USD 000s | 19795.8306 | 0 | 0 | 0 | 0 | 0 | 0 | 0 | 0 | 0 | 106.3642 | 375.7177 | 430.5669 | 406.939 | 407.0357 | 377.3179 | 423.2082 | 402.0011 | 449.3235 | 429.4627 | 463.2972 | 440.1748 | 484.4408 | 463.0442 | 520.9387 | 504.8569 | 558.2752 | 435.6844 | 477.4686 | 456.1936 | 520.1895 | 502.7972 | 557.976 | 540.126 | 492.2003 | 451.5144 | 615.5723 | 617.1783 | 669.6523 | 646.6235 | 701.7297 | 680.1801 | 736.7544 | 715.5648 | 773.543 | 752.9944 | 811.9294 | 396.9939 | 0 | 0 | 0 | 0 | 0 | 0 | 0 | 0 | 0 | 0 | 0 | 0 | 0 | 0 | 0 | 0 | 0 | 0 | 0 | 0 | 0 | 0 | 0 | 0 | 0 | 0 | 0 | 0 | 0 | 0 | 0 | 0 | 0 | 0 | 0 | 0 | 0 | 0 | 0 | 0
|  |  |  | AIIB debt service period flag | 0 | flag | 38 | 0 | 0 | 0 | 0 | 0 | 0 | 0 | 0 | 0 | 1 | 1 | 1 | 1 | 1 | 1 | 1 | 1 | 1 | 1 | 1 | 1 | 1 | 1 | 1 | 1 | 1 | 1 | 1 | 1 | 1 | 1 | 1 | 1 | 1 | 1 | 1 | 1 | 1 | 1 | 1 | 1 | 1 | 1 | 1 | 1 | 1 | 1 | 0 | 0 | 0 | 0 | 0 | 0 | 0 | 0 | 0 | 0 | 0 | 0 | 0 | 0 | 0 | 0 | 0 | 0 | 0 | 0 | 0 | 0 | 0 | 0 | 0 | 0 | 0 | 0 | 0 | 0 | 0 | 0 | 0 | 0 | 0 | 0 | 0 | 0 | 0 | 0
|  |  |  | AIIB loan repayment |  | USD 000s | 19795.8306 |  | 0 | 0 | 0 | 0 | 0 | 0 | 0 | 0 | 106.3642 | 375.7177 | 430.5669 | 406.939 | 407.0357 | 377.3179 | 423.2082 | 402.0011 | 449.3235 | 429.4627 | 463.2972 | 440.1748 | 484.4408 | 463.0442 | 520.9387 | 504.8569 | 558.2752 | 435.6844 | 477.4686 | 456.1936 | 520.1895 | 502.7972 | 557.976 | 540.126 | 492.2003 | 451.5144 | 615.5723 | 617.1783 | 669.6523 | 646.6235 | 701.7297 | 680.1801 | 736.7544 | 715.5648 | 773.543 | 752.9944 | 811.9294 | 396.9939 | 0 | 0 | 0 | 0 | 0 | 0 | 0 | 0 | 0 | 0 | 0 | 0 | 0 | 0 | 0 | 0 | 0 | 0 | 0 | 0 | 0 | 0 | 0 | 0 | 0 | 0 | 0 | 0 | 0 | 0 | 0 | 0 | 0 | 0 | 0 | 0 | 0 | 0 | 0 | 0
|  |  |  | AIIB balance BEG | 0 | USD 000s | 0 | 0 | 0 | 0 | 0 | 0 | 0 | 0 | 0 | 0 | 20431.0959 | 20324.7317 | 19949.014 | 19518.447 | 19111.508 | 18704.4723 | 18327.1544 | 17829.4195 | 17358.6931 | 16838.3285 | 16343.6383 | 15814.0404 | 15313.6122 | 14711.9578 | 14140.5163 | 13505.9013 | 12895.8284 | 12227.6728 | 11704.3225 | 11135.9108 | 10597.4566 | 9989.1844 | 9406.6635 | 8764.607 | 8148.6892 | 7589.8439 | 7082.524 | 6461.5082 | 5942.9216 | 5373.5582 | 4826.11 | 4224.538 | 3642.7558 | 3005.871 | 2388.4228 | 1714.5183 | 1059.5378 | 347.4284 | 0.00025159 | 0.00025159 | 0.00025159 | 0.00025159 | 0.00025159 | 0.00025159 | 0.00025159 | 0.00025159 | 0.00025159 | 0.00025159 | 0.00025159 | 0.00025159 | 0.00025159 | 0.00025159 | 0.00025159 | 0.00025159 | 0.00025159 | 0.00025159 | 0.00025159 | 0.00025159 | 0.00025159 | 0.00025159 | 0.00025159 | 0.00025159 | 0.00025159 | 0.00025159 | 0.00025159 | 0.00025159 | 0.00025159 | 0.00025159 | 0.00025159 | 0.00025159 | 0.00025159 | 0.00025159 | 0.00025159 | 0.00025159 | 0.00025159 | 0.00025159 | 0.00025159 | 0.00025159
|  |  |  | AIIB loan repayment | 0 | USD 000s | 19795.8306 | 0 | 0 | 0 | 0 | 0 | 0 | 0 | 0 | 0 | 106.3642 | 375.7177 | 430.5669 | 406.939 | 407.0357 | 377.3179 | 423.2082 | 402.0011 | 449.3235 | 429.4627 | 463.2972 | 440.1748 | 484.4408 | 463.0442 | 520.9387 | 504.8569 | 558.2752 | 435.6844 | 477.4686 | 456.1936 | 520.1895 | 502.7972 | 557.976 | 540.126 | 492.2003 | 451.5144 | 615.5723 | 617.1783 | 669.6523 | 646.6235 | 701.7297 | 680.1801 | 736.7544 | 715.5648 | 773.543 | 752.9944 | 811.9294 | 396.9939 | 0 | 0 | 0 | 0 | 0 | 0 | 0 | 0 | 0 | 0 | 0 | 0 | 0 | 0 | 0 | 0 | 0 | 0 | 0 | 0 | 0 | 0 | 0 | 0 | 0 | 0 | 0 | 0 | 0 | 0 | 0 | 0 | 0 | 0 | 0 | 0 | 0 | 0 | 0 | 0
|  |  |  | AIIB debt service period flag | 0 | flag | 38 | 0 | 0 | 0 | 0 | 0 | 0 | 0 | 0 | 0 | 1 | 1 | 1 | 1 | 1 | 1 | 1 | 1 | 1 | 1 | 1 | 1 | 1 | 1 | 1 | 1 | 1 | 1 | 1 | 1 | 1 | 1 | 1 | 1 | 1 | 1 | 1 | 1 | 1 | 1 | 1 | 1 | 1 | 1 | 1 | 1 | 1 | 1 | 0 | 0 | 0 | 0 | 0 | 0 | 0 | 0 | 0 | 0 | 0 | 0 | 0 | 0 | 0 | 0 | 0 | 0 | 0 | 0 | 0 | 0 | 0 | 0 | 0 | 0 | 0 | 0 | 0 | 0 | 0 | 0 | 0 | 0 | 0 | 0 | 0 | 0 | 0 | 0
|  |  |  | AIIB loan scheduled repayment |  | USD 000s | 19746.2651 |  | 0 | 0 | 0 | 0 | 0 | 0 | 0 | 0 | 106.3642 | 375.7177 | 430.5669 | 406.939 | 407.0357 | 377.3179 | 423.2082 | 402.0011 | 449.3235 | 429.4627 | 463.2972 | 440.1748 | 484.4408 | 463.0442 | 520.9387 | 504.8569 | 558.2752 | 435.6844 | 477.4686 | 456.1936 | 520.1895 | 502.7972 | 557.976 | 540.126 | 492.2003 | 451.5144 | 615.5723 | 617.1783 | 669.6523 | 646.6235 | 701.7297 | 680.1801 | 736.7544 | 715.5648 | 773.543 | 752.9944 | 811.9294 | 347.4284 | 0 | 0 | 0 | 0 | 0 | 0 | 0 | 0 | 0 | 0 | 0 | 0 | 0 | 0 | 0 | 0 | 0 | 0 | 0 | 0 | 0 | 0 | 0 | 0 | 0 | 0 | 0 | 0 | 0 | 0 | 0 | 0 | 0 | 0 | 0 | 0 | 0 | 0 | 0 | 0
|  |  |  | AIIB construction end amount | 20431.0959 | USD 000s
|  |  |  | AIIB loan scheduled repayment | 0 | USD 000s | 19746.2651 | 0 | 0 | 0 | 0 | 0 | 0 | 0 | 0 | 0 | 106.3642 | 375.7177 | 430.5669 | 406.939 | 407.0357 | 377.3179 | 423.2082 | 402.0011 | 449.3235 | 429.4627 | 463.2972 | 440.1748 | 484.4408 | 463.0442 | 520.9387 | 504.8569 | 558.2752 | 435.6844 | 477.4686 | 456.1936 | 520.1895 | 502.7972 | 557.976 | 540.126 | 492.2003 | 451.5144 | 615.5723 | 617.1783 | 669.6523 | 646.6235 | 701.7297 | 680.1801 | 736.7544 | 715.5648 | 773.543 | 752.9944 | 811.9294 | 347.4284 | 0 | 0 | 0 | 0 | 0 | 0 | 0 | 0 | 0 | 0 | 0 | 0 | 0 | 0 | 0 | 0 | 0 | 0 | 0 | 0 | 0 | 0 | 0 | 0 | 0 | 0 | 0 | 0 | 0 | 0 | 0 | 0 | 0 | 0 | 0 | 0 | 0 | 0 | 0 | 0
|  |  |  | AIIB loan sculpted rpmt % profile - calc |  | % | 96.65% |  | 0% | 0% | 0% | 0% | 0% | 0% | 0% | 0% | 0.5206% | 1.839% | 2.107% | 1.992% | 1.992% | 1.847% | 2.071% | 1.968% | 2.199% | 2.102% | 2.268% | 2.154% | 2.371% | 2.266% | 2.55% | 2.471% | 2.732% | 2.132% | 2.337% | 2.233% | 2.546% | 2.461% | 2.731% | 2.644% | 2.409% | 2.21% | 3.013% | 3.021% | 3.278% | 3.165% | 3.435% | 3.329% | 3.606% | 3.502% | 3.786% | 3.686% | 3.974% | 1.7% | 0% | 0% | 0% | 0% | 0% | 0% | 0% | 0% | 0% | 0% | 0% | 0% | 0% | 0% | 0% | 0% | 0% | 0% | 0% | 0% | 0% | 0% | 0% | 0% | 0% | 0% | 0% | 0% | 0% | 0% | 0% | 0% | 0% | 0% | 0% | 0% | 0% | 0% | 0% | 0%
|  |  |  | Delay in construction - sensitivity | 0 | months
|  |  |  | AIIB loan sculpted rpmt % profile - Base Case - Historic | 0% | % | 87.5% | 0% | 0% | 0% | 0% | 0% | 0% | 0% | 0% | 0% | 0.5206% | 1.839% | 2.107% | 1.992% | 1.992% | 1.847% | 2.071% | 1.954% | 2.173% | 2.062% | 2.213% | 2.086% | 2.287% | 2.157% | 2.414% | 2.31% | 2.542% | 1.917% | 2.092% | 1.965% | 2.247% | 2.135% | 2.373% | 2.263% | 1.994% | 1.776% | 2.543% | 2.538% | 2.787% | 2.679% | 2.944% | 2.848% | 3.117% | 3.022% | 3.298% | 3.206% | 3.485% | 1.7% | 0% | 0% | 0% | 0% | 0% | 0% | 0% | 0% | 0% | 0% | 0% | 0% | 0% | 0% | 0% | 0% | 0% | 0% | 0% | 0% | 0% | 0% | 0% | 0% | 0% | 0% | 0% | 0% | 0% | 0% | 0% | 0% | 0% | 0% | 0% | 0% | 0% | 0% | 0% | 0%
|  |  |  | Delay period flag | 0 | flag | 0 | 0 | 0 | 0 | 0 | 0 | 0 | 0 | 0 | 0 | 0 | 0 | 0 | 0 | 0 | 0 | 0 | 0 | 0 | 0 | 0 | 0 | 0 | 0 | 0 | 0 | 0 | 0 | 0 | 0 | 0 | 0 | 0 | 0 | 0 | 0 | 0 | 0 | 0 | 0 | 0 | 0 | 0 | 0 | 0 | 0 | 0 | 0 | 0 | 0 | 0 | 0 | 0 | 0 | 0 | 0 | 0 | 0 | 0 | 0 | 0 | 0 | 0 | 0 | 0 | 0 | 0 | 0 | 0 | 0 | 0 | 0 | 0 | 0 | 0 | 0 | 0 | 0 | 0 | 0 | 0 | 0 | 0 | 0 | 0 | 0 | 0 | 0
|  |  |  | AIIB loan sculpted rpmt % profile - delay case |  | % | 87.5% |  | 0% | 0% | 0% | 0% | 0% | 0% | 0% | 0% | 0.5206% | 1.839% | 2.107% | 1.992% | 1.992% | 1.847% | 2.071% | 1.954% | 2.173% | 2.062% | 2.213% | 2.086% | 2.287% | 2.157% | 2.414% | 2.31% | 2.542% | 1.917% | 2.092% | 1.965% | 2.247% | 2.135% | 2.373% | 2.263% | 1.994% | 1.776% | 2.543% | 2.538% | 2.787% | 2.679% | 2.944% | 2.848% | 3.117% | 3.022% | 3.298% | 3.206% | 3.485% | 1.7% | 0% | 0% | 0% | 0% | 0% | 0% | 0% | 0% | 0% | 0% | 0% | 0% | 0% | 0% | 0% | 0% | 0% | 0% | 0% | 0% | 0% | 0% | 0% | 0% | 0% | 0% | 0% | 0% | 0% | 0% | 0% | 0% | 0% | 0% | 0% | 0% | 0% | 0% | 0% | 0%
|  |  |  | Debt repayment profiles - calculated vs hardcoded - sensitized | 0 | 1 = calculated , 0 = hold rpmt profiles unchanged
|  |  |  | Delay in construction - sensitivity | 0 | months
|  |  |  | AIIB loan sculpted rpmt % profile - calc | 0% | % | 96.65% | 0% | 0% | 0% | 0% | 0% | 0% | 0% | 0% | 0% | 0.5206% | 1.839% | 2.107% | 1.992% | 1.992% | 1.847% | 2.071% | 1.968% | 2.199% | 2.102% | 2.268% | 2.154% | 2.371% | 2.266% | 2.55% | 2.471% | 2.732% | 2.132% | 2.337% | 2.233% | 2.546% | 2.461% | 2.731% | 2.644% | 2.409% | 2.21% | 3.013% | 3.021% | 3.278% | 3.165% | 3.435% | 3.329% | 3.606% | 3.502% | 3.786% | 3.686% | 3.974% | 1.7% | 0% | 0% | 0% | 0% | 0% | 0% | 0% | 0% | 0% | 0% | 0% | 0% | 0% | 0% | 0% | 0% | 0% | 0% | 0% | 0% | 0% | 0% | 0% | 0% | 0% | 0% | 0% | 0% | 0% | 0% | 0% | 0% | 0% | 0% | 0% | 0% | 0% | 0% | 0% | 0%
|  |  |  | AIIB loan sculpted rpmt % profile - Base Case - Historic | 0% | % | 87.5% | 0% | 0% | 0% | 0% | 0% | 0% | 0% | 0% | 0% | 0.5206% | 1.839% | 2.107% | 1.992% | 1.992% | 1.847% | 2.071% | 1.954% | 2.173% | 2.062% | 2.213% | 2.086% | 2.287% | 2.157% | 2.414% | 2.31% | 2.542% | 1.917% | 2.092% | 1.965% | 2.247% | 2.135% | 2.373% | 2.263% | 1.994% | 1.776% | 2.543% | 2.538% | 2.787% | 2.679% | 2.944% | 2.848% | 3.117% | 3.022% | 3.298% | 3.206% | 3.485% | 1.7% | 0% | 0% | 0% | 0% | 0% | 0% | 0% | 0% | 0% | 0% | 0% | 0% | 0% | 0% | 0% | 0% | 0% | 0% | 0% | 0% | 0% | 0% | 0% | 0% | 0% | 0% | 0% | 0% | 0% | 0% | 0% | 0% | 0% | 0% | 0% | 0% | 0% | 0% | 0% | 0%
|  |  |  | AIIB loan sculpted rpmt % profile - delay case | 0% | % | 87.5% | 0% | 0% | 0% | 0% | 0% | 0% | 0% | 0% | 0% | 0.5206% | 1.839% | 2.107% | 1.992% | 1.992% | 1.847% | 2.071% | 1.954% | 2.173% | 2.062% | 2.213% | 2.086% | 2.287% | 2.157% | 2.414% | 2.31% | 2.542% | 1.917% | 2.092% | 1.965% | 2.247% | 2.135% | 2.373% | 2.263% | 1.994% | 1.776% | 2.543% | 2.538% | 2.787% | 2.679% | 2.944% | 2.848% | 3.117% | 3.022% | 3.298% | 3.206% | 3.485% | 1.7% | 0% | 0% | 0% | 0% | 0% | 0% | 0% | 0% | 0% | 0% | 0% | 0% | 0% | 0% | 0% | 0% | 0% | 0% | 0% | 0% | 0% | 0% | 0% | 0% | 0% | 0% | 0% | 0% | 0% | 0% | 0% | 0% | 0% | 0% | 0% | 0% | 0% | 0% | 0% | 0%
|  |  |  | AIIB loan sculpted repayment profile |  | % | 87.5% |  | 0% | 0% | 0% | 0% | 0% | 0% | 0% | 0% | 0.5206% | 1.839% | 2.107% | 1.992% | 1.992% | 1.847% | 2.071% | 1.954% | 2.173% | 2.062% | 2.213% | 2.086% | 2.287% | 2.157% | 2.414% | 2.31% | 2.542% | 1.917% | 2.092% | 1.965% | 2.247% | 2.135% | 2.373% | 2.263% | 1.994% | 1.776% | 2.543% | 2.538% | 2.787% | 2.679% | 2.944% | 2.848% | 3.117% | 3.022% | 3.298% | 3.206% | 3.485% | 1.7% | 0% | 0% | 0% | 0% | 0% | 0% | 0% | 0% | 0% | 0% | 0% | 0% | 0% | 0% | 0% | 0% | 0% | 0% | 0% | 0% | 0% | 0% | 0% | 0% | 0% | 0% | 0% | 0% | 0% | 0% | 0% | 0% | 0% | 0% | 0% | 0% | 0% | 0% | 0% | 0%
|  |  |  | AIIB construction end amount | 20431.0959 | USD 000s
|  |  |  | AIIB loan sculpted repayment profile | 0% | % | 87.5% | 0% | 0% | 0% | 0% | 0% | 0% | 0% | 0% | 0% | 0.5206% | 1.839% | 2.107% | 1.992% | 1.992% | 1.847% | 2.071% | 1.954% | 2.173% | 2.062% | 2.213% | 2.086% | 2.287% | 2.157% | 2.414% | 2.31% | 2.542% | 1.917% | 2.092% | 1.965% | 2.247% | 2.135% | 2.373% | 2.263% | 1.994% | 1.776% | 2.543% | 2.538% | 2.787% | 2.679% | 2.944% | 2.848% | 3.117% | 3.022% | 3.298% | 3.206% | 3.485% | 1.7% | 0% | 0% | 0% | 0% | 0% | 0% | 0% | 0% | 0% | 0% | 0% | 0% | 0% | 0% | 0% | 0% | 0% | 0% | 0% | 0% | 0% | 0% | 0% | 0% | 0% | 0% | 0% | 0% | 0% | 0% | 0% | 0% | 0% | 0% | 0% | 0% | 0% | 0% | 0% | 0%
|  |  |  | AIIB loan sculpted repayment |  | USD 000s | 17877.2086 |  | 0 | 0 | 0 | 0 | 0 | 0 | 0 | 0 | 106.3642 | 375.7177 | 430.5669 | 406.939 | 407.0357 | 377.3179 | 423.2082 | 399.2884 | 443.8865 | 421.2631 | 452.1543 | 426.2276 | 467.27 | 440.7967 | 493.1891 | 472.0242 | 519.4344 | 391.6712 | 427.4891 | 401.5316 | 459.0033 | 436.2545 | 484.8911 | 462.298 | 407.4388 | 362.8257 | 519.6135 | 518.5867 | 569.3633 | 547.4482 | 601.572 | 581.7823 | 636.8848 | 617.4481 | 673.9046 | 654.9804 | 712.1094 | 347.4281 | 0 | 0 | 0 | 0 | 0 | 0 | 0 | 0 | 0 | 0 | 0 | 0 | 0 | 0 | 0 | 0 | 0 | 0 | 0 | 0 | 0 | 0 | 0 | 0 | 0 | 0 | 0 | 0 | 0 | 0 | 0 | 0 | 0 | 0 | 0 | 0 | 0 | 0 | 0 | 0
AIIB repayment - bullet repayment
|  |  |  | AIIB construction end amount | 20431.0959 | USD 000s
|  |  |  | AIIB repayment period flag | 0 | flag | 38 | 0 | 0 | 0 | 0 | 0 | 0 | 0 | 0 | 0 | 1 | 1 | 1 | 1 | 1 | 1 | 1 | 1 | 1 | 1 | 1 | 1 | 1 | 1 | 1 | 1 | 1 | 1 | 1 | 1 | 1 | 1 | 1 | 1 | 1 | 1 | 1 | 1 | 1 | 1 | 1 | 1 | 1 | 1 | 1 | 1 | 1 | 1 | 0 | 0 | 0 | 0 | 0 | 0 | 0 | 0 | 0 | 0 | 0 | 0 | 0 | 0 | 0 | 0 | 0 | 0 | 0 | 0 | 0 | 0 | 0 | 0 | 0 | 0 | 0 | 0 | 0 | 0 | 0 | 0 | 0 | 0 | 0 | 0 | 0 | 0 | 0 | 0
|  |  |  | AIIB Loan repayment profile - bullet | 0% | % | 0% | 0% | bar: 1 to 86
|  |  |  | AIIB repayment - bullet |  | USD 000s | 0 |  | 0 | 0 | 0 | 0 | 0 | 0 | 0 | 0 | 0 | 0 | 0 | 0 | 0 | 0 | 0 | 0 | 0 | 0 | 0 | 0 | 0 | 0 | 0 | 0 | 0 | 0 | 0 | 0 | 0 | 0 | 0 | 0 | 0 | 0 | 0 | 0 | 0 | 0 | 0 | 0 | 0 | 0 | 0 | 0 | 0 | 0 | 0 | 0 | 0 | 0 | 0 | 0 | 0 | 0 | 0 | 0 | 0 | 0 | 0 | 0 | 0 | 0 | 0 | 0 | 0 | 0 | 0 | 0 | 0 | 0 | 0 | 0 | 0 | 0 | 0 | 0 | 0 | 0 | 0 | 0 | 0 | 0 | 0 | 0 | 0 | 0
AIIB repayment - linear
|  |  |  | AIIB repayment period flag | 0 | flag | 38 | 0 | 0 | 0 | 0 | 0 | 0 | 0 | 0 | 0 | 1 | 1 | 1 | 1 | 1 | 1 | 1 | 1 | 1 | 1 | 1 | 1 | 1 | 1 | 1 | 1 | 1 | 1 | 1 | 1 | 1 | 1 | 1 | 1 | 1 | 1 | 1 | 1 | 1 | 1 | 1 | 1 | 1 | 1 | 1 | 1 | 1 | 1 | 0 | 0 | 0 | 0 | 0 | 0 | 0 | 0 | 0 | 0 | 0 | 0 | 0 | 0 | 0 | 0 | 0 | 0 | 0 | 0 | 0 | 0 | 0 | 0 | 0 | 0 | 0 | 0 | 0 | 0 | 0 | 0 | 0 | 0 | 0 | 0 | 0 | 0 | 0 | 0
|  |  |  | AIIB service period - total periods | 38 | periods
|  |  |  | AIIB construction end amount | 20431.0959 | USD 000s
|  |  |  | AIIB service period - total periods | 38 | periods
|  |  |  | AIIB repayment - periodic linear amount | 537.6604 | USD 000s
|  |  |  | AIIB repayment - periodic linear amount | 537.6604 | USD 000s
|  |  |  | AIIB repayment period flag | 0 | flag | 38 | 0 | 0 | 0 | 0 | 0 | 0 | 0 | 0 | 0 | 1 | 1 | 1 | 1 | 1 | 1 | 1 | 1 | 1 | 1 | 1 | 1 | 1 | 1 | 1 | 1 | 1 | 1 | 1 | 1 | 1 | 1 | 1 | 1 | 1 | 1 | 1 | 1 | 1 | 1 | 1 | 1 | 1 | 1 | 1 | 1 | 1 | 1 | 0 | 0 | 0 | 0 | 0 | 0 | 0 | 0 | 0 | 0 | 0 | 0 | 0 | 0 | 0 | 0 | 0 | 0 | 0 | 0 | 0 | 0 | 0 | 0 | 0 | 0 | 0 | 0 | 0 | 0 | 0 | 0 | 0 | 0 | 0 | 0 | 0 | 0 | 0 | 0
|  |  |  | AIIB repayment - linear |  | USD 000s | 20431.0959 |  | 0 | 0 | 0 | 0 | 0 | 0 | 0 | 0 | 537.6604 | 537.6604 | 537.6604 | 537.6604 | 537.6604 | 537.6604 | 537.6604 | 537.6604 | 537.6604 | 537.6604 | 537.6604 | 537.6604 | 537.6604 | 537.6604 | 537.6604 | 537.6604 | 537.6604 | 537.6604 | 537.6604 | 537.6604 | 537.6604 | 537.6604 | 537.6604 | 537.6604 | 537.6604 | 537.6604 | 537.6604 | 537.6604 | 537.6604 | 537.6604 | 537.6604 | 537.6604 | 537.6604 | 537.6604 | 537.6604 | 537.6604 | 537.6604 | 537.6604 | 0 | 0 | 0 | 0 | 0 | 0 | 0 | 0 | 0 | 0 | 0 | 0 | 0 | 0 | 0 | 0 | 0 | 0 | 0 | 0 | 0 | 0 | 0 | 0 | 0 | 0 | 0 | 0 | 0 | 0 | 0 | 0 | 0 | 0 | 0 | 0 | 0 | 0 | 0 | 0
AIIB repayment - mortgage style
|  |  |  | AIIB service period - total periods | 38 | periods
|  |  |  | AIIB debt repayment period counter | 0 | period | 0 | 0 | 0 | 0 | 0 | 0 | 0 | 0 | 0 | 0 | 1 | 2 | 3 | 4 | 5 | 6 | 7 | 8 | 9 | 10 | 11 | 12 | 13 | 14 | 15 | 16 | 17 | 18 | 19 | 20 | 21 | 22 | 23 | 24 | 25 | 26 | 27 | 28 | 29 | 30 | 31 | 32 | 33 | 34 | 35 | 36 | 37 | 38 | 38 | 38 | 38 | 38 | 38 | 38 | 38 | 38 | 38 | 38 | 38 | 38 | 38 | 38 | 38 | 38 | 38 | 38 | 38 | 38 | 38 | 38 | 38 | 38 | 38 | 38 | 38 | 38 | 38 | 38 | 38 | 38 | 38 | 38 | 38 | 38 | 38 | 38 | 38 | 38
|  |  |  | AIIB service remaining periods |  | period |  |  | 0 | 0 | 0 | 0 | 0 | 0 | 0 | 0 | 38 | 37 | 36 | 35 | 34 | 33 | 32 | 31 | 30 | 29 | 28 | 27 | 26 | 25 | 24 | 23 | 22 | 21 | 20 | 19 | 18 | 17 | 16 | 15 | 14 | 13 | 12 | 11 | 10 | 9 | 8 | 7 | 6 | 5 | 4 | 3 | 2 | 1 | 1 | 1 | 1 | 1 | 1 | 1 | 1 | 1 | 1 | 1 | 1 | 1 | 1 | 1 | 1 | 1 | 1 | 1 | 1 | 1 | 1 | 1 | 1 | 1 | 1 | 1 | 1 | 1 | 1 | 1 | 1 | 1 | 1 | 1 | 1 | 1 | 1 | 1 | 1 | 1
|  |  |  | AIIB service remaining periods | 0 | period | 0 | 0 | 0 | 0 | 0 | 0 | 0 | 0 | 0 | 0 | 38 | 37 | 36 | 35 | 34 | 33 | 32 | 31 | 30 | 29 | 28 | 27 | 26 | 25 | 24 | 23 | 22 | 21 | 20 | 19 | 18 | 17 | 16 | 15 | 14 | 13 | 12 | 11 | 10 | 9 | 8 | 7 | 6 | 5 | 4 | 3 | 2 | 1 | 1 | 1 | 1 | 1 | 1 | 1 | 1 | 1 | 1 | 1 | 1 | 1 | 1 | 1 | 1 | 1 | 1 | 1 | 1 | 1 | 1 | 1 | 1 | 1 | 1 | 1 | 1 | 1 | 1 | 1 | 1 | 1 | 1 | 1 | 1 | 1 | 1 | 1 | 1 | 1
|  |  |  | AIIB balance BEG | 0 | USD 000s | 0 | 0 | 0 | 0 | 0 | 0 | 0 | 0 | 0 | 0 | 20431.0959 | 20324.7317 | 19949.014 | 19518.447 | 19111.508 | 18704.4723 | 18327.1544 | 17829.4195 | 17358.6931 | 16838.3285 | 16343.6383 | 15814.0404 | 15313.6122 | 14711.9578 | 14140.5163 | 13505.9013 | 12895.8284 | 12227.6728 | 11704.3225 | 11135.9108 | 10597.4566 | 9989.1844 | 9406.6635 | 8764.607 | 8148.6892 | 7589.8439 | 7082.524 | 6461.5082 | 5942.9216 | 5373.5582 | 4826.11 | 4224.538 | 3642.7558 | 3005.871 | 2388.4228 | 1714.5183 | 1059.5378 | 347.4284 | 0.00025159 | 0.00025159 | 0.00025159 | 0.00025159 | 0.00025159 | 0.00025159 | 0.00025159 | 0.00025159 | 0.00025159 | 0.00025159 | 0.00025159 | 0.00025159 | 0.00025159 | 0.00025159 | 0.00025159 | 0.00025159 | 0.00025159 | 0.00025159 | 0.00025159 | 0.00025159 | 0.00025159 | 0.00025159 | 0.00025159 | 0.00025159 | 0.00025159 | 0.00025159 | 0.00025159 | 0.00025159 | 0.00025159 | 0.00025159 | 0.00025159 | 0.00025159 | 0.00025159 | 0.00025159 | 0.00025159 | 0.00025159 | 0.00025159 | 0.00025159 | 0.00025159 | 0.00025159
|  |  |  | AIIB loan repayment period interest rate | 0% | % | 0% | 0% | 0% | 0% | 0% | 0% | 0% | 0% | 0% | 0% | 2.399% | 3.124% | 3.177% | 3.129% | 3.189% | 3.162% | 3.206% | 3.16% | 3.217% | 3.169% | 3.226% | 3.179% | 3.239% | 3.209% | 3.25% | 3.2% | 3.255% | 3.204% | 3.259% | 3.207% | 3.263% | 3.229% | 3.266% | 3.214% | 3.268% | 3.217% | 3.27% | 3.217% | 3.27% | 3.235% | 3.27% | 3.217% | 3.27% | 3.217% | 3.27% | 3.217% | 3.27% | 1.617% | 0% | 0% | 0% | 0% | 0% | 0% | 0% | 0% | 0% | 0% | 0% | 0% | 0% | 0% | 0% | 0% | 0% | 0% | 0% | 0% | 0% | 0% | 0% | 0% | 0% | 0% | 0% | 0% | 0% | 0% | 0% | 0% | 0% | 0% | 0% | 0% | 0% | 0% | 0% | 0%
|  |  |  | AIIB service - mortgage style |  | USD 000s | 29813.7114 |  | 0 | 0 | 0 | 0 | 0 | 0 | 0 | 0 | 825.4184 | 934.3134 | 937.9937 | 925.5248 | 928.893 | 921.1801 | 924.2715 | 910.4628 | 910.6816 | 896.33 | 895.2402 | 881.3517 | 880.356 | 864.7108 | 857.6126 | 838.5247 | 829.992 | 808.8949 | 805.6476 | 791.7583 | 787.7411 | 772.7797 | 764.1822 | 745.5788 | 734.6393 | 723.5995 | 723.0452 | 706.7541 | 706.3286 | 697.716 | 695.3653 | 683.6156 | 678.4755 | 660.4134 | 646.7056 | 608.6622 | 555.8941 | 353.0472 | 0.00025159 | 0.00025159 | 0.00025159 | 0.00025159 | 0.00025159 | 0.00025159 | 0.00025159 | 0.00025159 | 0.00025159 | 0.00025159 | 0.00025159 | 0.00025159 | 0.00025159 | 0.00025159 | 0.00025159 | 0.00025159 | 0.00025159 | 0.00025159 | 0.00025159 | 0.00025159 | 0.00025159 | 0.00025159 | 0.00025159 | 0.00025159 | 0.00025159 | 0.00025159 | 0.00025159 | 0.00025159 | 0.00025159 | 0.00025159 | 0.00025159 | 0.00025159 | 0.00025159 | 0.00025159 | 0.00025159 | 0.00025159 | 0.00025159 | 0.00025159 | 0.00025159 | 0.00025159
|  |  |  | AIIB service - mortgage style | 0 | USD 000s | 29813.7114 | 0 | 0 | 0 | 0 | 0 | 0 | 0 | 0 | 0 | 825.4184 | 934.3134 | 937.9937 | 925.5248 | 928.893 | 921.1801 | 924.2715 | 910.4628 | 910.6816 | 896.33 | 895.2402 | 881.3517 | 880.356 | 864.7108 | 857.6126 | 838.5247 | 829.992 | 808.8949 | 805.6476 | 791.7583 | 787.7411 | 772.7797 | 764.1822 | 745.5788 | 734.6393 | 723.5995 | 723.0452 | 706.7541 | 706.3286 | 697.716 | 695.3653 | 683.6156 | 678.4755 | 660.4134 | 646.7056 | 608.6622 | 555.8941 | 353.0472 | 0.00025159 | 0.00025159 | 0.00025159 | 0.00025159 | 0.00025159 | 0.00025159 | 0.00025159 | 0.00025159 | 0.00025159 | 0.00025159 | 0.00025159 | 0.00025159 | 0.00025159 | 0.00025159 | 0.00025159 | 0.00025159 | 0.00025159 | 0.00025159 | 0.00025159 | 0.00025159 | 0.00025159 | 0.00025159 | 0.00025159 | 0.00025159 | 0.00025159 | 0.00025159 | 0.00025159 | 0.00025159 | 0.00025159 | 0.00025159 | 0.00025159 | 0.00025159 | 0.00025159 | 0.00025159 | 0.00025159 | 0.00025159 | 0.00025159 | 0.00025159 | 0.00025159 | 0.00025159
|  |  |  | AIIB loan interest POS | 0 | USD 000s | 13511.7618 | 0 | 0 | 0 | 0 | 0 | 0 | 0 | 0 | 0 | 490.0749 | 634.9807 | 633.7246 | 610.6757 | 609.3705 | 591.4094 | 587.5786 | 563.381 | 558.4774 | 533.6807 | 527.238 | 502.7835 | 496.0197 | 472.166 | 459.5757 | 432.1955 | 419.7606 | 391.7631 | 381.4034 | 357.1309 | 345.7617 | 322.5786 | 307.2195 | 281.6727 | 266.3379 | 244.148 | 231.6048 | 207.852 | 194.3388 | 173.8101 | 157.8181 | 135.8938 | 119.1214 | 96.692 | 78.1036 | 55.1521 | 34.6478 | 5.6189 | 0 | 0 | 0 | 0 | 0 | 0 | 0 | 0 | 0 | 0 | 0 | 0 | 0 | 0 | 0 | 0 | 0 | 0 | 0 | 0 | 0 | 0 | 0 | 0 | 0 | 0 | 0 | 0 | 0 | 0 | 0 | 0 | 0 | 0 | 0 | 0 | 0 | 0 | 0 | 0
|  |  |  | AIIB repayment - mortgage style |  | USD 000s | 16301.9496 |  | 0 | 0 | 0 | 0 | 0 | 0 | 0 | 0 | 335.3435 | 299.3327 | 304.2691 | 314.8492 | 319.5225 | 329.7706 | 336.6928 | 347.0818 | 352.2042 | 362.6493 | 368.0022 | 378.5682 | 384.3363 | 392.5448 | 398.0369 | 406.3292 | 410.2314 | 417.1318 | 424.2442 | 434.6273 | 441.9794 | 450.201 | 456.9627 | 463.9061 | 468.3014 | 479.4515 | 491.4404 | 498.9021 | 511.9897 | 523.9059 | 537.5472 | 547.7218 | 559.3542 | 563.7214 | 568.602 | 553.51 | 521.2463 | 347.4284 | 0.00025159 | 0.00025159 | 0.00025159 | 0.00025159 | 0.00025159 | 0.00025159 | 0.00025159 | 0.00025159 | 0.00025159 | 0.00025159 | 0.00025159 | 0.00025159 | 0.00025159 | 0.00025159 | 0.00025159 | 0.00025159 | 0.00025159 | 0.00025159 | 0.00025159 | 0.00025159 | 0.00025159 | 0.00025159 | 0.00025159 | 0.00025159 | 0.00025159 | 0.00025159 | 0.00025159 | 0.00025159 | 0.00025159 | 0.00025159 | 0.00025159 | 0.00025159 | 0.00025159 | 0.00025159 | 0.00025159 | 0.00025159 | 0.00025159 | 0.00025159 | 0.00025159 | 0.00025159
|  |  |  | Refinancing active | 0 | 1 = yes, 0 = no
|  |  |  | AIIB repayment method | 1 | 1-sculpted; 2-bullet; 3-linear; 4-mortgage
|  |  |  | AIIB loan sculpted repayment | 0 | USD 000s | 17877.2086 | 0 | 0 | 0 | 0 | 0 | 0 | 0 | 0 | 0 | 106.3642 | 375.7177 | 430.5669 | 406.939 | 407.0357 | 377.3179 | 423.2082 | 399.2884 | 443.8865 | 421.2631 | 452.1543 | 426.2276 | 467.27 | 440.7967 | 493.1891 | 472.0242 | 519.4344 | 391.6712 | 427.4891 | 401.5316 | 459.0033 | 436.2545 | 484.8911 | 462.298 | 407.4388 | 362.8257 | 519.6135 | 518.5867 | 569.3633 | 547.4482 | 601.572 | 581.7823 | 636.8848 | 617.4481 | 673.9046 | 654.9804 | 712.1094 | 347.4281 | 0 | 0 | 0 | 0 | 0 | 0 | 0 | 0 | 0 | 0 | 0 | 0 | 0 | 0 | 0 | 0 | 0 | 0 | 0 | 0 | 0 | 0 | 0 | 0 | 0 | 0 | 0 | 0 | 0 | 0 | 0 | 0 | 0 | 0 | 0 | 0 | 0 | 0 | 0 | 0
|  |  |  | AIIB repayment - bullet | 0 | USD 000s | 0 | 0 | 0 | 0 | 0 | 0 | 0 | 0 | 0 | 0 | 0 | 0 | 0 | 0 | 0 | 0 | 0 | 0 | 0 | 0 | 0 | 0 | 0 | 0 | 0 | 0 | 0 | 0 | 0 | 0 | 0 | 0 | 0 | 0 | 0 | 0 | 0 | 0 | 0 | 0 | 0 | 0 | 0 | 0 | 0 | 0 | 0 | 0 | 0 | 0 | 0 | 0 | 0 | 0 | 0 | 0 | 0 | 0 | 0 | 0 | 0 | 0 | 0 | 0 | 0 | 0 | 0 | 0 | 0 | 0 | 0 | 0 | 0 | 0 | 0 | 0 | 0 | 0 | 0 | 0 | 0 | 0 | 0 | 0 | 0 | 0 | 0 | 0
|  |  |  | AIIB repayment - linear | 0 | USD 000s | 20431.0959 | 0 | 0 | 0 | 0 | 0 | 0 | 0 | 0 | 0 | 537.6604 | 537.6604 | 537.6604 | 537.6604 | 537.6604 | 537.6604 | 537.6604 | 537.6604 | 537.6604 | 537.6604 | 537.6604 | 537.6604 | 537.6604 | 537.6604 | 537.6604 | 537.6604 | 537.6604 | 537.6604 | 537.6604 | 537.6604 | 537.6604 | 537.6604 | 537.6604 | 537.6604 | 537.6604 | 537.6604 | 537.6604 | 537.6604 | 537.6604 | 537.6604 | 537.6604 | 537.6604 | 537.6604 | 537.6604 | 537.6604 | 537.6604 | 537.6604 | 537.6604 | 0 | 0 | 0 | 0 | 0 | 0 | 0 | 0 | 0 | 0 | 0 | 0 | 0 | 0 | 0 | 0 | 0 | 0 | 0 | 0 | 0 | 0 | 0 | 0 | 0 | 0 | 0 | 0 | 0 | 0 | 0 | 0 | 0 | 0 | 0 | 0 | 0 | 0 | 0 | 0
|  |  |  | AIIB repayment - mortgage style | 0 | USD 000s | 16301.9496 | 0 | 0 | 0 | 0 | 0 | 0 | 0 | 0 | 0 | 335.3435 | 299.3327 | 304.2691 | 314.8492 | 319.5225 | 329.7706 | 336.6928 | 347.0818 | 352.2042 | 362.6493 | 368.0022 | 378.5682 | 384.3363 | 392.5448 | 398.0369 | 406.3292 | 410.2314 | 417.1318 | 424.2442 | 434.6273 | 441.9794 | 450.201 | 456.9627 | 463.9061 | 468.3014 | 479.4515 | 491.4404 | 498.9021 | 511.9897 | 523.9059 | 537.5472 | 547.7218 | 559.3542 | 563.7214 | 568.602 | 553.51 | 521.2463 | 347.4284 | 0.00025159 | 0.00025159 | 0.00025159 | 0.00025159 | 0.00025159 | 0.00025159 | 0.00025159 | 0.00025159 | 0.00025159 | 0.00025159 | 0.00025159 | 0.00025159 | 0.00025159 | 0.00025159 | 0.00025159 | 0.00025159 | 0.00025159 | 0.00025159 | 0.00025159 | 0.00025159 | 0.00025159 | 0.00025159 | 0.00025159 | 0.00025159 | 0.00025159 | 0.00025159 | 0.00025159 | 0.00025159 | 0.00025159 | 0.00025159 | 0.00025159 | 0.00025159 | 0.00025159 | 0.00025159 | 0.00025159 | 0.00025159 | 0.00025159 | 0.00025159 | 0.00025159 | 0.00025159
|  |  |  | AIIB balance BEG | 0 | USD 000s | 0 | 0 | 0 | 0 | 0 | 0 | 0 | 0 | 0 | 0 | 20431.0959 | 20324.7317 | 19949.014 | 19518.447 | 19111.508 | 18704.4723 | 18327.1544 | 17829.4195 | 17358.6931 | 16838.3285 | 16343.6383 | 15814.0404 | 15313.6122 | 14711.9578 | 14140.5163 | 13505.9013 | 12895.8284 | 12227.6728 | 11704.3225 | 11135.9108 | 10597.4566 | 9989.1844 | 9406.6635 | 8764.607 | 8148.6892 | 7589.8439 | 7082.524 | 6461.5082 | 5942.9216 | 5373.5582 | 4826.11 | 4224.538 | 3642.7558 | 3005.871 | 2388.4228 | 1714.5183 | 1059.5378 | 347.4284 | 0.00025159 | 0.00025159 | 0.00025159 | 0.00025159 | 0.00025159 | 0.00025159 | 0.00025159 | 0.00025159 | 0.00025159 | 0.00025159 | 0.00025159 | 0.00025159 | 0.00025159 | 0.00025159 | 0.00025159 | 0.00025159 | 0.00025159 | 0.00025159 | 0.00025159 | 0.00025159 | 0.00025159 | 0.00025159 | 0.00025159 | 0.00025159 | 0.00025159 | 0.00025159 | 0.00025159 | 0.00025159 | 0.00025159 | 0.00025159 | 0.00025159 | 0.00025159 | 0.00025159 | 0.00025159 | 0.00025159 | 0.00025159 | 0.00025159 | 0.00025159 | 0.00025159 | 0.00025159
|  |  |  | GB Refi debt repayment period flag | 0 | flag | 0 | 0 | 0 | 0 | 0 | 0 | 0 | 0 | 0 | 0 | 0 | 0 | 0 | 0 | 0 | 0 | 0 | 0 | 0 | 0 | 0 | 0 | 0 | 0 | 0 | 0 | 0 | 0 | 0 | 0 | 0 | 0 | 0 | 0 | 0 | 0 | 0 | 0 | 0 | 0 | 0 | 0 | 0 | 0 | 0 | 0 | 0 | 0 | 0 | 0 | 0 | 0 | 0 | 0 | 0 | 0 | 0 | 0 | 0 | 0 | 0 | 0 | 0 | 0 | 0 | 0 | 0 | 0 | 0 | 0 | 0 | 0 | 0 | 0 | 0 | 0 | 0 | 0 | 0 | 0 | 0 | 0 | 0 | 0 | 0 | 0 | 0 | 0
|  |  |  | AIIB scheduled repayment POS |  | USD 000s | 17877.2086 |  | 0 | 0 | 0 | 0 | 0 | 0 | 0 | 0 | 106.3642 | 375.7177 | 430.5669 | 406.939 | 407.0357 | 377.3179 | 423.2082 | 399.2884 | 443.8865 | 421.2631 | 452.1543 | 426.2276 | 467.27 | 440.7967 | 493.1891 | 472.0242 | 519.4344 | 391.6712 | 427.4891 | 401.5316 | 459.0033 | 436.2545 | 484.8911 | 462.298 | 407.4388 | 362.8257 | 519.6135 | 518.5867 | 569.3633 | 547.4482 | 601.572 | 581.7823 | 636.8848 | 617.4481 | 673.9046 | 654.9804 | 712.1094 | 347.4281 | 0 | 0 | 0 | 0 | 0 | 0 | 0 | 0 | 0 | 0 | 0 | 0 | 0 | 0 | 0 | 0 | 0 | 0 | 0 | 0 | 0 | 0 | 0 | 0 | 0 | 0 | 0 | 0 | 0 | 0 | 0 | 0 | 0 | 0 | 0 | 0 | 0 | 0 | 0 | 0
|  |  |  | AIIB scheduled repayment |  | USD 000s | -17877.2086 |  | 0 | 0 | 0 | 0 | 0 | 0 | 0 | 0 | -106.3642 | -375.7177 | -430.5669 | -406.939 | -407.0357 | -377.3179 | -423.2082 | -399.2884 | -443.8865 | -421.2631 | -452.1543 | -426.2276 | -467.27 | -440.7967 | -493.1891 | -472.0242 | -519.4344 | -391.6712 | -427.4891 | -401.5316 | -459.0033 | -436.2545 | -484.8911 | -462.298 | -407.4388 | -362.8257 | -519.6135 | -518.5867 | -569.3633 | -547.4482 | -601.572 | -581.7823 | -636.8848 | -617.4481 | -673.9046 | -654.9804 | -712.1094 | -347.4281 | 0 | 0 | 0 | 0 | 0 | 0 | 0 | 0 | 0 | 0 | 0 | 0 | 0 | 0 | 0 | 0 | 0 | 0 | 0 | 0 | 0 | 0 | 0 | 0 | 0 | 0 | 0 | 0 | 0 | 0 | 0 | 0 | 0 | 0 | 0 | 0 | 0 | 0 | 0 | 0
AIIB total repayment
|  |  |  | AIIB balance BEG | 0 | USD 000s | 0 | 0 | 0 | 0 | 0 | 0 | 0 | 0 | 0 | 0 | 20431.0959 | 20324.7317 | 19949.014 | 19518.447 | 19111.508 | 18704.4723 | 18327.1544 | 17829.4195 | 17358.6931 | 16838.3285 | 16343.6383 | 15814.0404 | 15313.6122 | 14711.9578 | 14140.5163 | 13505.9013 | 12895.8284 | 12227.6728 | 11704.3225 | 11135.9108 | 10597.4566 | 9989.1844 | 9406.6635 | 8764.607 | 8148.6892 | 7589.8439 | 7082.524 | 6461.5082 | 5942.9216 | 5373.5582 | 4826.11 | 4224.538 | 3642.7558 | 3005.871 | 2388.4228 | 1714.5183 | 1059.5378 | 347.4284 | 0.00025159 | 0.00025159 | 0.00025159 | 0.00025159 | 0.00025159 | 0.00025159 | 0.00025159 | 0.00025159 | 0.00025159 | 0.00025159 | 0.00025159 | 0.00025159 | 0.00025159 | 0.00025159 | 0.00025159 | 0.00025159 | 0.00025159 | 0.00025159 | 0.00025159 | 0.00025159 | 0.00025159 | 0.00025159 | 0.00025159 | 0.00025159 | 0.00025159 | 0.00025159 | 0.00025159 | 0.00025159 | 0.00025159 | 0.00025159 | 0.00025159 | 0.00025159 | 0.00025159 | 0.00025159 | 0.00025159 | 0.00025159 | 0.00025159 | 0.00025159 | 0.00025159 | 0.00025159
|  |  |  | AIIB scheduled repayment POS | 0 | USD 000s | 17877.2086 | 0 | 0 | 0 | 0 | 0 | 0 | 0 | 0 | 0 | 106.3642 | 375.7177 | 430.5669 | 406.939 | 407.0357 | 377.3179 | 423.2082 | 399.2884 | 443.8865 | 421.2631 | 452.1543 | 426.2276 | 467.27 | 440.7967 | 493.1891 | 472.0242 | 519.4344 | 391.6712 | 427.4891 | 401.5316 | 459.0033 | 436.2545 | 484.8911 | 462.298 | 407.4388 | 362.8257 | 519.6135 | 518.5867 | 569.3633 | 547.4482 | 601.572 | 581.7823 | 636.8848 | 617.4481 | 673.9046 | 654.9804 | 712.1094 | 347.4281 | 0 | 0 | 0 | 0 | 0 | 0 | 0 | 0 | 0 | 0 | 0 | 0 | 0 | 0 | 0 | 0 | 0 | 0 | 0 | 0 | 0 | 0 | 0 | 0 | 0 | 0 | 0 | 0 | 0 | 0 | 0 | 0 | 0 | 0 | 0 | 0 | 0 | 0 | 0 | 0
|  |  |  | AIIB Cashsweep repayment POS | 0 | USD 000s | 2553.887 | 0 | 0 | 0 | 0 | 0 | 0 | 0 | 0 | 0 | 0 | 0 | 0 | 0 | 0 | 0 | 74.5267 | 71.438 | 76.4781 | 73.4271 | 77.4436 | 74.2006 | 134.3844 | 130.6449 | 141.4259 | 138.0487 | 148.7212 | 131.6791 | 140.9226 | 136.9226 | 149.2688 | 146.2664 | 157.1654 | 153.6198 | 151.4065 | 144.4942 | 101.4023 | 0 | 0 | 0 | 0 | 0 | 0 | 0 | 0 | 0 | 0 | 0 | 0 | 0 | 0 | 0 | 0 | 0 | 0 | 0 | 0 | 0 | 0 | 0 | 0 | 0 | 0 | 0 | 0 | 0 | 0 | 0 | 0 | 0 | 0 | 0 | 0 | 0 | 0 | 0 | 0 | 0 | 0 | 0 | 0 | 0 | 0 | 0 | 0 | 0 | 0 | 0
|  |  |  | AIIB - repayment from Refi facility POS | 0 | USD 000s | 0 | 0 | 0 | 0 | 0 | 0 | 0 | 0 | 0 | 0 | 0 | 0 | 0 | 0 | 0 | 0 | 0 | 0 | 0 | 0 | 0 | 0 | 0 | 0 | 0 | 0 | 0 | 0 | 0 | 0 | 0 | 0 | 0 | 0 | 0 | 0 | 0 | 0 | 0 | 0 | 0 | 0 | 0 | 0 | 0 | 0 | 0 | 0 | 0 | 0 | 0 | 0 | 0 | 0 | 0 | 0 | 0 | 0 | 0 | 0 | 0 | 0 | 0 | 0 | 0 | 0 | 0 | 0 | 0 | 0 | 0 | 0 | 0 | 0 | 0 | 0 | 0 | 0 | 0 | 0 | 0 | 0 | 0 | 0 | 0 | 0 | 0 | 0
|  |  |  | AIIB reduction |  | USD 000s | 20431.0956 |  | 0 | 0 | 0 | 0 | 0 | 0 | 0 | 0 | 106.3642 | 375.7177 | 430.5669 | 406.939 | 407.0357 | 377.3179 | 497.7349 | 470.7264 | 520.3646 | 494.6901 | 529.5979 | 500.4282 | 601.6544 | 571.4416 | 634.615 | 610.0729 | 668.1556 | 523.3502 | 568.4117 | 538.4542 | 608.2722 | 582.5209 | 642.0565 | 615.9178 | 558.8453 | 507.3199 | 621.0157 | 518.5867 | 569.3633 | 547.4482 | 601.572 | 581.7823 | 636.8848 | 617.4481 | 673.9046 | 654.9804 | 712.1094 | 347.4281 | 0 | 0 | 0 | 0 | 0 | 0 | 0 | 0 | 0 | 0 | 0 | 0 | 0 | 0 | 0 | 0 | 0 | 0 | 0 | 0 | 0 | 0 | 0 | 0 | 0 | 0 | 0 | 0 | 0 | 0 | 0 | 0 | 0 | 0 | 0 | 0 | 0 | 0 | 0 | 0
AIIB balance
|  |  |  | AIIB construction end amount | 20431.0959 | USD 000s
|  |  |  | End of construction / conversion date flag | 0 | flag | 1 | 0 | 0 | 0 | 0 | 0 | 0 | 0 | 0 | 1 | 0 | 0 | 0 | 0 | 0 | 0 | 0 | 0 | 0 | 0 | 0 | 0 | 0 | 0 | 0 | 0 | 0 | 0 | 0 | 0 | 0 | 0 | 0 | 0 | 0 | 0 | 0 | 0 | 0 | 0 | 0 | 0 | 0 | 0 | 0 | 0 | 0 | 0 | 0 | 0 | 0 | 0 | 0 | 0 | 0 | 0 | 0 | 0 | 0 | 0 | 0 | 0 | 0 | 0 | 0 | 0 | 0 | 0 | 0 | 0 | 0 | 0 | 0 | 0 | 0 | 0 | 0 | 0 | 0 | 0 | 0 | 0 | 0 | 0 | 0 | 0 | 0 | 0
|  |  |  | AIIB balance BEG |  | USD 000s |  |  | 0 | 0 | 0 | 0 | 0 | 0 | 0 | 0 | 20431.0959 | 20324.7317 | 19949.014 | 19518.447 | 19111.508 | 18704.4723 | 18327.1544 | 17829.4195 | 17358.6931 | 16838.3285 | 16343.6383 | 15814.0404 | 15313.6122 | 14711.9578 | 14140.5163 | 13505.9013 | 12895.8284 | 12227.6728 | 11704.3225 | 11135.9108 | 10597.4566 | 9989.1844 | 9406.6635 | 8764.607 | 8148.6892 | 7589.8439 | 7082.524 | 6461.5082 | 5942.9216 | 5373.5582 | 4826.11 | 4224.538 | 3642.7558 | 3005.871 | 2388.4228 | 1714.5183 | 1059.5378 | 347.4284 | 0.00025159 | 0.00025159 | 0.00025159 | 0.00025159 | 0.00025159 | 0.00025159 | 0.00025159 | 0.00025159 | 0.00025159 | 0.00025159 | 0.00025159 | 0.00025159 | 0.00025159 | 0.00025159 | 0.00025159 | 0.00025159 | 0.00025159 | 0.00025159 | 0.00025159 | 0.00025159 | 0.00025159 | 0.00025159 | 0.00025159 | 0.00025159 | 0.00025159 | 0.00025159 | 0.00025159 | 0.00025159 | 0.00025159 | 0.00025159 | 0.00025159 | 0.00025159 | 0.00025159 | 0.00025159 | 0.00025159 | 0.00025159 | 0.00025159 | 0.00025159 | 0.00025159 | 0.00025159
|  |  | Less | AIIB reduction | 0 | USD 000s | 20431.0956 | 0 | 0 | 0 | 0 | 0 | 0 | 0 | 0 | 0 | 106.3642 | 375.7177 | 430.5669 | 406.939 | 407.0357 | 377.3179 | 497.7349 | 470.7264 | 520.3646 | 494.6901 | 529.5979 | 500.4282 | 601.6544 | 571.4416 | 634.615 | 610.0729 | 668.1556 | 523.3502 | 568.4117 | 538.4542 | 608.2722 | 582.5209 | 642.0565 | 615.9178 | 558.8453 | 507.3199 | 621.0157 | 518.5867 | 569.3633 | 547.4482 | 601.572 | 581.7823 | 636.8848 | 617.4481 | 673.9046 | 654.9804 | 712.1094 | 347.4281 | 0 | 0 | 0 | 0 | 0 | 0 | 0 | 0 | 0 | 0 | 0 | 0 | 0 | 0 | 0 | 0 | 0 | 0 | 0 | 0 | 0 | 0 | 0 | 0 | 0 | 0 | 0 | 0 | 0 | 0 | 0 | 0 | 0 | 0 | 0 | 0 | 0 | 0 | 0 | 0
|  |  |  | AIIB balance excl. construction period |  | USD 000s |  |  | 0 | 0 | 0 | 0 | 0 | 0 | 0 | 20431.0959 | 20324.7317 | 19949.014 | 19518.447 | 19111.508 | 18704.4723 | 18327.1544 | 17829.4195 | 17358.6931 | 16838.3285 | 16343.6383 | 15814.0404 | 15313.6122 | 14711.9578 | 14140.5163 | 13505.9013 | 12895.8284 | 12227.6728 | 11704.3225 | 11135.9108 | 10597.4566 | 9989.1844 | 9406.6635 | 8764.607 | 8148.6892 | 7589.8439 | 7082.524 | 6461.5082 | 5942.9216 | 5373.5582 | 4826.11 | 4224.538 | 3642.7558 | 3005.871 | 2388.4228 | 1714.5183 | 1059.5378 | 347.4284 | 0.00025159 | 0.00025159 | 0.00025159 | 0.00025159 | 0.00025159 | 0.00025159 | 0.00025159 | 0.00025159 | 0.00025159 | 0.00025159 | 0.00025159 | 0.00025159 | 0.00025159 | 0.00025159 | 0.00025159 | 0.00025159 | 0.00025159 | 0.00025159 | 0.00025159 | 0.00025159 | 0.00025159 | 0.00025159 | 0.00025159 | 0.00025159 | 0.00025159 | 0.00025159 | 0.00025159 | 0.00025159 | 0.00025159 | 0.00025159 | 0.00025159 | 0.00025159 | 0.00025159 | 0.00025159 | 0.00025159 | 0.00025159 | 0.00025159 | 0.00025159 | 0.00025159 | 0.00025159 | 0.00025159
|  |  |  | AIIB availability period balance s.a. | 0 | USD 000s | 0 | 0 | 0 | 0 | 0 | 8231.9014 | 16191.5792 | 17618.2735 | 18222.1885 | 0 | 0 | 0 | 0 | 0 | 0 | 0 | 0 | 0 | 0 | 0 | 0 | 0 | 0 | 0 | 0 | 0 | 0 | 0 | 0 | 0 | 0 | 0 | 0 | 0 | 0 | 0 | 0 | 0 | 0 | 0 | 0 | 0 | 0 | 0 | 0 | 0 | 0 | 0 | 0 | 0 | 0 | 0 | 0 | 0 | 0 | 0 | 0 | 0 | 0 | 0 | 0 | 0 | 0 | 0 | 0 | 0 | 0 | 0 | 0 | 0 | 0 | 0 | 0 | 0 | 0 | 0 | 0 | 0 | 0 | 0 | 0 | 0 | 0 | 0 | 0 | 0 | 0 | 0
|  |  |  | AIIB balance excl. construction period | 0 | USD 000s | 0 | 0 | 0 | 0 | 0 | 0 | 0 | 0 | 0 | 20431.0959 | 20324.7317 | 19949.014 | 19518.447 | 19111.508 | 18704.4723 | 18327.1544 | 17829.4195 | 17358.6931 | 16838.3285 | 16343.6383 | 15814.0404 | 15313.6122 | 14711.9578 | 14140.5163 | 13505.9013 | 12895.8284 | 12227.6728 | 11704.3225 | 11135.9108 | 10597.4566 | 9989.1844 | 9406.6635 | 8764.607 | 8148.6892 | 7589.8439 | 7082.524 | 6461.5082 | 5942.9216 | 5373.5582 | 4826.11 | 4224.538 | 3642.7558 | 3005.871 | 2388.4228 | 1714.5183 | 1059.5378 | 347.4284 | 0.00025159 | 0.00025159 | 0.00025159 | 0.00025159 | 0.00025159 | 0.00025159 | 0.00025159 | 0.00025159 | 0.00025159 | 0.00025159 | 0.00025159 | 0.00025159 | 0.00025159 | 0.00025159 | 0.00025159 | 0.00025159 | 0.00025159 | 0.00025159 | 0.00025159 | 0.00025159 | 0.00025159 | 0.00025159 | 0.00025159 | 0.00025159 | 0.00025159 | 0.00025159 | 0.00025159 | 0.00025159 | 0.00025159 | 0.00025159 | 0.00025159 | 0.00025159 | 0.00025159 | 0.00025159 | 0.00025159 | 0.00025159 | 0.00025159 | 0.00025159 | 0.00025159 | 0.00025159 | 0.00025159
|  |  |  | AIIB balance |  | USD 000s |  |  | 0 | 0 | 0 | 8231.9014 | 16191.5792 | 17618.2735 | 18222.1885 | 20431.0959 | 20324.7317 | 19949.014 | 19518.447 | 19111.508 | 18704.4723 | 18327.1544 | 17829.4195 | 17358.6931 | 16838.3285 | 16343.6383 | 15814.0404 | 15313.6122 | 14711.9578 | 14140.5163 | 13505.9013 | 12895.8284 | 12227.6728 | 11704.3225 | 11135.9108 | 10597.4566 | 9989.1844 | 9406.6635 | 8764.607 | 8148.6892 | 7589.8439 | 7082.524 | 6461.5082 | 5942.9216 | 5373.5582 | 4826.11 | 4224.538 | 3642.7558 | 3005.871 | 2388.4228 | 1714.5183 | 1059.5378 | 347.4284 | 0.00025159 | 0.00025159 | 0.00025159 | 0.00025159 | 0.00025159 | 0.00025159 | 0.00025159 | 0.00025159 | 0.00025159 | 0.00025159 | 0.00025159 | 0.00025159 | 0.00025159 | 0.00025159 | 0.00025159 | 0.00025159 | 0.00025159 | 0.00025159 | 0.00025159 | 0.00025159 | 0.00025159 | 0.00025159 | 0.00025159 | 0.00025159 | 0.00025159 | 0.00025159 | 0.00025159 | 0.00025159 | 0.00025159 | 0.00025159 | 0.00025159 | 0.00025159 | 0.00025159 | 0.00025159 | 0.00025159 | 0.00025159 | 0.00025159 | 0.00025159 | 0.00025159 | 0.00025159 | 0.00025159
|  |  |  | AIIB balance | 0 | USD 000s | 0 | 0 | 0 | 0 | 0 | 8231.9014 | 16191.5792 | 17618.2735 | 18222.1885 | 20431.0959 | 20324.7317 | 19949.014 | 19518.447 | 19111.508 | 18704.4723 | 18327.1544 | 17829.4195 | 17358.6931 | 16838.3285 | 16343.6383 | 15814.0404 | 15313.6122 | 14711.9578 | 14140.5163 | 13505.9013 | 12895.8284 | 12227.6728 | 11704.3225 | 11135.9108 | 10597.4566 | 9989.1844 | 9406.6635 | 8764.607 | 8148.6892 | 7589.8439 | 7082.524 | 6461.5082 | 5942.9216 | 5373.5582 | 4826.11 | 4224.538 | 3642.7558 | 3005.871 | 2388.4228 | 1714.5183 | 1059.5378 | 347.4284 | 0.00025159 | 0.00025159 | 0.00025159 | 0.00025159 | 0.00025159 | 0.00025159 | 0.00025159 | 0.00025159 | 0.00025159 | 0.00025159 | 0.00025159 | 0.00025159 | 0.00025159 | 0.00025159 | 0.00025159 | 0.00025159 | 0.00025159 | 0.00025159 | 0.00025159 | 0.00025159 | 0.00025159 | 0.00025159 | 0.00025159 | 0.00025159 | 0.00025159 | 0.00025159 | 0.00025159 | 0.00025159 | 0.00025159 | 0.00025159 | 0.00025159 | 0.00025159 | 0.00025159 | 0.00025159 | 0.00025159 | 0.00025159 | 0.00025159 | 0.00025159 | 0.00025159 | 0.00025159 | 0.00025159
|  |  |  | Final AIIB amortisation period | 0 | flag | 1 | 0 | 0 | 0 | 0 | 0 | 0 | 0 | 0 | 0 | 0 | 0 | 0 | 0 | 0 | 0 | 0 | 0 | 0 | 0 | 0 | 0 | 0 | 0 | 0 | 0 | 0 | 0 | 0 | 0 | 0 | 0 | 0 | 0 | 0 | 0 | 0 | 0 | 0 | 0 | 0 | 0 | 0 | 0 | 0 | 0 | 0 | 1 | 0 | 0 | 0 | 0 | 0 | 0 | 0 | 0 | 0 | 0 | 0 | 0 | 0 | 0 | 0 | 0 | 0 | 0 | 0 | 0 | 0 | 0 | 0 | 0 | 0 | 0 | 0 | 0 | 0 | 0 | 0 | 0 | 0 | 0 | 0 | 0 | 0 | 0 | 0 | 0
|  |  |  | AIIB balance - at end | 0.00025159 | USD 000s
|  |  |  | AIIB debt balance outstanding | 0 | check
Weighted average life - including cashsweep
|  |  |  | AIIB construction end amount | 20431.0959 | USD 000s
|  |  |  | Days in a year | 365 | days
|  |  |  | AIIB balance | 0 | USD 000s | 0 | 0 | 0 | 0 | 0 | 8231.9014 | 16191.5792 | 17618.2735 | 18222.1885 | 20431.0959 | 20324.7317 | 19949.014 | 19518.447 | 19111.508 | 18704.4723 | 18327.1544 | 17829.4195 | 17358.6931 | 16838.3285 | 16343.6383 | 15814.0404 | 15313.6122 | 14711.9578 | 14140.5163 | 13505.9013 | 12895.8284 | 12227.6728 | 11704.3225 | 11135.9108 | 10597.4566 | 9989.1844 | 9406.6635 | 8764.607 | 8148.6892 | 7589.8439 | 7082.524 | 6461.5082 | 5942.9216 | 5373.5582 | 4826.11 | 4224.538 | 3642.7558 | 3005.871 | 2388.4228 | 1714.5183 | 1059.5378 | 347.4284 | 0.00025159 | 0.00025159 | 0.00025159 | 0.00025159 | 0.00025159 | 0.00025159 | 0.00025159 | 0.00025159 | 0.00025159 | 0.00025159 | 0.00025159 | 0.00025159 | 0.00025159 | 0.00025159 | 0.00025159 | 0.00025159 | 0.00025159 | 0.00025159 | 0.00025159 | 0.00025159 | 0.00025159 | 0.00025159 | 0.00025159 | 0.00025159 | 0.00025159 | 0.00025159 | 0.00025159 | 0.00025159 | 0.00025159 | 0.00025159 | 0.00025159 | 0.00025159 | 0.00025159 | 0.00025159 | 0.00025159 | 0.00025159 | 0.00025159 | 0.00025159 | 0.00025159 | 0.00025159 | 0.00025159
|  |  |  | Days in period | 0 | days | 15706 | 0 | 184 | 181 | 184 | 181 | 184 | 182 | 184 | 181 | 184 | 181 | 184 | 181 | 184 | 182 | 184 | 181 | 184 | 181 | 184 | 181 | 184 | 182 | 184 | 181 | 184 | 181 | 184 | 181 | 184 | 182 | 184 | 181 | 184 | 181 | 184 | 181 | 184 | 182 | 184 | 181 | 184 | 181 | 184 | 181 | 184 | 182 | 184 | 181 | 184 | 181 | 184 | 181 | 184 | 182 | 184 | 181 | 184 | 181 | 184 | 181 | 184 | 182 | 184 | 181 | 184 | 181 | 184 | 181 | 184 | 182 | 184 | 181 | 184 | 181 | 184 | 181 | 184 | 182 | 184 | 181 | 184 | 181 | 184 | 181 | 184 | 182
|  |  |  | Avg life of the debt balance outstanding |  | years | 11.9267 |  | 0 | 0 | 0 | 0.1998 | 0.39951 | 0.42998 | 0.44961 | 0.49589 | 0.50149 | 0.48419 | 0.48159 | 0.46386 | 0.46151 | 0.44728 | 0.43992 | 0.42132 | 0.41546 | 0.39668 | 0.39019 | 0.37168 | 0.363 | 0.34511 | 0.33324 | 0.313 | 0.3017 | 0.28408 | 0.27476 | 0.25721 | 0.24647 | 0.22957 | 0.21625 | 0.19778 | 0.18727 | 0.1719 | 0.15943 | 0.14424 | 0.13259 | 0.11778 | 0.10423 | 0.088415 | 0.074166 | 0.05797 | 0.042303 | 0.025716 | 0.0085723 | 6.1403e-09 | 6.2078e-09 | 6.1065e-09 | 6.2078e-09 | 6.1065e-09 | 6.2078e-09 | 6.1065e-09 | 6.2078e-09 | 6.1403e-09 | 6.2078e-09 | 6.1065e-09 | 6.2078e-09 | 6.1065e-09 | 6.2078e-09 | 6.1065e-09 | 6.2078e-09 | 6.1403e-09 | 6.2078e-09 | 6.1065e-09 | 6.2078e-09 | 6.1065e-09 | 6.2078e-09 | 6.1065e-09 | 6.2078e-09 | 6.1403e-09 | 6.2078e-09 | 6.1065e-09 | 6.2078e-09 | 6.1065e-09 | 6.2078e-09 | 6.1065e-09 | 6.2078e-09 | 6.1403e-09 | 6.2078e-09 | 6.1065e-09 | 6.2078e-09 | 6.1065e-09 | 6.2078e-09 | 6.1065e-09 | 6.2078e-09 | 6.1403e-09
|  |  |  | AIIB - WAL (actual repayments including cashsweep) | 11.9267 | years
|  |  |  | Indexation on agent bank fee - operations | 0 | 1 = yes, 0 = no
|  |  |  | Security trustee and account bank fee - operations | 15 | USD 000s p.a.
|  |  |  | Agent bank fee during operations | 60 | USD 000s p.a.
|  |  |  | AIIB fee - operations | 0 | USD 000s p.a.
|  |  |  | US PPI escalation factor (usppim / usppir) | 0 | factor | 0 | 0 | 1 | 1 | 1 | 1 | 1 | 1 | 1 | 1 | 1.0301 | 1.0301 | 1.0507 | 1.0507 | 1.0717 | 1.0717 | 1.0931 | 1.0931 | 1.115 | 1.115 | 1.1373 | 1.1373 | 1.16 | 1.16 | 1.1832 | 1.1832 | 1.2069 | 1.2069 | 1.231 | 1.231 | 1.2557 | 1.2557 | 1.2808 | 1.2808 | 1.3064 | 1.3064 | 1.3325 | 1.3325 | 1.3592 | 1.3592 | 1.3864 | 1.3864 | 1.4141 | 1.4141 | 1.4424 | 1.4424 | 1.4712 | 1.4712 | 1.5006 | 1.5006 | 1.5306 | 1.5306 | 1.5613 | 1.5613 | 1.5925 | 1.5925 | 1.6243 | 1.6243 | 1.6568 | 1.6568 | 1.69 | 1.69 | 1.7238 | 1.7238 | 1.7582 | 1.7582 | 1.7934 | 1.7934 | 1.8293 | 1.8293 | 1.8293 | 1.8293 | 1.8293 | 1.8293 | 1.8293 | 1.8293 | 1.8293 | 1.8293 | 1.8293 | 1.8293 | 1.8293 | 1.8293 | 1.8293 | 1.8293 | 1.8293 | 1.8293 | 1.8293 | 1.8293
|  |  |  | Senior debt service period ppf | 0 | factor | 37.5 | 0 | 0 | 0 | 0 | 0 | 0 | 0 | 0 | 0 | 1 | 1 | 1 | 1 | 1 | 1 | 1 | 1 | 1 | 1 | 1 | 1 | 1 | 1 | 1 | 1 | 1 | 1 | 1 | 1 | 1 | 1 | 1 | 1 | 1 | 1 | 1 | 1 | 1 | 1 | 1 | 1 | 1 | 1 | 1 | 1 | 1 | 0.5 | 0 | 0 | 0 | 0 | 0 | 0 | 0 | 0 | 0 | 0 | 0 | 0 | 0 | 0 | 0 | 0 | 0 | 0 | 0 | 0 | 0 | 0 | 0 | 0 | 0 | 0 | 0 | 0 | 0 | 0 | 0 | 0 | 0 | 0 | 0 | 0 | 0 | 0 | 0 | 0
|  |  |  | Semi annual period start flag | 0 | flag | 39 | 0 | 0 | 0 | 0 | 0 | 0 | 0 | 0 | 0 | 1 | 0 | 1 | 0 | 1 | 0 | 1 | 0 | 1 | 0 | 1 | 0 | 1 | 0 | 1 | 0 | 1 | 0 | 1 | 0 | 1 | 0 | 1 | 0 | 1 | 0 | 1 | 0 | 1 | 0 | 1 | 0 | 1 | 0 | 1 | 0 | 1 | 0 | 1 | 0 | 1 | 0 | 1 | 0 | 1 | 0 | 1 | 0 | 1 | 0 | 1 | 0 | 1 | 0 | 1 | 0 | 1 | 0 | 1 | 0 | 1 | 0 | 1 | 0 | 1 | 0 | 1 | 0 | 1 | 0 | 1 | 0 | 1 | 0 | 1 | 0 | 1 | 0
|  |  |  | Agent bank fee - operations AIIB |  | USD 000s | 0 |  | 0 | 0 | 0 | 0 | 0 | 0 | 0 | 0 | 0 | 0 | 0 | 0 | 0 | 0 | 0 | 0 | 0 | 0 | 0 | 0 | 0 | 0 | 0 | 0 | 0 | 0 | 0 | 0 | 0 | 0 | 0 | 0 | 0 | 0 | 0 | 0 | 0 | 0 | 0 | 0 | 0 | 0 | 0 | 0 | 0 | 0 | 0 | 0 | 0 | 0 | 0 | 0 | 0 | 0 | 0 | 0 | 0 | 0 | 0 | 0 | 0 | 0 | 0 | 0 | 0 | 0 | 0 | 0 | 0 | 0 | 0 | 0 | 0 | 0 | 0 | 0 | 0 | 0 | 0 | 0 | 0 | 0 | 0 | 0 | 0 | 0
EIB LOAN
EIB - hedged vs unhedged %
|  |  |  | EIB hedged % during operations duration 1 | 0 | years
|  |  |  | EIB hedged % during operations duration 2 | 0 | years
|  |  |  | EIB hedged % during operations duration 3 | 0 | years
|  |  |  | EIB hedged % during operations duration 4 | 0 | years
|  |  |  | EIB hedged % during operations duration 5 | 18.75 | years
|  |  |  | EIB hedged % during operations duration 1 end date | 2025-06-30 | date
|  |  |  | EIB hedged % during operations duration 2 end date | 2025-06-30 | date
|  |  |  | EIB hedged % during operations duration 3 end date | 2025-06-30 | date
|  |  |  | EIB hedged % during operations duration 4 end date | 2025-06-30 | date
|  |  |  | EIB hedged % during operations duration 5 end date | 2044-03-31 | date
|  |  |  | EIB hedged % during operations duration 1 end date | 2025-06-30 | date
|  |  |  | EIB hedged % during operations duration 2 end date | 2025-06-30 | date
|  |  |  | EIB hedged % during operations duration 3 end date | 2025-06-30 | date
|  |  |  | EIB hedged % during operations duration 4 end date | 2025-06-30 | date
|  |  |  | EIB hedged % during operations duration 5 end date | 2044-03-31 | date
|  |  |  | Model period end date | 0 | date | 0 | 0 | 2021-12-31 | 2022-06-30 | 2022-12-31 | 2023-06-30 | 2023-12-31 | 2024-06-30 | 2024-12-31 | 2025-06-30 | 2025-12-31 | 2026-06-30 | 2026-12-31 | 2027-06-30 | 2027-12-31 | 2028-06-30 | 2028-12-31 | 2029-06-30 | 2029-12-31 | 2030-06-30 | 2030-12-31 | 2031-06-30 | 2031-12-31 | 2032-06-30 | 2032-12-31 | 2033-06-30 | 2033-12-31 | 2034-06-30 | 2034-12-31 | 2035-06-30 | 2035-12-31 | 2036-06-30 | 2036-12-31 | 2037-06-30 | 2037-12-31 | 2038-06-30 | 2038-12-31 | 2039-06-30 | 2039-12-31 | 2040-06-30 | 2040-12-31 | 2041-06-30 | 2041-12-31 | 2042-06-30 | 2042-12-31 | 2043-06-30 | 2043-12-31 | 2044-06-30 | 2044-12-31 | 2045-06-30 | 2045-12-31 | 2046-06-30 | 2046-12-31 | 2047-06-30 | 2047-12-31 | 2048-06-30 | 2048-12-31 | 2049-06-30 | 2049-12-31 | 2050-06-30 | 2050-12-31 | 2051-06-30 | 2051-12-31 | 2052-06-30 | 2052-12-31 | 2053-06-30 | 2053-12-31 | 2054-06-30 | 2054-12-31 | 2055-06-30 | 2055-12-31 | 2056-06-30 | 2056-12-31 | 2057-06-30 | 2057-12-31 | 2058-06-30 | 2058-12-31 | 2059-06-30 | 2059-12-31 | 2060-06-30 | 2060-12-31 | 2061-06-30 | 2061-12-31 | 2062-06-30 | 2062-12-31 | 2063-06-30 | 2063-12-31 | 2064-06-30
|  |  |  | EIB debt service period flag | 0 | flag | 38 | 0 | 0 | 0 | 0 | 0 | 0 | 0 | 0 | 0 | 1 | 1 | 1 | 1 | 1 | 1 | 1 | 1 | 1 | 1 | 1 | 1 | 1 | 1 | 1 | 1 | 1 | 1 | 1 | 1 | 1 | 1 | 1 | 1 | 1 | 1 | 1 | 1 | 1 | 1 | 1 | 1 | 1 | 1 | 1 | 1 | 1 | 1 | 0 | 0 | 0 | 0 | 0 | 0 | 0 | 0 | 0 | 0 | 0 | 0 | 0 | 0 | 0 | 0 | 0 | 0 | 0 | 0 | 0 | 0 | 0 | 0 | 0 | 0 | 0 | 0 | 0 | 0 | 0 | 0 | 0 | 0 | 0 | 0 | 0 | 0 | 0 | 0 | 0 | 0 | 0 | 0
[do not delete - technical row]
|  |  |  | EIB hedged % during ops duration 1 period flag |  | flag | 0 |  | 0 | 0 | 0 | 0 | 0 | 0 | 0 | 0 | 0 | 0 | 0 | 0 | 0 | 0 | 0 | 0 | 0 | 0 | 0 | 0 | 0 | 0 | 0 | 0 | 0 | 0 | 0 | 0 | 0 | 0 | 0 | 0 | 0 | 0 | 0 | 0 | 0 | 0 | 0 | 0 | 0 | 0 | 0 | 0 | 0 | 0 | 0 | 0 | 0 | 0 | 0 | 0 | 0 | 0 | 0 | 0 | 0 | 0 | 0 | 0 | 0 | 0 | 0 | 0 | 0 | 0 | 0 | 0 | 0 | 0 | 0 | 0 | 0 | 0 | 0 | 0 | 0 | 0 | 0 | 0 | 0 | 0 | 0 | 0 | 0 | 0
|  |  |  | EIB hedged % during ops duration 2 period flag |  | flag | 0 |  | 0 | 0 | 0 | 0 | 0 | 0 | 0 | 0 | 0 | 0 | 0 | 0 | 0 | 0 | 0 | 0 | 0 | 0 | 0 | 0 | 0 | 0 | 0 | 0 | 0 | 0 | 0 | 0 | 0 | 0 | 0 | 0 | 0 | 0 | 0 | 0 | 0 | 0 | 0 | 0 | 0 | 0 | 0 | 0 | 0 | 0 | 0 | 0 | 0 | 0 | 0 | 0 | 0 | 0 | 0 | 0 | 0 | 0 | 0 | 0 | 0 | 0 | 0 | 0 | 0 | 0 | 0 | 0 | 0 | 0 | 0 | 0 | 0 | 0 | 0 | 0 | 0 | 0 | 0 | 0 | 0 | 0 | 0 | 0 | 0 | 0
|  |  |  | EIB hedged % during ops duration 3 period flag |  | flag | 0 |  | 0 | 0 | 0 | 0 | 0 | 0 | 0 | 0 | 0 | 0 | 0 | 0 | 0 | 0 | 0 | 0 | 0 | 0 | 0 | 0 | 0 | 0 | 0 | 0 | 0 | 0 | 0 | 0 | 0 | 0 | 0 | 0 | 0 | 0 | 0 | 0 | 0 | 0 | 0 | 0 | 0 | 0 | 0 | 0 | 0 | 0 | 0 | 0 | 0 | 0 | 0 | 0 | 0 | 0 | 0 | 0 | 0 | 0 | 0 | 0 | 0 | 0 | 0 | 0 | 0 | 0 | 0 | 0 | 0 | 0 | 0 | 0 | 0 | 0 | 0 | 0 | 0 | 0 | 0 | 0 | 0 | 0 | 0 | 0 | 0 | 0
|  |  |  | EIB hedged % during ops duration 4 period flag |  | flag | 0 |  | 0 | 0 | 0 | 0 | 0 | 0 | 0 | 0 | 0 | 0 | 0 | 0 | 0 | 0 | 0 | 0 | 0 | 0 | 0 | 0 | 0 | 0 | 0 | 0 | 0 | 0 | 0 | 0 | 0 | 0 | 0 | 0 | 0 | 0 | 0 | 0 | 0 | 0 | 0 | 0 | 0 | 0 | 0 | 0 | 0 | 0 | 0 | 0 | 0 | 0 | 0 | 0 | 0 | 0 | 0 | 0 | 0 | 0 | 0 | 0 | 0 | 0 | 0 | 0 | 0 | 0 | 0 | 0 | 0 | 0 | 0 | 0 | 0 | 0 | 0 | 0 | 0 | 0 | 0 | 0 | 0 | 0 | 0 | 0 | 0 | 0
|  |  |  | EIB hedged % during ops duration 5 period flag |  | flag | 38 |  | 0 | 0 | 0 | 0 | 0 | 0 | 0 | 0 | 1 | 1 | 1 | 1 | 1 | 1 | 1 | 1 | 1 | 1 | 1 | 1 | 1 | 1 | 1 | 1 | 1 | 1 | 1 | 1 | 1 | 1 | 1 | 1 | 1 | 1 | 1 | 1 | 1 | 1 | 1 | 1 | 1 | 1 | 1 | 1 | 1 | 1 | 0 | 0 | 0 | 0 | 0 | 0 | 0 | 0 | 0 | 0 | 0 | 0 | 0 | 0 | 0 | 0 | 0 | 0 | 0 | 0 | 0 | 0 | 0 | 0 | 0 | 0 | 0 | 0 | 0 | 0 | 0 | 0 | 0 | 0 | 0 | 0 | 0 | 0 | 0 | 0
|  |  |  | % of EIBhedged during operations duration 1 | 77% | %
|  |  |  | % of EIBhedged during operations duration 2 | 77% | %
|  |  |  | % of EIBhedged during operations duration 3 | 77% | %
|  |  |  | % of EIBhedged during operations duration 4 | 77% | %
|  |  |  | % of EIBhedged during operations duration 5 | 77% | %
|  |  |  | EIB hedged % during ops duration 1 period flag | 0 | flag | 0 | 0 | 0 | 0 | 0 | 0 | 0 | 0 | 0 | 0 | 0 | 0 | 0 | 0 | 0 | 0 | 0 | 0 | 0 | 0 | 0 | 0 | 0 | 0 | 0 | 0 | 0 | 0 | 0 | 0 | 0 | 0 | 0 | 0 | 0 | 0 | 0 | 0 | 0 | 0 | 0 | 0 | 0 | 0 | 0 | 0 | 0 | 0 | 0 | 0 | 0 | 0 | 0 | 0 | 0 | 0 | 0 | 0 | 0 | 0 | 0 | 0 | 0 | 0 | 0 | 0 | 0 | 0 | 0 | 0 | 0 | 0 | 0 | 0 | 0 | 0 | 0 | 0 | 0 | 0 | 0 | 0 | 0 | 0 | 0 | 0 | 0 | 0
|  |  |  | EIB hedged % during ops duration 2 period flag | 0 | flag | 0 | 0 | 0 | 0 | 0 | 0 | 0 | 0 | 0 | 0 | 0 | 0 | 0 | 0 | 0 | 0 | 0 | 0 | 0 | 0 | 0 | 0 | 0 | 0 | 0 | 0 | 0 | 0 | 0 | 0 | 0 | 0 | 0 | 0 | 0 | 0 | 0 | 0 | 0 | 0 | 0 | 0 | 0 | 0 | 0 | 0 | 0 | 0 | 0 | 0 | 0 | 0 | 0 | 0 | 0 | 0 | 0 | 0 | 0 | 0 | 0 | 0 | 0 | 0 | 0 | 0 | 0 | 0 | 0 | 0 | 0 | 0 | 0 | 0 | 0 | 0 | 0 | 0 | 0 | 0 | 0 | 0 | 0 | 0 | 0 | 0 | 0 | 0
|  |  |  | EIB hedged % during ops duration 3 period flag | 0 | flag | 0 | 0 | 0 | 0 | 0 | 0 | 0 | 0 | 0 | 0 | 0 | 0 | 0 | 0 | 0 | 0 | 0 | 0 | 0 | 0 | 0 | 0 | 0 | 0 | 0 | 0 | 0 | 0 | 0 | 0 | 0 | 0 | 0 | 0 | 0 | 0 | 0 | 0 | 0 | 0 | 0 | 0 | 0 | 0 | 0 | 0 | 0 | 0 | 0 | 0 | 0 | 0 | 0 | 0 | 0 | 0 | 0 | 0 | 0 | 0 | 0 | 0 | 0 | 0 | 0 | 0 | 0 | 0 | 0 | 0 | 0 | 0 | 0 | 0 | 0 | 0 | 0 | 0 | 0 | 0 | 0 | 0 | 0 | 0 | 0 | 0 | 0 | 0
|  |  |  | EIB hedged % during ops duration 4 period flag | 0 | flag | 0 | 0 | 0 | 0 | 0 | 0 | 0 | 0 | 0 | 0 | 0 | 0 | 0 | 0 | 0 | 0 | 0 | 0 | 0 | 0 | 0 | 0 | 0 | 0 | 0 | 0 | 0 | 0 | 0 | 0 | 0 | 0 | 0 | 0 | 0 | 0 | 0 | 0 | 0 | 0 | 0 | 0 | 0 | 0 | 0 | 0 | 0 | 0 | 0 | 0 | 0 | 0 | 0 | 0 | 0 | 0 | 0 | 0 | 0 | 0 | 0 | 0 | 0 | 0 | 0 | 0 | 0 | 0 | 0 | 0 | 0 | 0 | 0 | 0 | 0 | 0 | 0 | 0 | 0 | 0 | 0 | 0 | 0 | 0 | 0 | 0 | 0 | 0
|  |  |  | EIB hedged % during ops duration 5 period flag | 0 | flag | 38 | 0 | 0 | 0 | 0 | 0 | 0 | 0 | 0 | 0 | 1 | 1 | 1 | 1 | 1 | 1 | 1 | 1 | 1 | 1 | 1 | 1 | 1 | 1 | 1 | 1 | 1 | 1 | 1 | 1 | 1 | 1 | 1 | 1 | 1 | 1 | 1 | 1 | 1 | 1 | 1 | 1 | 1 | 1 | 1 | 1 | 1 | 1 | 0 | 0 | 0 | 0 | 0 | 0 | 0 | 0 | 0 | 0 | 0 | 0 | 0 | 0 | 0 | 0 | 0 | 0 | 0 | 0 | 0 | 0 | 0 | 0 | 0 | 0 | 0 | 0 | 0 | 0 | 0 | 0 | 0 | 0 | 0 | 0 | 0 | 0 | 0 | 0
|  |  |  | Hedged portion of EIB - calc |  | % |  |  | 0% | 0% | 0% | 0% | 0% | 0% | 0% | 0% | 77% | 77% | 77% | 77% | 77% | 77% | 77% | 77% | 77% | 77% | 77% | 77% | 77% | 77% | 77% | 77% | 77% | 77% | 77% | 77% | 77% | 77% | 77% | 77% | 77% | 77% | 77% | 77% | 77% | 77% | 77% | 77% | 77% | 77% | 77% | 77% | 77% | 77% | 0% | 0% | 0% | 0% | 0% | 0% | 0% | 0% | 0% | 0% | 0% | 0% | 0% | 0% | 0% | 0% | 0% | 0% | 0% | 0% | 0% | 0% | 0% | 0% | 0% | 0% | 0% | 0% | 0% | 0% | 0% | 0% | 0% | 0% | 0% | 0% | 0% | 0% | 0% | 0%
|  |  |  | Senior debt hedging switch | 0 | 1 = input, 0 = notional based
|  |  |  | Debt size - calculated vs hardcoded - sensitized | 0 | 1 = calculated , 0 = hold debt size unchanged
|  |  |  | Hedged portion of EIB - calc | 0% | % | 0% | 0% | 0% | 0% | 0% | 0% | 0% | 0% | 0% | 0% | 77% | 77% | 77% | 77% | 77% | 77% | 77% | 77% | 77% | 77% | 77% | 77% | 77% | 77% | 77% | 77% | 77% | 77% | 77% | 77% | 77% | 77% | 77% | 77% | 77% | 77% | 77% | 77% | 77% | 77% | 77% | 77% | 77% | 77% | 77% | 77% | 77% | 77% | 0% | 0% | 0% | 0% | 0% | 0% | 0% | 0% | 0% | 0% | 0% | 0% | 0% | 0% | 0% | 0% | 0% | 0% | 0% | 0% | 0% | 0% | 0% | 0% | 0% | 0% | 0% | 0% | 0% | 0% | 0% | 0% | 0% | 0% | 0% | 0% | 0% | 0% | 0% | 0%
|  |  |  | EIB hedged debt during ops - cashsweep case | 0% | % | 0% | 0% | 0% | 0% | 0% | 0% | 0% | 0% | 0% | 0% | 77% | 77% | 77% | 77% | 77% | 77% | 77% | 77.32% | 77.65% | 78.02% | 78.4% | 78.82% | 79.26% | 80.05% | 80.89% | 81.88% | 82.94% | 84.21% | 85.4% | 86.81% | 88.32% | 90.16% | 92.19% | 94.69% | 97.51% | 100% | 100% | 100% | 100% | 100% | 100% | 100% | 100% | 100% | 100% | 100% | 100% | 100% | 0% | 0% | 0% | 0% | 0% | 0% | 0% | 0% | 0% | 0% | 0% | 0% | 0% | 0% | 0% | 0% | 0% | 0% | 0% | 0% | 0% | 0% | 0% | 0% | 0% | 0% | 0% | 0% | 0% | 0% | 0% | 0% | 0% | 0% | 0% | 0% | 0% | 0% | 0% | 0% | 0% | 0% | 0% | 0%
|  |  |  | EIB hedged debt during ops | 0% | % | 0% | 0% | 0% | 0% | 0% | 0% | 0% | 0% | 0% | 0% | 77.86% | 78.42% | 78.4% | 77.9% | 77.88% | 77.86% | 77.86% | 78.17% | 78.5% | 78.87% | 79.25% | 79.67% | 80.12% | 80.91% | 81.77% | 82.76% | 83.85% | 85.11% | 86.34% | 87.74% | 89.28% | 91.14% | 93.21% | 95.72% | 98.59% | 100% | 100% | 100% | 100% | 100% | 100% | 100% | 100% | 100% | 100% | 100% | 100% | 100% | 0% | 0% | 0% | 0% | 0% | 0% | 0% | 0% | 0% | 0% | 0% | 0% | 0% | 0% | 0% | 0% | 0% | 0% | 0% | 0% | 0% | 0% | 0% | 0% | 0% | 0% | 0% | 0% | 0% | 0% | 0% | 0% | 0% | 0% | 0% | 0% | 0% | 0% | 0% | 0%
|  |  |  | Hedged portion of EIB |  | % |  |  | 0% | 0% | 0% | 0% | 0% | 0% | 0% | 0% | 77.86% | 78.42% | 78.4% | 77.9% | 77.88% | 77.86% | 77.86% | 78.17% | 78.5% | 78.87% | 79.25% | 79.67% | 80.12% | 80.91% | 81.77% | 82.76% | 83.85% | 85.11% | 86.34% | 87.74% | 89.28% | 91.14% | 93.21% | 95.72% | 98.59% | 100% | 100% | 100% | 100% | 100% | 100% | 100% | 100% | 100% | 100% | 100% | 100% | 100% | 0% | 0% | 0% | 0% | 0% | 0% | 0% | 0% | 0% | 0% | 0% | 0% | 0% | 0% | 0% | 0% | 0% | 0% | 0% | 0% | 0% | 0% | 0% | 0% | 0% | 0% | 0% | 0% | 0% | 0% | 0% | 0% | 0% | 0% | 0% | 0% | 0% | 0% | 0% | 0% | 0% | 0% | 0% | 0%
|  |  |  | Hedged portion of EIB | 0% | % | 0% | 0% | 0% | 0% | 0% | 0% | 0% | 0% | 0% | 0% | 77.86% | 78.42% | 78.4% | 77.9% | 77.88% | 77.86% | 77.86% | 78.17% | 78.5% | 78.87% | 79.25% | 79.67% | 80.12% | 80.91% | 81.77% | 82.76% | 83.85% | 85.11% | 86.34% | 87.74% | 89.28% | 91.14% | 93.21% | 95.72% | 98.59% | 100% | 100% | 100% | 100% | 100% | 100% | 100% | 100% | 100% | 100% | 100% | 100% | 100% | 0% | 0% | 0% | 0% | 0% | 0% | 0% | 0% | 0% | 0% | 0% | 0% | 0% | 0% | 0% | 0% | 0% | 0% | 0% | 0% | 0% | 0% | 0% | 0% | 0% | 0% | 0% | 0% | 0% | 0% | 0% | 0% | 0% | 0% | 0% | 0% | 0% | 0% | 0% | 0%
|  |  |  | EIB debt service period flag | 0 | flag | 38 | 0 | 0 | 0 | 0 | 0 | 0 | 0 | 0 | 0 | 1 | 1 | 1 | 1 | 1 | 1 | 1 | 1 | 1 | 1 | 1 | 1 | 1 | 1 | 1 | 1 | 1 | 1 | 1 | 1 | 1 | 1 | 1 | 1 | 1 | 1 | 1 | 1 | 1 | 1 | 1 | 1 | 1 | 1 | 1 | 1 | 1 | 1 | 0 | 0 | 0 | 0 | 0 | 0 | 0 | 0 | 0 | 0 | 0 | 0 | 0 | 0 | 0 | 0 | 0 | 0 | 0 | 0 | 0 | 0 | 0 | 0 | 0 | 0 | 0 | 0 | 0 | 0 | 0 | 0 | 0 | 0 | 0 | 0 | 0 | 0 | 0 | 0
|  |  |  | Unhedged portion of EIB |  | % |  |  | 0% | 0% | 0% | 0% | 0% | 0% | 0% | 0% | 22.14% | 21.58% | 21.6% | 22.1% | 22.12% | 22.14% | 22.14% | 21.83% | 21.5% | 21.13% | 20.75% | 20.33% | 19.88% | 19.09% | 18.23% | 17.24% | 16.15% | 14.89% | 13.66% | 12.26% | 10.72% | 8.86% | 6.794% | 4.281% | 1.408% | 0% | 0% | 0% | 0% | 0% | 0% | 0% | 0% | 0% | 0% | 0% | 0% | 0% | 0% | 0% | 0% | 0% | 0% | 0% | 0% | 0% | 0% | 0% | 0% | 0% | 0% | 0% | 0% | 0% | 0% | 0% | 0% | 0% | 0% | 0% | 0% | 0% | 0% | 0% | 0% | 0% | 0% | 0% | 0% | 0% | 0% | 0% | 0% | 0% | 0% | 0% | 0% | 0%
EIB base rate
|  |  |  | EIB Swap rate - operations period | 3.228% | % p.a.
|  |  |  | EIB debt service period flag | 0 | flag | 38 | 0 | 0 | 0 | 0 | 0 | 0 | 0 | 0 | 0 | 1 | 1 | 1 | 1 | 1 | 1 | 1 | 1 | 1 | 1 | 1 | 1 | 1 | 1 | 1 | 1 | 1 | 1 | 1 | 1 | 1 | 1 | 1 | 1 | 1 | 1 | 1 | 1 | 1 | 1 | 1 | 1 | 1 | 1 | 1 | 1 | 1 | 1 | 0 | 0 | 0 | 0 | 0 | 0 | 0 | 0 | 0 | 0 | 0 | 0 | 0 | 0 | 0 | 0 | 0 | 0 | 0 | 0 | 0 | 0 | 0 | 0 | 0 | 0 | 0 | 0 | 0 | 0 | 0 | 0 | 0 | 0 | 0 | 0 | 0 | 0 | 0 | 0
|  |  |  | EIB Swap rate |  | % p.a. |  |  | 0% | 0% | 0% | 0% | 0% | 0% | 0% | 0% | 3.228% | 3.228% | 3.228% | 3.228% | 3.228% | 3.228% | 3.228% | 3.228% | 3.228% | 3.228% | 3.228% | 3.228% | 3.228% | 3.228% | 3.228% | 3.228% | 3.228% | 3.228% | 3.228% | 3.228% | 3.228% | 3.228% | 3.228% | 3.228% | 3.228% | 3.228% | 3.228% | 3.228% | 3.228% | 3.228% | 3.228% | 3.228% | 3.228% | 3.228% | 3.228% | 3.228% | 3.228% | 3.228% | 0% | 0% | 0% | 0% | 0% | 0% | 0% | 0% | 0% | 0% | 0% | 0% | 0% | 0% | 0% | 0% | 0% | 0% | 0% | 0% | 0% | 0% | 0% | 0% | 0% | 0% | 0% | 0% | 0% | 0% | 0% | 0% | 0% | 0% | 0% | 0% | 0% | 0% | 0% | 0%
|  |  |  | Include SOFR on EIB | 1 | 1 = yes, 0 = no
|  |  |  | 6M SOFR forward curve - operations period | 0% | % p.a. | 0% | 0% | 0% | 0% | 0% | 0% | 0% | 0% | 0% | 0% | 2.66% | 2.651% | 2.658% | 2.709% | 2.78% | 2.851% | 2.935% | 2.982% | 3.02% | 3.055% | 3.085% | 3.135% | 3.196% | 3.24% | 3.286% | 3.308% | 3.318% | 3.329% | 3.338% | 3.344% | 3.368% | 3.386% | 3.388% | 3.373% | 3.342% | 3.297% | 3.288% | 3.29% | 3.282% | 3.265% | 3.237% | 3.201% | 3.155% | 3.099% | 3.034% | 2.96% | 2.896% | 2.842% | 2.793% | 2.75% | 2.712% | 2.679% | 2.652% | 2.629% | 2.613% | 2.601% | 2.606% | 2.607% | 2.596% | 2.574% | 2.541% | 2.496% | 2.44% | 2.372% | 2.293% | 2.205% | 2.16% | 2.135% | 2.109% | 2.082% | 0% | 0% | 0% | 0% | 0% | 0% | 0% | 0% | 0% | 0% | 0% | 0% | 0% | 0% | 0% | 0% | 0% | 0%
|  |  |  | SOFR forward curve - operations period for EIB |  | % p.a. |  |  | 0% | 0% | 0% | 0% | 0% | 0% | 0% | 0% | 2.66% | 2.651% | 2.658% | 2.709% | 2.78% | 2.851% | 2.935% | 2.982% | 3.02% | 3.055% | 3.085% | 3.135% | 3.196% | 3.24% | 3.286% | 3.308% | 3.318% | 3.329% | 3.338% | 3.344% | 3.368% | 3.386% | 3.388% | 3.373% | 3.342% | 3.297% | 3.288% | 3.29% | 3.282% | 3.265% | 3.237% | 3.201% | 3.155% | 3.099% | 3.034% | 2.96% | 2.896% | 2.842% | 2.793% | 2.75% | 2.712% | 2.679% | 2.652% | 2.629% | 2.613% | 2.601% | 2.606% | 2.607% | 2.596% | 2.574% | 2.541% | 2.496% | 2.44% | 2.372% | 2.293% | 2.205% | 2.16% | 2.135% | 2.109% | 2.082% | 0% | 0% | 0% | 0% | 0% | 0% | 0% | 0% | 0% | 0% | 0% | 0% | 0% | 0% | 0% | 0% | 0% | 0%
|  |  |  | EBL + Senior debt swap rate - sensitivity | 0% | % p.a.
|  |  |  | EIB Swap rate credit margin | 0.27% | % p.a.
|  |  |  | EIB Swap rate | 0 | % p.a. | 0 | 0 | 0% | 0% | 0% | 0% | 0% | 0% | 0% | 0% | 3.228% | 3.228% | 3.228% | 3.228% | 3.228% | 3.228% | 3.228% | 3.228% | 3.228% | 3.228% | 3.228% | 3.228% | 3.228% | 3.228% | 3.228% | 3.228% | 3.228% | 3.228% | 3.228% | 3.228% | 3.228% | 3.228% | 3.228% | 3.228% | 3.228% | 3.228% | 3.228% | 3.228% | 3.228% | 3.228% | 3.228% | 3.228% | 3.228% | 3.228% | 3.228% | 3.228% | 3.228% | 3.228% | 0% | 0% | 0% | 0% | 0% | 0% | 0% | 0% | 0% | 0% | 0% | 0% | 0% | 0% | 0% | 0% | 0% | 0% | 0% | 0% | 0% | 0% | 0% | 0% | 0% | 0% | 0% | 0% | 0% | 0% | 0% | 0% | 0% | 0% | 0% | 0% | 0% | 0% | 0% | 0%
|  |  |  | Hedged portion of EIB | 0% | % | 0% | 0% | 0% | 0% | 0% | 0% | 0% | 0% | 0% | 0% | 77.86% | 78.42% | 78.4% | 77.9% | 77.88% | 77.86% | 77.86% | 78.17% | 78.5% | 78.87% | 79.25% | 79.67% | 80.12% | 80.91% | 81.77% | 82.76% | 83.85% | 85.11% | 86.34% | 87.74% | 89.28% | 91.14% | 93.21% | 95.72% | 98.59% | 100% | 100% | 100% | 100% | 100% | 100% | 100% | 100% | 100% | 100% | 100% | 100% | 100% | 0% | 0% | 0% | 0% | 0% | 0% | 0% | 0% | 0% | 0% | 0% | 0% | 0% | 0% | 0% | 0% | 0% | 0% | 0% | 0% | 0% | 0% | 0% | 0% | 0% | 0% | 0% | 0% | 0% | 0% | 0% | 0% | 0% | 0% | 0% | 0% | 0% | 0% | 0% | 0%
|  |  |  | Unhedged portion of EIB | 0% | % | 0% | 0% | 0% | 0% | 0% | 0% | 0% | 0% | 0% | 0% | 22.14% | 21.58% | 21.6% | 22.1% | 22.12% | 22.14% | 22.14% | 21.83% | 21.5% | 21.13% | 20.75% | 20.33% | 19.88% | 19.09% | 18.23% | 17.24% | 16.15% | 14.89% | 13.66% | 12.26% | 10.72% | 8.86% | 6.794% | 4.281% | 1.408% | 0% | 0% | 0% | 0% | 0% | 0% | 0% | 0% | 0% | 0% | 0% | 0% | 0% | 0% | 0% | 0% | 0% | 0% | 0% | 0% | 0% | 0% | 0% | 0% | 0% | 0% | 0% | 0% | 0% | 0% | 0% | 0% | 0% | 0% | 0% | 0% | 0% | 0% | 0% | 0% | 0% | 0% | 0% | 0% | 0% | 0% | 0% | 0% | 0% | 0% | 0% | 0% | 0%
|  |  |  | SOFR forward curve - operations period for EIB | 0% | % p.a. | 0% | 0% | 0% | 0% | 0% | 0% | 0% | 0% | 0% | 0% | 2.66% | 2.651% | 2.658% | 2.709% | 2.78% | 2.851% | 2.935% | 2.982% | 3.02% | 3.055% | 3.085% | 3.135% | 3.196% | 3.24% | 3.286% | 3.308% | 3.318% | 3.329% | 3.338% | 3.344% | 3.368% | 3.386% | 3.388% | 3.373% | 3.342% | 3.297% | 3.288% | 3.29% | 3.282% | 3.265% | 3.237% | 3.201% | 3.155% | 3.099% | 3.034% | 2.96% | 2.896% | 2.842% | 2.793% | 2.75% | 2.712% | 2.679% | 2.652% | 2.629% | 2.613% | 2.601% | 2.606% | 2.607% | 2.596% | 2.574% | 2.541% | 2.496% | 2.44% | 2.372% | 2.293% | 2.205% | 2.16% | 2.135% | 2.109% | 2.082% | 0% | 0% | 0% | 0% | 0% | 0% | 0% | 0% | 0% | 0% | 0% | 0% | 0% | 0% | 0% | 0% | 0% | 0%
|  |  |  | Operations period flag | 0 | flag | 60 | 0 | 0 | 0 | 0 | 0 | 0 | 0 | 0 | 0 | 1 | 1 | 1 | 1 | 1 | 1 | 1 | 1 | 1 | 1 | 1 | 1 | 1 | 1 | 1 | 1 | 1 | 1 | 1 | 1 | 1 | 1 | 1 | 1 | 1 | 1 | 1 | 1 | 1 | 1 | 1 | 1 | 1 | 1 | 1 | 1 | 1 | 1 | 1 | 1 | 1 | 1 | 1 | 1 | 1 | 1 | 1 | 1 | 1 | 1 | 1 | 1 | 1 | 1 | 1 | 1 | 1 | 1 | 1 | 1 | 0 | 0 | 0 | 0 | 0 | 0 | 0 | 0 | 0 | 0 | 0 | 0 | 0 | 0 | 0 | 0 | 0 | 0
|  |  |  | EIB repayment period base rate - calculated |  | % p.a. |  |  | 0% | 0% | 0% | 0% | 0% | 0% | 0% | 0% | 3.312% | 3.315% | 3.317% | 3.324% | 3.339% | 3.355% | 3.373% | 3.385% | 3.395% | 3.404% | 3.412% | 3.424% | 3.438% | 3.449% | 3.459% | 3.465% | 3.469% | 3.473% | 3.476% | 3.479% | 3.484% | 3.488% | 3.491% | 3.493% | 3.496% | 3.498% | 3.498% | 3.498% | 3.498% | 3.498% | 3.498% | 3.498% | 3.498% | 3.498% | 3.498% | 3.498% | 3.498% | 3.498% | 0% | 0% | 0% | 0% | 0% | 0% | 0% | 0% | 0% | 0% | 0% | 0% | 0% | 0% | 0% | 0% | 0% | 0% | 0% | 0% | 0% | 0% | 0% | 0% | 0% | 0% | 0% | 0% | 0% | 0% | 0% | 0% | 0% | 0% | 0% | 0% | 0% | 0% | 0% | 0%
EIB interest
Margin
|  |  |  | EIB margin - sensitivity | 0% | % p.a.
|  |  |  | EIB margin - Year 1 | 2.45% | % p.a.
|  |  |  | EIB margin - Year 2 | 2.45% | % p.a.
|  |  |  | EIB margin - Year 3 | 2.45% | % p.a.
|  |  |  | EIB margin - Year 4 | 2.45% | % p.a.
|  |  |  | EIB margin - Year 5 | 2.45% | % p.a.
|  |  |  | EIB margin - Year 6 | 2.45% | % p.a.
|  |  |  | EIB margin - Year 7 | 2.45% | % p.a.
|  |  |  | EIB margin - Year 8 | 2.45% | % p.a.
|  |  |  | EIB margin - Year 9 | 2.45% | % p.a.
|  |  |  | EIB margin - Year 10 | 2.45% | % p.a.
|  |  |  | EIB margin - Year 11 | 2.45% | % p.a.
|  |  |  | EIB margin - Year 12 | 2.45% | % p.a.
|  |  |  | EIB margin - Year 13 | 2.45% | % p.a.
|  |  |  | EIB margin - Year 14 | 2.45% | % p.a.
|  |  |  | EIB margin - Year 15 | 2.45% | % p.a.
|  |  |  | EIB margin - Year 16 | 2.45% | % p.a.
|  |  |  | EIB margin - Year 17 | 2.45% | % p.a.
|  |  |  | EIB margin - Year 18 | 2.45% | % p.a.
|  |  |  | EIB margin - Year 19 | 2.45% | % p.a.
|  |  |  | EIB margin - Year 20 | 2.45% | % p.a.
|  |  |  | EIB margin - Year 21 | 2.45% | % p.a.
|  |  |  | EIB margin - Year 22 | 2.45% | % p.a.
|  |  |  | EIB margin - Year 23 | 2.45% | % p.a.
|  |  |  | EIB margin - Year 24 | 2.45% | % p.a.
|  |  |  | EIB margin - Year 25 | 2.45% | % p.a.
|  |  |  | EIB margin - Year 26 | 0% | % p.a.
|  |  |  | EIB margin - Year 27 | 0% | % p.a.
|  |  |  | EIB margin - Year 28 | 0% | % p.a.
|  |  |  | EIB margin - Year 29 | 0% | % p.a.
|  |  |  | EIB margin - Year 30 | 0% | % p.a.
|  |  |  | EIB margin - Year 31 | 0% | % p.a.
|  |  |  | EIB margin - Year 32 | 0% | % p.a.
|  |  |  | EIB debt service year counter | 0 | year | 0 | 0 | 0 | 0 | 0 | 0 | 0 | 0 | 0 | 0 | 1 | 1 | 2 | 2 | 3 | 3 | 4 | 4 | 5 | 5 | 6 | 6 | 7 | 7 | 8 | 8 | 9 | 9 | 10 | 10 | 11 | 11 | 12 | 12 | 13 | 13 | 14 | 14 | 15 | 15 | 16 | 16 | 17 | 17 | 18 | 18 | 19 | 19 | 0 | 0 | 0 | 0 | 0 | 0 | 0 | 0 | 0 | 0 | 0 | 0 | 0 | 0 | 0 | 0 | 0 | 0 | 0 | 0 | 0 | 0 | 0 | 0 | 0 | 0 | 0 | 0 | 0 | 0 | 0 | 0 | 0 | 0 | 0 | 0 | 0 | 0 | 0 | 0
|  |  |  | EIB debt service period flag | 0 | flag | 38 | 0 | 0 | 0 | 0 | 0 | 0 | 0 | 0 | 0 | 1 | 1 | 1 | 1 | 1 | 1 | 1 | 1 | 1 | 1 | 1 | 1 | 1 | 1 | 1 | 1 | 1 | 1 | 1 | 1 | 1 | 1 | 1 | 1 | 1 | 1 | 1 | 1 | 1 | 1 | 1 | 1 | 1 | 1 | 1 | 1 | 1 | 1 | 0 | 0 | 0 | 0 | 0 | 0 | 0 | 0 | 0 | 0 | 0 | 0 | 0 | 0 | 0 | 0 | 0 | 0 | 0 | 0 | 0 | 0 | 0 | 0 | 0 | 0 | 0 | 0 | 0 | 0 | 0 | 0 | 0 | 0 | 0 | 0 | 0 | 0 | 0 | 0
|  |  |  | Applicable annual EIB margin |  | % p.a. |  |  | 0% | 0% | 0% | 0% | 0% | 0% | 0% | 0% | 2.45% | 2.45% | 2.45% | 2.45% | 2.45% | 2.45% | 2.45% | 2.45% | 2.45% | 2.45% | 2.45% | 2.45% | 2.45% | 2.45% | 2.45% | 2.45% | 2.45% | 2.45% | 2.45% | 2.45% | 2.45% | 2.45% | 2.45% | 2.45% | 2.45% | 2.45% | 2.45% | 2.45% | 2.45% | 2.45% | 2.45% | 2.45% | 2.45% | 2.45% | 2.45% | 2.45% | 2.45% | 2.45% | 0% | 0% | 0% | 0% | 0% | 0% | 0% | 0% | 0% | 0% | 0% | 0% | 0% | 0% | 0% | 0% | 0% | 0% | 0% | 0% | 0% | 0% | 0% | 0% | 0% | 0% | 0% | 0% | 0% | 0% | 0% | 0% | 0% | 0% | 0% | 0% | 0% | 0% | 0% | 0%
All-in-interest rate
|  |  |  | Senior debt day count convention | 360 | days
|  |  |  | Days in EIB debt service period | 0 | days | 6849 | 0 | 0 | 0 | 0 | 0 | 0 | 0 | 0 | 0 | 184 | 181 | 184 | 181 | 184 | 182 | 184 | 181 | 184 | 181 | 184 | 181 | 184 | 182 | 184 | 181 | 184 | 181 | 184 | 181 | 184 | 182 | 184 | 181 | 184 | 181 | 184 | 181 | 184 | 182 | 184 | 181 | 184 | 181 | 184 | 181 | 184 | 91 | 0 | 0 | 0 | 0 | 0 | 0 | 0 | 0 | 0 | 0 | 0 | 0 | 0 | 0 | 0 | 0 | 0 | 0 | 0 | 0 | 0 | 0 | 0 | 0 | 0 | 0 | 0 | 0 | 0 | 0 | 0 | 0 | 0 | 0 | 0 | 0 | 0 | 0 | 0 | 0
|  |  |  | Senior debt service period ppf - adjusted | 0 | factor | 37.2554 | 0 | 0 | 0 | 0 | 0 | 0 | 0 | 0 | 0 | 0.75543 | 1 | 1 | 1 | 1 | 1 | 1 | 1 | 1 | 1 | 1 | 1 | 1 | 1 | 1 | 1 | 1 | 1 | 1 | 1 | 1 | 1 | 1 | 1 | 1 | 1 | 1 | 1 | 1 | 1 | 1 | 1 | 1 | 1 | 1 | 1 | 1 | 0.5 | 0 | 0 | 0 | 0 | 0 | 0 | 0 | 0 | 0 | 0 | 0 | 0 | 0 | 0 | 0 | 0 | 0 | 0 | 0 | 0 | 0 | 0 | 0 | 0 | 0 | 0 | 0 | 0 | 0 | 0 | 0 | 0 | 0 | 0 | 0 | 0 | 0 | 0 | 0 | 0
|  |  |  | First operations period flag | 0 | flag | 1 | 0 | 0 | 0 | 0 | 0 | 0 | 0 | 0 | 0 | 1 | 0 | 0 | 0 | 0 | 0 | 0 | 0 | 0 | 0 | 0 | 0 | 0 | 0 | 0 | 0 | 0 | 0 | 0 | 0 | 0 | 0 | 0 | 0 | 0 | 0 | 0 | 0 | 0 | 0 | 0 | 0 | 0 | 0 | 0 | 0 | 0 | 0 | 0 | 0 | 0 | 0 | 0 | 0 | 0 | 0 | 0 | 0 | 0 | 0 | 0 | 0 | 0 | 0 | 0 | 0 | 0 | 0 | 0 | 0 | 0 | 0 | 0 | 0 | 0 | 0 | 0 | 0 | 0 | 0 | 0 | 0 | 0 | 0 | 0 | 0 | 0 | 0
|  |  |  | EIB repayment period base rate - calculated | 0% | % p.a. | 0% | 0% | 0% | 0% | 0% | 0% | 0% | 0% | 0% | 0% | 3.312% | 3.315% | 3.317% | 3.324% | 3.339% | 3.355% | 3.373% | 3.385% | 3.395% | 3.404% | 3.412% | 3.424% | 3.438% | 3.449% | 3.459% | 3.465% | 3.469% | 3.473% | 3.476% | 3.479% | 3.484% | 3.488% | 3.491% | 3.493% | 3.496% | 3.498% | 3.498% | 3.498% | 3.498% | 3.498% | 3.498% | 3.498% | 3.498% | 3.498% | 3.498% | 3.498% | 3.498% | 3.498% | 0% | 0% | 0% | 0% | 0% | 0% | 0% | 0% | 0% | 0% | 0% | 0% | 0% | 0% | 0% | 0% | 0% | 0% | 0% | 0% | 0% | 0% | 0% | 0% | 0% | 0% | 0% | 0% | 0% | 0% | 0% | 0% | 0% | 0% | 0% | 0% | 0% | 0% | 0% | 0%
|  |  |  | Applicable annual EIB margin | 0% | % p.a. | 0% | 0% | 0% | 0% | 0% | 0% | 0% | 0% | 0% | 0% | 2.45% | 2.45% | 2.45% | 2.45% | 2.45% | 2.45% | 2.45% | 2.45% | 2.45% | 2.45% | 2.45% | 2.45% | 2.45% | 2.45% | 2.45% | 2.45% | 2.45% | 2.45% | 2.45% | 2.45% | 2.45% | 2.45% | 2.45% | 2.45% | 2.45% | 2.45% | 2.45% | 2.45% | 2.45% | 2.45% | 2.45% | 2.45% | 2.45% | 2.45% | 2.45% | 2.45% | 2.45% | 2.45% | 0% | 0% | 0% | 0% | 0% | 0% | 0% | 0% | 0% | 0% | 0% | 0% | 0% | 0% | 0% | 0% | 0% | 0% | 0% | 0% | 0% | 0% | 0% | 0% | 0% | 0% | 0% | 0% | 0% | 0% | 0% | 0% | 0% | 0% | 0% | 0% | 0% | 0% | 0% | 0%
|  |  |  | EIB debt service period flag | 0 | flag | 38 | 0 | 0 | 0 | 0 | 0 | 0 | 0 | 0 | 0 | 1 | 1 | 1 | 1 | 1 | 1 | 1 | 1 | 1 | 1 | 1 | 1 | 1 | 1 | 1 | 1 | 1 | 1 | 1 | 1 | 1 | 1 | 1 | 1 | 1 | 1 | 1 | 1 | 1 | 1 | 1 | 1 | 1 | 1 | 1 | 1 | 1 | 1 | 0 | 0 | 0 | 0 | 0 | 0 | 0 | 0 | 0 | 0 | 0 | 0 | 0 | 0 | 0 | 0 | 0 | 0 | 0 | 0 | 0 | 0 | 0 | 0 | 0 | 0 | 0 | 0 | 0 | 0 | 0 | 0 | 0 | 0 | 0 | 0 | 0 | 0 | 0 | 0
|  |  |  | EIB repayment period interest rate |  | % |  |  | 0% | 0% | 0% | 0% | 0% | 0% | 0% | 0% | 2.225% | 2.899% | 2.947% | 2.903% | 2.959% | 2.935% | 2.976% | 2.934% | 2.988% | 2.943% | 2.996% | 2.953% | 3.009% | 2.982% | 3.02% | 2.974% | 3.025% | 2.978% | 3.029% | 2.981% | 3.033% | 3.002% | 3.036% | 2.988% | 3.039% | 2.991% | 3.04% | 2.991% | 3.04% | 3.007% | 3.04% | 2.991% | 3.04% | 2.991% | 3.04% | 2.991% | 3.04% | 1.504% | 0% | 0% | 0% | 0% | 0% | 0% | 0% | 0% | 0% | 0% | 0% | 0% | 0% | 0% | 0% | 0% | 0% | 0% | 0% | 0% | 0% | 0% | 0% | 0% | 0% | 0% | 0% | 0% | 0% | 0% | 0% | 0% | 0% | 0% | 0% | 0% | 0% | 0% | 0% | 0%
EIB interest
|  |  |  | EIB construction end amount | 20431.0959 | USD 000s
|  |  |  | EIB balance BEG | 0 | USD 000s | 0 | 0 | 0 | 0 | 0 | 0 | 0 | 0 | 0 | 0 | 20431.0959 | 20283.992 | 19912.146 | 19491.2655 | 19084.6866 | 18680.1509 | 18300.1326 | 17804.7253 | 17328.7516 | 16808.9186 | 16310.5248 | 15781.5539 | 15276.2573 | 14676.0439 | 14100.0011 | 13466.1858 | 12852.0925 | 12186.4646 | 11658.4223 | 11092.5329 | 10549.0315 | 9942.1061 | 9356.5711 | 8717.2318 | 8097.783 | 7539.7977 | 7027.5438 | 6409.2348 | 5888.2418 | 5322.3005 | 4774.7471 | 4178.1591 | 3597.916 | 2968.6383 | 2353.6623 | 1689.6516 | 1039.9428 | 339.1562 | 2.1728e-05 | 2.1728e-05 | 2.1728e-05 | 2.1728e-05 | 2.1728e-05 | 2.1728e-05 | 2.1728e-05 | 2.1728e-05 | 2.1728e-05 | 2.1728e-05 | 2.1728e-05 | 2.1728e-05 | 2.1728e-05 | 2.1728e-05 | 2.1728e-05 | 2.1728e-05 | 2.1728e-05 | 2.1728e-05 | 2.1728e-05 | 2.1728e-05 | 2.1728e-05 | 2.1728e-05 | 2.1728e-05 | 2.1728e-05 | 2.1728e-05 | 2.1728e-05 | 2.1728e-05 | 2.1728e-05 | 2.1728e-05 | 2.1728e-05 | 2.1728e-05 | 2.1728e-05 | 2.1728e-05 | 2.1728e-05 | 2.1728e-05 | 2.1728e-05 | 2.1728e-05 | 2.1728e-05 | 2.1728e-05 | 2.1728e-05
|  |  |  | First operations period flag | 0 | flag | 1 | 0 | 0 | 0 | 0 | 0 | 0 | 0 | 0 | 0 | 1 | 0 | 0 | 0 | 0 | 0 | 0 | 0 | 0 | 0 | 0 | 0 | 0 | 0 | 0 | 0 | 0 | 0 | 0 | 0 | 0 | 0 | 0 | 0 | 0 | 0 | 0 | 0 | 0 | 0 | 0 | 0 | 0 | 0 | 0 | 0 | 0 | 0 | 0 | 0 | 0 | 0 | 0 | 0 | 0 | 0 | 0 | 0 | 0 | 0 | 0 | 0 | 0 | 0 | 0 | 0 | 0 | 0 | 0 | 0 | 0 | 0 | 0 | 0 | 0 | 0 | 0 | 0 | 0 | 0 | 0 | 0 | 0 | 0 | 0 | 0 | 0 | 0
|  |  |  | EIB balance BEG adjusted for partial period |  | USD 000s |  |  | 0 | 0 | 0 | 0 | 0 | 0 | 0 | 0 | 20431.0959 | 20283.992 | 19912.146 | 19491.2655 | 19084.6866 | 18680.1509 | 18300.1326 | 17804.7253 | 17328.7516 | 16808.9186 | 16310.5248 | 15781.5539 | 15276.2573 | 14676.0439 | 14100.0011 | 13466.1858 | 12852.0925 | 12186.4646 | 11658.4223 | 11092.5329 | 10549.0315 | 9942.1061 | 9356.5711 | 8717.2318 | 8097.783 | 7539.7977 | 7027.5438 | 6409.2348 | 5888.2418 | 5322.3005 | 4774.7471 | 4178.1591 | 3597.916 | 2968.6383 | 2353.6623 | 1689.6516 | 1039.9428 | 339.1562 | 2.1728e-05 | 2.1728e-05 | 2.1728e-05 | 2.1728e-05 | 2.1728e-05 | 2.1728e-05 | 2.1728e-05 | 2.1728e-05 | 2.1728e-05 | 2.1728e-05 | 2.1728e-05 | 2.1728e-05 | 2.1728e-05 | 2.1728e-05 | 2.1728e-05 | 2.1728e-05 | 2.1728e-05 | 2.1728e-05 | 2.1728e-05 | 2.1728e-05 | 2.1728e-05 | 2.1728e-05 | 2.1728e-05 | 2.1728e-05 | 2.1728e-05 | 2.1728e-05 | 2.1728e-05 | 2.1728e-05 | 2.1728e-05 | 2.1728e-05 | 2.1728e-05 | 2.1728e-05 | 2.1728e-05 | 2.1728e-05 | 2.1728e-05 | 2.1728e-05 | 2.1728e-05 | 2.1728e-05 | 2.1728e-05 | 2.1728e-05
|  |  |  | EIB repayment period interest rate | 0% | % | 0% | 0% | 0% | 0% | 0% | 0% | 0% | 0% | 0% | 0% | 2.225% | 2.899% | 2.947% | 2.903% | 2.959% | 2.935% | 2.976% | 2.934% | 2.988% | 2.943% | 2.996% | 2.953% | 3.009% | 2.982% | 3.02% | 2.974% | 3.025% | 2.978% | 3.029% | 2.981% | 3.033% | 3.002% | 3.036% | 2.988% | 3.039% | 2.991% | 3.04% | 2.991% | 3.04% | 3.007% | 3.04% | 2.991% | 3.04% | 2.991% | 3.04% | 2.991% | 3.04% | 1.504% | 0% | 0% | 0% | 0% | 0% | 0% | 0% | 0% | 0% | 0% | 0% | 0% | 0% | 0% | 0% | 0% | 0% | 0% | 0% | 0% | 0% | 0% | 0% | 0% | 0% | 0% | 0% | 0% | 0% | 0% | 0% | 0% | 0% | 0% | 0% | 0% | 0% | 0% | 0% | 0%
|  |  |  | EIB balance BEG adjusted for partial period | 0 | USD 000s | 0 | 0 | 0 | 0 | 0 | 0 | 0 | 0 | 0 | 0 | 20431.0959 | 20283.992 | 19912.146 | 19491.2655 | 19084.6866 | 18680.1509 | 18300.1326 | 17804.7253 | 17328.7516 | 16808.9186 | 16310.5248 | 15781.5539 | 15276.2573 | 14676.0439 | 14100.0011 | 13466.1858 | 12852.0925 | 12186.4646 | 11658.4223 | 11092.5329 | 10549.0315 | 9942.1061 | 9356.5711 | 8717.2318 | 8097.783 | 7539.7977 | 7027.5438 | 6409.2348 | 5888.2418 | 5322.3005 | 4774.7471 | 4178.1591 | 3597.916 | 2968.6383 | 2353.6623 | 1689.6516 | 1039.9428 | 339.1562 | 2.1728e-05 | 2.1728e-05 | 2.1728e-05 | 2.1728e-05 | 2.1728e-05 | 2.1728e-05 | 2.1728e-05 | 2.1728e-05 | 2.1728e-05 | 2.1728e-05 | 2.1728e-05 | 2.1728e-05 | 2.1728e-05 | 2.1728e-05 | 2.1728e-05 | 2.1728e-05 | 2.1728e-05 | 2.1728e-05 | 2.1728e-05 | 2.1728e-05 | 2.1728e-05 | 2.1728e-05 | 2.1728e-05 | 2.1728e-05 | 2.1728e-05 | 2.1728e-05 | 2.1728e-05 | 2.1728e-05 | 2.1728e-05 | 2.1728e-05 | 2.1728e-05 | 2.1728e-05 | 2.1728e-05 | 2.1728e-05 | 2.1728e-05 | 2.1728e-05 | 2.1728e-05 | 2.1728e-05 | 2.1728e-05 | 2.1728e-05
|  |  |  | EIB interest POS |  | USD 000s | 12507.6535 |  | 0 | 0 | 0 | 0 | 0 | 0 | 0 | 0 | 454.5759 | 587.9513 | 586.8793 | 565.8101 | 564.6971 | 548.2049 | 544.6824 | 522.3675 | 517.7153 | 494.7699 | 488.7108 | 466.0921 | 459.7205 | 437.6632 | 425.8648 | 400.4886 | 388.8107 | 362.9006 | 353.1255 | 330.6723 | 319.9476 | 298.4642 | 284.0896 | 260.4559 | 246.0889 | 225.4793 | 213.6436 | 191.6696 | 179.0078 | 160.0439 | 145.1566 | 124.9488 | 109.3798 | 88.7778 | 71.5534 | 50.5294 | 31.6152 | 5.0993 | 0 | 0 | 0 | 0 | 0 | 0 | 0 | 0 | 0 | 0 | 0 | 0 | 0 | 0 | 0 | 0 | 0 | 0 | 0 | 0 | 0 | 0 | 0 | 0 | 0 | 0 | 0 | 0 | 0 | 0 | 0 | 0 | 0 | 0 | 0 | 0 | 0 | 0 | 0 | 0
|  |  |  | EIB interest |  | USD 000s | -12507.6535 |  | 0 | 0 | 0 | 0 | 0 | 0 | 0 | 0 | -454.5759 | -587.9513 | -586.8793 | -565.8101 | -564.6971 | -548.2049 | -544.6824 | -522.3675 | -517.7153 | -494.7699 | -488.7108 | -466.0921 | -459.7205 | -437.6632 | -425.8648 | -400.4886 | -388.8107 | -362.9006 | -353.1255 | -330.6723 | -319.9476 | -298.4642 | -284.0896 | -260.4559 | -246.0889 | -225.4793 | -213.6436 | -191.6696 | -179.0078 | -160.0439 | -145.1566 | -124.9488 | -109.3798 | -88.7778 | -71.5534 | -50.5294 | -31.6152 | -5.0993 | 0 | 0 | 0 | 0 | 0 | 0 | 0 | 0 | 0 | 0 | 0 | 0 | 0 | 0 | 0 | 0 | 0 | 0 | 0 | 0 | 0 | 0 | 0 | 0 | 0 | 0 | 0 | 0 | 0 | 0 | 0 | 0 | 0 | 0 | 0 | 0 | 0 | 0 | 0 | 0
EIB repayment
|  |  |  | EIB Loan repayment % | 0% | % | 0% | 0% | 0% | 0% | 0% | 0% | 0% | 0% | 0% | 0% | 20% | 19.97% | 19.97% | 19.98% | 19.98% | 19.98% | 19.97% | 19.98% | 19.97% | 19.97% | 19.97% | 19.97% | 19.96% | 19.96% | 19.95% | 19.95% | 19.94% | 19.94% | 19.94% | 19.94% | 19.92% | 19.92% | 19.91% | 19.91% | 19.9% | 19.89% | 19.87% | 19.87% | 19.85% | 19.85% | 19.83% | 19.82% | 19.8% | 19.8% | 19.76% | 19.77% | 19.7% | 19.62% | 0% | 0% | 0% | 0% | 0% | 0% | 0% | 0% | 0% | 0% | 0% | 0% | 0% | 0% | 0% | 0% | 0% | 0% | 0% | 0% | 0% | 0% | 0% | 0% | 0% | 0% | 0% | 0% | 0% | 0% | 0% | 0% | 0% | 0% | 0% | 0% | 0% | 0% | 0% | 0%
|  |  |  | Senior debt repayment amount | 0 | USD 000s | 97070.4392 | 0 | 0 | 0 | 0 | 0 | 0 | 0 | 0 | 0 | 572.6138 | 1874.9048 | 2143.3638 | 2034.5385 | 2032.8822 | 1889.4789 | 2113.9252 | 2012.7414 | 2240.8735 | 2143.0326 | 2304.9479 | 2192.0157 | 2403.8346 | 2297.8064 | 2576.4049 | 2495.7247 | 2750.2868 | 2139.319 | 2335.0801 | 2231.5816 | 2538.6749 | 2450.7091 | 2714.3571 | 2626.6032 | 2375.6265 | 2174.0434 | 2979.5039 | 2990.0152 | 3244.8858 | 3134.3709 | 3403.858 | 3301.3041 | 3576.664 | 3477.5932 | 3758.5697 | 3662.0633 | 3948.9104 | 1927.3303 | 0 | 0 | 0 | 0 | 0 | 0 | 0 | 0 | 0 | 0 | 0 | 0 | 0 | 0 | 0 | 0 | 0 | 0 | 0 | 0 | 0 | 0 | 0 | 0 | 0 | 0 | 0 | 0 | 0 | 0 | 0 | 0 | 0 | 0 | 0 | 0 | 0 | 0 | 0 | 0
|  |  |  | EIB repayment - calc |  | USD 000s | 19304.1539 |  | 0 | 0 | 0 | 0 | 0 | 0 | 0 | 0 | 114.5113 | 374.3419 | 427.9959 | 406.4135 | 406.0792 | 377.4648 | 422.2439 | 402.0619 | 447.5112 | 427.9646 | 460.196 | 437.6385 | 479.7802 | 458.6174 | 514.0477 | 497.9201 | 548.509 | 426.6667 | 465.5031 | 444.8798 | 505.8265 | 488.2432 | 540.5021 | 522.9942 | 472.7004 | 432.4686 | 592.135 | 594.0669 | 644.1269 | 622.0189 | 674.8953 | 654.3835 | 708.2001 | 688.5403 | 742.8616 | 723.8172 | 777.9756 | 378.0507 | 0 | 0 | 0 | 0 | 0 | 0 | 0 | 0 | 0 | 0 | 0 | 0 | 0 | 0 | 0 | 0 | 0 | 0 | 0 | 0 | 0 | 0 | 0 | 0 | 0 | 0 | 0 | 0 | 0 | 0 | 0 | 0 | 0 | 0 | 0 | 0 | 0 | 0 | 0 | 0
|  |  |  | EIB repayment - calc | 0 | USD 000s | 19304.1539 | 0 | 0 | 0 | 0 | 0 | 0 | 0 | 0 | 0 | 114.5113 | 374.3419 | 427.9959 | 406.4135 | 406.0792 | 377.4648 | 422.2439 | 402.0619 | 447.5112 | 427.9646 | 460.196 | 437.6385 | 479.7802 | 458.6174 | 514.0477 | 497.9201 | 548.509 | 426.6667 | 465.5031 | 444.8798 | 505.8265 | 488.2432 | 540.5021 | 522.9942 | 472.7004 | 432.4686 | 592.135 | 594.0669 | 644.1269 | 622.0189 | 674.8953 | 654.3835 | 708.2001 | 688.5403 | 742.8616 | 723.8172 | 777.9756 | 378.0507 | 0 | 0 | 0 | 0 | 0 | 0 | 0 | 0 | 0 | 0 | 0 | 0 | 0 | 0 | 0 | 0 | 0 | 0 | 0 | 0 | 0 | 0 | 0 | 0 | 0 | 0 | 0 | 0 | 0 | 0 | 0 | 0 | 0 | 0 | 0 | 0 | 0 | 0 | 0 | 0
|  |  |  | EIB debt service period flag | 0 | flag | 38 | 0 | 0 | 0 | 0 | 0 | 0 | 0 | 0 | 0 | 1 | 1 | 1 | 1 | 1 | 1 | 1 | 1 | 1 | 1 | 1 | 1 | 1 | 1 | 1 | 1 | 1 | 1 | 1 | 1 | 1 | 1 | 1 | 1 | 1 | 1 | 1 | 1 | 1 | 1 | 1 | 1 | 1 | 1 | 1 | 1 | 1 | 1 | 0 | 0 | 0 | 0 | 0 | 0 | 0 | 0 | 0 | 0 | 0 | 0 | 0 | 0 | 0 | 0 | 0 | 0 | 0 | 0 | 0 | 0 | 0 | 0 | 0 | 0 | 0 | 0 | 0 | 0 | 0 | 0 | 0 | 0 | 0 | 0 | 0 | 0 | 0 | 0
|  |  |  | EIB repayment |  | USD 000s | 19304.1539 |  | 0 | 0 | 0 | 0 | 0 | 0 | 0 | 0 | 114.5113 | 374.3419 | 427.9959 | 406.4135 | 406.0792 | 377.4648 | 422.2439 | 402.0619 | 447.5112 | 427.9646 | 460.196 | 437.6385 | 479.7802 | 458.6174 | 514.0477 | 497.9201 | 548.509 | 426.6667 | 465.5031 | 444.8798 | 505.8265 | 488.2432 | 540.5021 | 522.9942 | 472.7004 | 432.4686 | 592.135 | 594.0669 | 644.1269 | 622.0189 | 674.8953 | 654.3835 | 708.2001 | 688.5403 | 742.8616 | 723.8172 | 777.9756 | 378.0507 | 0 | 0 | 0 | 0 | 0 | 0 | 0 | 0 | 0 | 0 | 0 | 0 | 0 | 0 | 0 | 0 | 0 | 0 | 0 | 0 | 0 | 0 | 0 | 0 | 0 | 0 | 0 | 0 | 0 | 0 | 0 | 0 | 0 | 0 | 0 | 0 | 0 | 0 | 0 | 0
|  |  |  | EIB balance BEG | 0 | USD 000s | 0 | 0 | 0 | 0 | 0 | 0 | 0 | 0 | 0 | 0 | 20431.0959 | 20283.992 | 19912.146 | 19491.2655 | 19084.6866 | 18680.1509 | 18300.1326 | 17804.7253 | 17328.7516 | 16808.9186 | 16310.5248 | 15781.5539 | 15276.2573 | 14676.0439 | 14100.0011 | 13466.1858 | 12852.0925 | 12186.4646 | 11658.4223 | 11092.5329 | 10549.0315 | 9942.1061 | 9356.5711 | 8717.2318 | 8097.783 | 7539.7977 | 7027.5438 | 6409.2348 | 5888.2418 | 5322.3005 | 4774.7471 | 4178.1591 | 3597.916 | 2968.6383 | 2353.6623 | 1689.6516 | 1039.9428 | 339.1562 | 2.1728e-05 | 2.1728e-05 | 2.1728e-05 | 2.1728e-05 | 2.1728e-05 | 2.1728e-05 | 2.1728e-05 | 2.1728e-05 | 2.1728e-05 | 2.1728e-05 | 2.1728e-05 | 2.1728e-05 | 2.1728e-05 | 2.1728e-05 | 2.1728e-05 | 2.1728e-05 | 2.1728e-05 | 2.1728e-05 | 2.1728e-05 | 2.1728e-05 | 2.1728e-05 | 2.1728e-05 | 2.1728e-05 | 2.1728e-05 | 2.1728e-05 | 2.1728e-05 | 2.1728e-05 | 2.1728e-05 | 2.1728e-05 | 2.1728e-05 | 2.1728e-05 | 2.1728e-05 | 2.1728e-05 | 2.1728e-05 | 2.1728e-05 | 2.1728e-05 | 2.1728e-05 | 2.1728e-05 | 2.1728e-05 | 2.1728e-05
|  |  |  | EIB repayment | 0 | USD 000s | 19304.1539 | 0 | 0 | 0 | 0 | 0 | 0 | 0 | 0 | 0 | 114.5113 | 374.3419 | 427.9959 | 406.4135 | 406.0792 | 377.4648 | 422.2439 | 402.0619 | 447.5112 | 427.9646 | 460.196 | 437.6385 | 479.7802 | 458.6174 | 514.0477 | 497.9201 | 548.509 | 426.6667 | 465.5031 | 444.8798 | 505.8265 | 488.2432 | 540.5021 | 522.9942 | 472.7004 | 432.4686 | 592.135 | 594.0669 | 644.1269 | 622.0189 | 674.8953 | 654.3835 | 708.2001 | 688.5403 | 742.8616 | 723.8172 | 777.9756 | 378.0507 | 0 | 0 | 0 | 0 | 0 | 0 | 0 | 0 | 0 | 0 | 0 | 0 | 0 | 0 | 0 | 0 | 0 | 0 | 0 | 0 | 0 | 0 | 0 | 0 | 0 | 0 | 0 | 0 | 0 | 0 | 0 | 0 | 0 | 0 | 0 | 0 | 0 | 0 | 0 | 0
|  |  |  | EIB debt service period flag | 0 | flag | 38 | 0 | 0 | 0 | 0 | 0 | 0 | 0 | 0 | 0 | 1 | 1 | 1 | 1 | 1 | 1 | 1 | 1 | 1 | 1 | 1 | 1 | 1 | 1 | 1 | 1 | 1 | 1 | 1 | 1 | 1 | 1 | 1 | 1 | 1 | 1 | 1 | 1 | 1 | 1 | 1 | 1 | 1 | 1 | 1 | 1 | 1 | 1 | 0 | 0 | 0 | 0 | 0 | 0 | 0 | 0 | 0 | 0 | 0 | 0 | 0 | 0 | 0 | 0 | 0 | 0 | 0 | 0 | 0 | 0 | 0 | 0 | 0 | 0 | 0 | 0 | 0 | 0 | 0 | 0 | 0 | 0 | 0 | 0 | 0 | 0 | 0 | 0
|  |  |  | EIB scheduled repayment |  | USD 000s | 19265.2594 |  | 0 | 0 | 0 | 0 | 0 | 0 | 0 | 0 | 114.5113 | 374.3419 | 427.9959 | 406.4135 | 406.0792 | 377.4648 | 422.2439 | 402.0619 | 447.5112 | 427.9646 | 460.196 | 437.6385 | 479.7802 | 458.6174 | 514.0477 | 497.9201 | 548.509 | 426.6667 | 465.5031 | 444.8798 | 505.8265 | 488.2432 | 540.5021 | 522.9942 | 472.7004 | 432.4686 | 592.135 | 594.0669 | 644.1269 | 622.0189 | 674.8953 | 654.3835 | 708.2001 | 688.5403 | 742.8616 | 723.8172 | 777.9756 | 339.1562 | 0 | 0 | 0 | 0 | 0 | 0 | 0 | 0 | 0 | 0 | 0 | 0 | 0 | 0 | 0 | 0 | 0 | 0 | 0 | 0 | 0 | 0 | 0 | 0 | 0 | 0 | 0 | 0 | 0 | 0 | 0 | 0 | 0 | 0 | 0 | 0 | 0 | 0 | 0 | 0
|  |  |  | EIB repayment profile fixed | 1 | 1 = yes, 0 = no
|  |  |  | EIB construction end amount | 20431.0959 | USD 000s
|  |  |  | EIB scheduled repayment | 0 | USD 000s | 19265.2594 | 0 | 0 | 0 | 0 | 0 | 0 | 0 | 0 | 0 | 114.5113 | 374.3419 | 427.9959 | 406.4135 | 406.0792 | 377.4648 | 422.2439 | 402.0619 | 447.5112 | 427.9646 | 460.196 | 437.6385 | 479.7802 | 458.6174 | 514.0477 | 497.9201 | 548.509 | 426.6667 | 465.5031 | 444.8798 | 505.8265 | 488.2432 | 540.5021 | 522.9942 | 472.7004 | 432.4686 | 592.135 | 594.0669 | 644.1269 | 622.0189 | 674.8953 | 654.3835 | 708.2001 | 688.5403 | 742.8616 | 723.8172 | 777.9756 | 339.1562 | 0 | 0 | 0 | 0 | 0 | 0 | 0 | 0 | 0 | 0 | 0 | 0 | 0 | 0 | 0 | 0 | 0 | 0 | 0 | 0 | 0 | 0 | 0 | 0 | 0 | 0 | 0 | 0 | 0 | 0 | 0 | 0 | 0 | 0 | 0 | 0 | 0 | 0 | 0 | 0
|  |  |  | EIB repayment profile fixed - Input | 0% | % | 87.5% | 0% | 0% | 0% | 0% | 0% | 0% | 0% | 0% | 0% | 0.72% | 1.82% | 2.06% | 1.99% | 1.98% | 1.86% | 2.06% | 1.98% | 2.17% | 2.08% | 2.21% | 2.11% | 2.28% | 2.18% | 2.41% | 2.33% | 2.53% | 1.94% | 2.08% | 1.99% | 2.24% | 2.15% | 2.36% | 2.28% | 1.99% | 1.8% | 2.53% | 2.55% | 2.77% | 2.68% | 2.92% | 2.84% | 3.08% | 3.01% | 3.25% | 3.18% | 3.43% | 1.66% | 0% | 0% | 0% | 0% | 0% | 0% | 0% | 0% | 0% | 0% | 0% | 0% | 0% | 0% | 0% | 0% | 0% | 0% | 0% | 0% | 0% | 0% | 0% | 0% | 0% | 0% | 0% | 0% | 0% | 0% | 0% | 0% | 0% | 0% | 0% | 0% | 0% | 0% | 0% | 0% | 0% | 0% | 0% | 0%
|  |  |  | EIB sculpted rpmt % profile - calc |  | % | 87.5% |  | 0% | 0% | 0% | 0% | 0% | 0% | 0% | 0% | 0.72% | 1.82% | 2.06% | 1.99% | 1.98% | 1.86% | 2.06% | 1.98% | 2.17% | 2.08% | 2.21% | 2.11% | 2.28% | 2.18% | 2.41% | 2.33% | 2.53% | 1.94% | 2.08% | 1.99% | 2.24% | 2.15% | 2.36% | 2.28% | 1.99% | 1.8% | 2.53% | 2.55% | 2.77% | 2.68% | 2.92% | 2.84% | 3.08% | 3.01% | 3.25% | 3.18% | 3.43% | 1.66% | 0% | 0% | 0% | 0% | 0% | 0% | 0% | 0% | 0% | 0% | 0% | 0% | 0% | 0% | 0% | 0% | 0% | 0% | 0% | 0% | 0% | 0% | 0% | 0% | 0% | 0% | 0% | 0% | 0% | 0% | 0% | 0% | 0% | 0% | 0% | 0% | 0% | 0% | 0% | 0%
|  |  |  | Delay in construction - sensitivity | 0 | months
|  |  |  | EIB loan sculpted rpmt % profile - Base Case - Historic | 0% | % | 87.5% | 0% | 0% | 0% | 0% | 0% | 0% | 0% | 0% | 0% | 0.72% | 1.82% | 2.06% | 1.99% | 1.98% | 1.86% | 2.06% | 1.98% | 2.17% | 2.08% | 2.21% | 2.11% | 2.28% | 2.18% | 2.41% | 2.33% | 2.53% | 1.94% | 2.08% | 1.99% | 2.24% | 2.15% | 2.36% | 2.28% | 1.99% | 1.8% | 2.53% | 2.55% | 2.77% | 2.68% | 2.92% | 2.84% | 3.08% | 3.01% | 3.25% | 3.18% | 3.43% | 1.66% | 0% | 0% | 0% | 0% | 0% | 0% | 0% | 0% | 0% | 0% | 0% | 0% | 0% | 0% | 0% | 0% | 0% | 0% | 0% | 0% | 0% | 0% | 0% | 0% | 0% | 0% | 0% | 0% | 0% | 0% | 0% | 0% | 0% | 0% | 0% | 0% | 0% | 0% | 0% | 0%
|  |  |  | Delay period flag | 0 | flag | 0 | 0 | 0 | 0 | 0 | 0 | 0 | 0 | 0 | 0 | 0 | 0 | 0 | 0 | 0 | 0 | 0 | 0 | 0 | 0 | 0 | 0 | 0 | 0 | 0 | 0 | 0 | 0 | 0 | 0 | 0 | 0 | 0 | 0 | 0 | 0 | 0 | 0 | 0 | 0 | 0 | 0 | 0 | 0 | 0 | 0 | 0 | 0 | 0 | 0 | 0 | 0 | 0 | 0 | 0 | 0 | 0 | 0 | 0 | 0 | 0 | 0 | 0 | 0 | 0 | 0 | 0 | 0 | 0 | 0 | 0 | 0 | 0 | 0 | 0 | 0 | 0 | 0 | 0 | 0 | 0 | 0 | 0 | 0 | 0 | 0 | 0 | 0
|  |  |  | EIB sculpted rpmt % profile - delay case |  | % | 87.5% |  | 0% | 0% | 0% | 0% | 0% | 0% | 0% | 0% | 0.72% | 1.82% | 2.06% | 1.99% | 1.98% | 1.86% | 2.06% | 1.98% | 2.17% | 2.08% | 2.21% | 2.11% | 2.28% | 2.18% | 2.41% | 2.33% | 2.53% | 1.94% | 2.08% | 1.99% | 2.24% | 2.15% | 2.36% | 2.28% | 1.99% | 1.8% | 2.53% | 2.55% | 2.77% | 2.68% | 2.92% | 2.84% | 3.08% | 3.01% | 3.25% | 3.18% | 3.43% | 1.66% | 0% | 0% | 0% | 0% | 0% | 0% | 0% | 0% | 0% | 0% | 0% | 0% | 0% | 0% | 0% | 0% | 0% | 0% | 0% | 0% | 0% | 0% | 0% | 0% | 0% | 0% | 0% | 0% | 0% | 0% | 0% | 0% | 0% | 0% | 0% | 0% | 0% | 0% | 0% | 0%
|  |  |  | Debt repayment profiles - calculated vs hardcoded - sensitized | 0 | 1 = calculated , 0 = hold rpmt profiles unchanged
|  |  |  | Delay in construction - sensitivity | 0 | months
|  |  |  | EIB sculpted rpmt % profile - calc | 0% | % | 87.5% | 0% | 0% | 0% | 0% | 0% | 0% | 0% | 0% | 0% | 0.72% | 1.82% | 2.06% | 1.99% | 1.98% | 1.86% | 2.06% | 1.98% | 2.17% | 2.08% | 2.21% | 2.11% | 2.28% | 2.18% | 2.41% | 2.33% | 2.53% | 1.94% | 2.08% | 1.99% | 2.24% | 2.15% | 2.36% | 2.28% | 1.99% | 1.8% | 2.53% | 2.55% | 2.77% | 2.68% | 2.92% | 2.84% | 3.08% | 3.01% | 3.25% | 3.18% | 3.43% | 1.66% | 0% | 0% | 0% | 0% | 0% | 0% | 0% | 0% | 0% | 0% | 0% | 0% | 0% | 0% | 0% | 0% | 0% | 0% | 0% | 0% | 0% | 0% | 0% | 0% | 0% | 0% | 0% | 0% | 0% | 0% | 0% | 0% | 0% | 0% | 0% | 0% | 0% | 0% | 0% | 0%
|  |  |  | EIB loan sculpted rpmt % profile - Base Case - Historic | 0% | % | 87.5% | 0% | 0% | 0% | 0% | 0% | 0% | 0% | 0% | 0% | 0.72% | 1.82% | 2.06% | 1.99% | 1.98% | 1.86% | 2.06% | 1.98% | 2.17% | 2.08% | 2.21% | 2.11% | 2.28% | 2.18% | 2.41% | 2.33% | 2.53% | 1.94% | 2.08% | 1.99% | 2.24% | 2.15% | 2.36% | 2.28% | 1.99% | 1.8% | 2.53% | 2.55% | 2.77% | 2.68% | 2.92% | 2.84% | 3.08% | 3.01% | 3.25% | 3.18% | 3.43% | 1.66% | 0% | 0% | 0% | 0% | 0% | 0% | 0% | 0% | 0% | 0% | 0% | 0% | 0% | 0% | 0% | 0% | 0% | 0% | 0% | 0% | 0% | 0% | 0% | 0% | 0% | 0% | 0% | 0% | 0% | 0% | 0% | 0% | 0% | 0% | 0% | 0% | 0% | 0% | 0% | 0%
|  |  |  | EIB sculpted rpmt % profile - delay case | 0% | % | 87.5% | 0% | 0% | 0% | 0% | 0% | 0% | 0% | 0% | 0% | 0.72% | 1.82% | 2.06% | 1.99% | 1.98% | 1.86% | 2.06% | 1.98% | 2.17% | 2.08% | 2.21% | 2.11% | 2.28% | 2.18% | 2.41% | 2.33% | 2.53% | 1.94% | 2.08% | 1.99% | 2.24% | 2.15% | 2.36% | 2.28% | 1.99% | 1.8% | 2.53% | 2.55% | 2.77% | 2.68% | 2.92% | 2.84% | 3.08% | 3.01% | 3.25% | 3.18% | 3.43% | 1.66% | 0% | 0% | 0% | 0% | 0% | 0% | 0% | 0% | 0% | 0% | 0% | 0% | 0% | 0% | 0% | 0% | 0% | 0% | 0% | 0% | 0% | 0% | 0% | 0% | 0% | 0% | 0% | 0% | 0% | 0% | 0% | 0% | 0% | 0% | 0% | 0% | 0% | 0% | 0% | 0%
|  |  |  | EIB sculpted repayment profile |  | % | 87.5% |  | 0% | 0% | 0% | 0% | 0% | 0% | 0% | 0% | 0.72% | 1.82% | 2.06% | 1.99% | 1.98% | 1.86% | 2.06% | 1.98% | 2.17% | 2.08% | 2.21% | 2.11% | 2.28% | 2.18% | 2.41% | 2.33% | 2.53% | 1.94% | 2.08% | 1.99% | 2.24% | 2.15% | 2.36% | 2.28% | 1.99% | 1.8% | 2.53% | 2.55% | 2.77% | 2.68% | 2.92% | 2.84% | 3.08% | 3.01% | 3.25% | 3.18% | 3.43% | 1.66% | 0% | 0% | 0% | 0% | 0% | 0% | 0% | 0% | 0% | 0% | 0% | 0% | 0% | 0% | 0% | 0% | 0% | 0% | 0% | 0% | 0% | 0% | 0% | 0% | 0% | 0% | 0% | 0% | 0% | 0% | 0% | 0% | 0% | 0% | 0% | 0% | 0% | 0% | 0% | 0%
|  |  |  | EIB construction end amount | 20431.0959 | USD 000s
|  |  |  | EIB sculpted repayment profile | 0% | % | 87.5% | 0% | 0% | 0% | 0% | 0% | 0% | 0% | 0% | 0% | 0.72% | 1.82% | 2.06% | 1.99% | 1.98% | 1.86% | 2.06% | 1.98% | 2.17% | 2.08% | 2.21% | 2.11% | 2.28% | 2.18% | 2.41% | 2.33% | 2.53% | 1.94% | 2.08% | 1.99% | 2.24% | 2.15% | 2.36% | 2.28% | 1.99% | 1.8% | 2.53% | 2.55% | 2.77% | 2.68% | 2.92% | 2.84% | 3.08% | 3.01% | 3.25% | 3.18% | 3.43% | 1.66% | 0% | 0% | 0% | 0% | 0% | 0% | 0% | 0% | 0% | 0% | 0% | 0% | 0% | 0% | 0% | 0% | 0% | 0% | 0% | 0% | 0% | 0% | 0% | 0% | 0% | 0% | 0% | 0% | 0% | 0% | 0% | 0% | 0% | 0% | 0% | 0% | 0% | 0% | 0% | 0%
|  |  |  | EIB sculpted repayment |  | USD 000s | 17877.2089 |  | 0 | 0 | 0 | 0 | 0 | 0 | 0 | 0 | 147.1039 | 371.8459 | 420.8806 | 406.5788 | 404.5357 | 380.0184 | 420.8806 | 404.5357 | 443.3548 | 424.9668 | 451.5272 | 431.0961 | 465.829 | 445.3979 | 492.3894 | 476.0445 | 516.9067 | 396.3633 | 424.9668 | 406.5788 | 457.6565 | 439.2686 | 482.1739 | 465.829 | 406.5788 | 367.7597 | 516.9067 | 520.9929 | 565.9414 | 547.5534 | 596.588 | 580.2431 | 629.2778 | 614.976 | 664.0106 | 649.7088 | 700.7866 | 339.1562 | 0 | 0 | 0 | 0 | 0 | 0 | 0 | 0 | 0 | 0 | 0 | 0 | 0 | 0 | 0 | 0 | 0 | 0 | 0 | 0 | 0 | 0 | 0 | 0 | 0 | 0 | 0 | 0 | 0 | 0 | 0 | 0 | 0 | 0 | 0 | 0 | 0 | 0 | 0 | 0
EIB repayment - bullet repayment
|  |  |  | EIB construction end amount | 20431.0959 | USD 000s
|  |  |  | EIB repayment period flag | 0 | flag | 38 | 0 | 0 | 0 | 0 | 0 | 0 | 0 | 0 | 0 | 1 | 1 | 1 | 1 | 1 | 1 | 1 | 1 | 1 | 1 | 1 | 1 | 1 | 1 | 1 | 1 | 1 | 1 | 1 | 1 | 1 | 1 | 1 | 1 | 1 | 1 | 1 | 1 | 1 | 1 | 1 | 1 | 1 | 1 | 1 | 1 | 1 | 1 | 0 | 0 | 0 | 0 | 0 | 0 | 0 | 0 | 0 | 0 | 0 | 0 | 0 | 0 | 0 | 0 | 0 | 0 | 0 | 0 | 0 | 0 | 0 | 0 | 0 | 0 | 0 | 0 | 0 | 0 | 0 | 0 | 0 | 0 | 0 | 0 | 0 | 0 | 0 | 0
|  |  |  | EIB Loan repayment profile - bullet | 0% | % | 0% | 0% | bar: 1 to 86
|  |  |  | EIB repayment - bullet |  | USD 000s | 0 |  | 0 | 0 | 0 | 0 | 0 | 0 | 0 | 0 | 0 | 0 | 0 | 0 | 0 | 0 | 0 | 0 | 0 | 0 | 0 | 0 | 0 | 0 | 0 | 0 | 0 | 0 | 0 | 0 | 0 | 0 | 0 | 0 | 0 | 0 | 0 | 0 | 0 | 0 | 0 | 0 | 0 | 0 | 0 | 0 | 0 | 0 | 0 | 0 | 0 | 0 | 0 | 0 | 0 | 0 | 0 | 0 | 0 | 0 | 0 | 0 | 0 | 0 | 0 | 0 | 0 | 0 | 0 | 0 | 0 | 0 | 0 | 0 | 0 | 0 | 0 | 0 | 0 | 0 | 0 | 0 | 0 | 0 | 0 | 0 | 0 | 0
EIB repayment - linear
|  |  |  | EIB repayment period flag | 0 | flag | 38 | 0 | 0 | 0 | 0 | 0 | 0 | 0 | 0 | 0 | 1 | 1 | 1 | 1 | 1 | 1 | 1 | 1 | 1 | 1 | 1 | 1 | 1 | 1 | 1 | 1 | 1 | 1 | 1 | 1 | 1 | 1 | 1 | 1 | 1 | 1 | 1 | 1 | 1 | 1 | 1 | 1 | 1 | 1 | 1 | 1 | 1 | 1 | 0 | 0 | 0 | 0 | 0 | 0 | 0 | 0 | 0 | 0 | 0 | 0 | 0 | 0 | 0 | 0 | 0 | 0 | 0 | 0 | 0 | 0 | 0 | 0 | 0 | 0 | 0 | 0 | 0 | 0 | 0 | 0 | 0 | 0 | 0 | 0 | 0 | 0 | 0 | 0
|  |  |  | EIB service period - total periods | 38 | periods
|  |  |  | EIB construction end amount | 20431.0959 | USD 000s
|  |  |  | EIB service period - total periods | 38 | periods
|  |  |  | EIB repayment - periodic linear amount | 537.6604 | USD 000s
|  |  |  | EIB repayment - periodic linear amount | 537.6604 | USD 000s
|  |  |  | EIB repayment period flag | 0 | flag | 38 | 0 | 0 | 0 | 0 | 0 | 0 | 0 | 0 | 0 | 1 | 1 | 1 | 1 | 1 | 1 | 1 | 1 | 1 | 1 | 1 | 1 | 1 | 1 | 1 | 1 | 1 | 1 | 1 | 1 | 1 | 1 | 1 | 1 | 1 | 1 | 1 | 1 | 1 | 1 | 1 | 1 | 1 | 1 | 1 | 1 | 1 | 1 | 0 | 0 | 0 | 0 | 0 | 0 | 0 | 0 | 0 | 0 | 0 | 0 | 0 | 0 | 0 | 0 | 0 | 0 | 0 | 0 | 0 | 0 | 0 | 0 | 0 | 0 | 0 | 0 | 0 | 0 | 0 | 0 | 0 | 0 | 0 | 0 | 0 | 0 | 0 | 0
|  |  |  | EIB repayment - linear |  | USD 000s | 20431.0959 |  | 0 | 0 | 0 | 0 | 0 | 0 | 0 | 0 | 537.6604 | 537.6604 | 537.6604 | 537.6604 | 537.6604 | 537.6604 | 537.6604 | 537.6604 | 537.6604 | 537.6604 | 537.6604 | 537.6604 | 537.6604 | 537.6604 | 537.6604 | 537.6604 | 537.6604 | 537.6604 | 537.6604 | 537.6604 | 537.6604 | 537.6604 | 537.6604 | 537.6604 | 537.6604 | 537.6604 | 537.6604 | 537.6604 | 537.6604 | 537.6604 | 537.6604 | 537.6604 | 537.6604 | 537.6604 | 537.6604 | 537.6604 | 537.6604 | 537.6604 | 0 | 0 | 0 | 0 | 0 | 0 | 0 | 0 | 0 | 0 | 0 | 0 | 0 | 0 | 0 | 0 | 0 | 0 | 0 | 0 | 0 | 0 | 0 | 0 | 0 | 0 | 0 | 0 | 0 | 0 | 0 | 0 | 0 | 0 | 0 | 0 | 0 | 0 | 0 | 0
EIB repayment - mortgage style
|  |  |  | EIB service period - total periods | 38 | periods
|  |  |  | EIB debt repayment period counter | 0 | period | 0 | 0 | 0 | 0 | 0 | 0 | 0 | 0 | 0 | 0 | 1 | 2 | 3 | 4 | 5 | 6 | 7 | 8 | 9 | 10 | 11 | 12 | 13 | 14 | 15 | 16 | 17 | 18 | 19 | 20 | 21 | 22 | 23 | 24 | 25 | 26 | 27 | 28 | 29 | 30 | 31 | 32 | 33 | 34 | 35 | 36 | 37 | 38 | 38 | 38 | 38 | 38 | 38 | 38 | 38 | 38 | 38 | 38 | 38 | 38 | 38 | 38 | 38 | 38 | 38 | 38 | 38 | 38 | 38 | 38 | 38 | 38 | 38 | 38 | 38 | 38 | 38 | 38 | 38 | 38 | 38 | 38 | 38 | 38 | 38 | 38 | 38 | 38
|  |  |  | EIB service remaining periods |  | period |  |  | 0 | 0 | 0 | 0 | 0 | 0 | 0 | 0 | 38 | 37 | 36 | 35 | 34 | 33 | 32 | 31 | 30 | 29 | 28 | 27 | 26 | 25 | 24 | 23 | 22 | 21 | 20 | 19 | 18 | 17 | 16 | 15 | 14 | 13 | 12 | 11 | 10 | 9 | 8 | 7 | 6 | 5 | 4 | 3 | 2 | 1 | 1 | 1 | 1 | 1 | 1 | 1 | 1 | 1 | 1 | 1 | 1 | 1 | 1 | 1 | 1 | 1 | 1 | 1 | 1 | 1 | 1 | 1 | 1 | 1 | 1 | 1 | 1 | 1 | 1 | 1 | 1 | 1 | 1 | 1 | 1 | 1 | 1 | 1 | 1 | 1
|  |  |  | EIB service remaining periods | 0 | period | 0 | 0 | 0 | 0 | 0 | 0 | 0 | 0 | 0 | 0 | 38 | 37 | 36 | 35 | 34 | 33 | 32 | 31 | 30 | 29 | 28 | 27 | 26 | 25 | 24 | 23 | 22 | 21 | 20 | 19 | 18 | 17 | 16 | 15 | 14 | 13 | 12 | 11 | 10 | 9 | 8 | 7 | 6 | 5 | 4 | 3 | 2 | 1 | 1 | 1 | 1 | 1 | 1 | 1 | 1 | 1 | 1 | 1 | 1 | 1 | 1 | 1 | 1 | 1 | 1 | 1 | 1 | 1 | 1 | 1 | 1 | 1 | 1 | 1 | 1 | 1 | 1 | 1 | 1 | 1 | 1 | 1 | 1 | 1 | 1 | 1 | 1 | 1
|  |  |  | EIB balance BEG | 0 | USD 000s | 0 | 0 | 0 | 0 | 0 | 0 | 0 | 0 | 0 | 0 | 20431.0959 | 20283.992 | 19912.146 | 19491.2655 | 19084.6866 | 18680.1509 | 18300.1326 | 17804.7253 | 17328.7516 | 16808.9186 | 16310.5248 | 15781.5539 | 15276.2573 | 14676.0439 | 14100.0011 | 13466.1858 | 12852.0925 | 12186.4646 | 11658.4223 | 11092.5329 | 10549.0315 | 9942.1061 | 9356.5711 | 8717.2318 | 8097.783 | 7539.7977 | 7027.5438 | 6409.2348 | 5888.2418 | 5322.3005 | 4774.7471 | 4178.1591 | 3597.916 | 2968.6383 | 2353.6623 | 1689.6516 | 1039.9428 | 339.1562 | 2.1728e-05 | 2.1728e-05 | 2.1728e-05 | 2.1728e-05 | 2.1728e-05 | 2.1728e-05 | 2.1728e-05 | 2.1728e-05 | 2.1728e-05 | 2.1728e-05 | 2.1728e-05 | 2.1728e-05 | 2.1728e-05 | 2.1728e-05 | 2.1728e-05 | 2.1728e-05 | 2.1728e-05 | 2.1728e-05 | 2.1728e-05 | 2.1728e-05 | 2.1728e-05 | 2.1728e-05 | 2.1728e-05 | 2.1728e-05 | 2.1728e-05 | 2.1728e-05 | 2.1728e-05 | 2.1728e-05 | 2.1728e-05 | 2.1728e-05 | 2.1728e-05 | 2.1728e-05 | 2.1728e-05 | 2.1728e-05 | 2.1728e-05 | 2.1728e-05 | 2.1728e-05 | 2.1728e-05 | 2.1728e-05 | 2.1728e-05
|  |  |  | EIB repayment period interest rate | 0% | % | 0% | 0% | 0% | 0% | 0% | 0% | 0% | 0% | 0% | 0% | 2.225% | 2.899% | 2.947% | 2.903% | 2.959% | 2.935% | 2.976% | 2.934% | 2.988% | 2.943% | 2.996% | 2.953% | 3.009% | 2.982% | 3.02% | 2.974% | 3.025% | 2.978% | 3.029% | 2.981% | 3.033% | 3.002% | 3.036% | 2.988% | 3.039% | 2.991% | 3.04% | 2.991% | 3.04% | 3.007% | 3.04% | 2.991% | 3.04% | 2.991% | 3.04% | 2.991% | 3.04% | 1.504% | 0% | 0% | 0% | 0% | 0% | 0% | 0% | 0% | 0% | 0% | 0% | 0% | 0% | 0% | 0% | 0% | 0% | 0% | 0% | 0% | 0% | 0% | 0% | 0% | 0% | 0% | 0% | 0% | 0% | 0% | 0% | 0% | 0% | 0% | 0% | 0% | 0% | 0% | 0% | 0%
|  |  |  | EIB service - mortgage style |  | USD 000s | 29037.9002 |  | 0 | 0 | 0 | 0 | 0 | 0 | 0 | 0 | 802.221 | 900.9591 | 904.9001 | 894.2953 | 897.8348 | 891.3912 | 894.6775 | 882.423 | 882.6845 | 869.7769 | 868.8465 | 856.3518 | 855.4503 | 841.1395 | 834.3919 | 816.7218 | 808.4784 | 788.8753 | 785.7266 | 773.1132 | 769.1451 | 755.2511 | 746.9508 | 729.5699 | 718.7725 | 708.5341 | 707.6923 | 692.3302 | 691.6946 | 683.7882 | 681.344 | 670.3816 | 665.0491 | 648.0403 | 633.8059 | 597.2343 | 543.8011 | 344.2555 | 2.1728e-05 | 2.1728e-05 | 2.1728e-05 | 2.1728e-05 | 2.1728e-05 | 2.1728e-05 | 2.1728e-05 | 2.1728e-05 | 2.1728e-05 | 2.1728e-05 | 2.1728e-05 | 2.1728e-05 | 2.1728e-05 | 2.1728e-05 | 2.1728e-05 | 2.1728e-05 | 2.1728e-05 | 2.1728e-05 | 2.1728e-05 | 2.1728e-05 | 2.1728e-05 | 2.1728e-05 | 2.1728e-05 | 2.1728e-05 | 2.1728e-05 | 2.1728e-05 | 2.1728e-05 | 2.1728e-05 | 2.1728e-05 | 2.1728e-05 | 2.1728e-05 | 2.1728e-05 | 2.1728e-05 | 2.1728e-05 | 2.1728e-05 | 2.1728e-05 | 2.1728e-05 | 2.1728e-05 | 2.1728e-05 | 2.1728e-05
|  |  |  | EIB service - mortgage style | 0 | USD 000s | 29037.9002 | 0 | 0 | 0 | 0 | 0 | 0 | 0 | 0 | 0 | 802.221 | 900.9591 | 904.9001 | 894.2953 | 897.8348 | 891.3912 | 894.6775 | 882.423 | 882.6845 | 869.7769 | 868.8465 | 856.3518 | 855.4503 | 841.1395 | 834.3919 | 816.7218 | 808.4784 | 788.8753 | 785.7266 | 773.1132 | 769.1451 | 755.2511 | 746.9508 | 729.5699 | 718.7725 | 708.5341 | 707.6923 | 692.3302 | 691.6946 | 683.7882 | 681.344 | 670.3816 | 665.0491 | 648.0403 | 633.8059 | 597.2343 | 543.8011 | 344.2555 | 2.1728e-05 | 2.1728e-05 | 2.1728e-05 | 2.1728e-05 | 2.1728e-05 | 2.1728e-05 | 2.1728e-05 | 2.1728e-05 | 2.1728e-05 | 2.1728e-05 | 2.1728e-05 | 2.1728e-05 | 2.1728e-05 | 2.1728e-05 | 2.1728e-05 | 2.1728e-05 | 2.1728e-05 | 2.1728e-05 | 2.1728e-05 | 2.1728e-05 | 2.1728e-05 | 2.1728e-05 | 2.1728e-05 | 2.1728e-05 | 2.1728e-05 | 2.1728e-05 | 2.1728e-05 | 2.1728e-05 | 2.1728e-05 | 2.1728e-05 | 2.1728e-05 | 2.1728e-05 | 2.1728e-05 | 2.1728e-05 | 2.1728e-05 | 2.1728e-05 | 2.1728e-05 | 2.1728e-05 | 2.1728e-05 | 2.1728e-05
|  |  |  | EIB interest POS | 0 | USD 000s | 12507.6535 | 0 | 0 | 0 | 0 | 0 | 0 | 0 | 0 | 0 | 454.5759 | 587.9513 | 586.8793 | 565.8101 | 564.6971 | 548.2049 | 544.6824 | 522.3675 | 517.7153 | 494.7699 | 488.7108 | 466.0921 | 459.7205 | 437.6632 | 425.8648 | 400.4886 | 388.8107 | 362.9006 | 353.1255 | 330.6723 | 319.9476 | 298.4642 | 284.0896 | 260.4559 | 246.0889 | 225.4793 | 213.6436 | 191.6696 | 179.0078 | 160.0439 | 145.1566 | 124.9488 | 109.3798 | 88.7778 | 71.5534 | 50.5294 | 31.6152 | 5.0993 | 0 | 0 | 0 | 0 | 0 | 0 | 0 | 0 | 0 | 0 | 0 | 0 | 0 | 0 | 0 | 0 | 0 | 0 | 0 | 0 | 0 | 0 | 0 | 0 | 0 | 0 | 0 | 0 | 0 | 0 | 0 | 0 | 0 | 0 | 0 | 0 | 0 | 0 | 0 | 0
|  |  |  | EIB repayment - mortgage style |  | USD 000s | 16530.2467 |  | 0 | 0 | 0 | 0 | 0 | 0 | 0 | 0 | 347.6451 | 313.0079 | 318.0207 | 328.4853 | 333.1377 | 343.1863 | 349.9951 | 360.0555 | 364.9693 | 375.007 | 380.1357 | 390.2597 | 395.7298 | 403.4763 | 408.5271 | 416.2331 | 419.6677 | 425.9747 | 432.6011 | 442.4409 | 449.1975 | 456.7868 | 462.8612 | 469.1141 | 472.6836 | 483.0548 | 494.0487 | 500.6606 | 512.6868 | 523.7442 | 536.1874 | 545.4328 | 555.6692 | 559.2625 | 562.2525 | 546.7049 | 512.1859 | 339.1562 | 2.1728e-05 | 2.1728e-05 | 2.1728e-05 | 2.1728e-05 | 2.1728e-05 | 2.1728e-05 | 2.1728e-05 | 2.1728e-05 | 2.1728e-05 | 2.1728e-05 | 2.1728e-05 | 2.1728e-05 | 2.1728e-05 | 2.1728e-05 | 2.1728e-05 | 2.1728e-05 | 2.1728e-05 | 2.1728e-05 | 2.1728e-05 | 2.1728e-05 | 2.1728e-05 | 2.1728e-05 | 2.1728e-05 | 2.1728e-05 | 2.1728e-05 | 2.1728e-05 | 2.1728e-05 | 2.1728e-05 | 2.1728e-05 | 2.1728e-05 | 2.1728e-05 | 2.1728e-05 | 2.1728e-05 | 2.1728e-05 | 2.1728e-05 | 2.1728e-05 | 2.1728e-05 | 2.1728e-05 | 2.1728e-05 | 2.1728e-05
|  |  |  | Refinancing active | 0 | 1 = yes, 0 = no
|  |  |  | EIB repayment method | 1 | 1-sculpted; 2-bullet; 3-linear; 4-mortgage
|  |  |  | EIB sculpted repayment | 0 | USD 000s | 17877.2089 | 0 | 0 | 0 | 0 | 0 | 0 | 0 | 0 | 0 | 147.1039 | 371.8459 | 420.8806 | 406.5788 | 404.5357 | 380.0184 | 420.8806 | 404.5357 | 443.3548 | 424.9668 | 451.5272 | 431.0961 | 465.829 | 445.3979 | 492.3894 | 476.0445 | 516.9067 | 396.3633 | 424.9668 | 406.5788 | 457.6565 | 439.2686 | 482.1739 | 465.829 | 406.5788 | 367.7597 | 516.9067 | 520.9929 | 565.9414 | 547.5534 | 596.588 | 580.2431 | 629.2778 | 614.976 | 664.0106 | 649.7088 | 700.7866 | 339.1562 | 0 | 0 | 0 | 0 | 0 | 0 | 0 | 0 | 0 | 0 | 0 | 0 | 0 | 0 | 0 | 0 | 0 | 0 | 0 | 0 | 0 | 0 | 0 | 0 | 0 | 0 | 0 | 0 | 0 | 0 | 0 | 0 | 0 | 0 | 0 | 0 | 0 | 0 | 0 | 0
|  |  |  | EIB repayment - bullet | 0 | USD 000s | 0 | 0 | 0 | 0 | 0 | 0 | 0 | 0 | 0 | 0 | 0 | 0 | 0 | 0 | 0 | 0 | 0 | 0 | 0 | 0 | 0 | 0 | 0 | 0 | 0 | 0 | 0 | 0 | 0 | 0 | 0 | 0 | 0 | 0 | 0 | 0 | 0 | 0 | 0 | 0 | 0 | 0 | 0 | 0 | 0 | 0 | 0 | 0 | 0 | 0 | 0 | 0 | 0 | 0 | 0 | 0 | 0 | 0 | 0 | 0 | 0 | 0 | 0 | 0 | 0 | 0 | 0 | 0 | 0 | 0 | 0 | 0 | 0 | 0 | 0 | 0 | 0 | 0 | 0 | 0 | 0 | 0 | 0 | 0 | 0 | 0 | 0 | 0
|  |  |  | EIB repayment - linear | 0 | USD 000s | 20431.0959 | 0 | 0 | 0 | 0 | 0 | 0 | 0 | 0 | 0 | 537.6604 | 537.6604 | 537.6604 | 537.6604 | 537.6604 | 537.6604 | 537.6604 | 537.6604 | 537.6604 | 537.6604 | 537.6604 | 537.6604 | 537.6604 | 537.6604 | 537.6604 | 537.6604 | 537.6604 | 537.6604 | 537.6604 | 537.6604 | 537.6604 | 537.6604 | 537.6604 | 537.6604 | 537.6604 | 537.6604 | 537.6604 | 537.6604 | 537.6604 | 537.6604 | 537.6604 | 537.6604 | 537.6604 | 537.6604 | 537.6604 | 537.6604 | 537.6604 | 537.6604 | 0 | 0 | 0 | 0 | 0 | 0 | 0 | 0 | 0 | 0 | 0 | 0 | 0 | 0 | 0 | 0 | 0 | 0 | 0 | 0 | 0 | 0 | 0 | 0 | 0 | 0 | 0 | 0 | 0 | 0 | 0 | 0 | 0 | 0 | 0 | 0 | 0 | 0 | 0 | 0
|  |  |  | EIB repayment - mortgage style | 0 | USD 000s | 16530.2467 | 0 | 0 | 0 | 0 | 0 | 0 | 0 | 0 | 0 | 347.6451 | 313.0079 | 318.0207 | 328.4853 | 333.1377 | 343.1863 | 349.9951 | 360.0555 | 364.9693 | 375.007 | 380.1357 | 390.2597 | 395.7298 | 403.4763 | 408.5271 | 416.2331 | 419.6677 | 425.9747 | 432.6011 | 442.4409 | 449.1975 | 456.7868 | 462.8612 | 469.1141 | 472.6836 | 483.0548 | 494.0487 | 500.6606 | 512.6868 | 523.7442 | 536.1874 | 545.4328 | 555.6692 | 559.2625 | 562.2525 | 546.7049 | 512.1859 | 339.1562 | 2.1728e-05 | 2.1728e-05 | 2.1728e-05 | 2.1728e-05 | 2.1728e-05 | 2.1728e-05 | 2.1728e-05 | 2.1728e-05 | 2.1728e-05 | 2.1728e-05 | 2.1728e-05 | 2.1728e-05 | 2.1728e-05 | 2.1728e-05 | 2.1728e-05 | 2.1728e-05 | 2.1728e-05 | 2.1728e-05 | 2.1728e-05 | 2.1728e-05 | 2.1728e-05 | 2.1728e-05 | 2.1728e-05 | 2.1728e-05 | 2.1728e-05 | 2.1728e-05 | 2.1728e-05 | 2.1728e-05 | 2.1728e-05 | 2.1728e-05 | 2.1728e-05 | 2.1728e-05 | 2.1728e-05 | 2.1728e-05 | 2.1728e-05 | 2.1728e-05 | 2.1728e-05 | 2.1728e-05 | 2.1728e-05 | 2.1728e-05
|  |  |  | EIB balance BEG | 0 | USD 000s | 0 | 0 | 0 | 0 | 0 | 0 | 0 | 0 | 0 | 0 | 20431.0959 | 20283.992 | 19912.146 | 19491.2655 | 19084.6866 | 18680.1509 | 18300.1326 | 17804.7253 | 17328.7516 | 16808.9186 | 16310.5248 | 15781.5539 | 15276.2573 | 14676.0439 | 14100.0011 | 13466.1858 | 12852.0925 | 12186.4646 | 11658.4223 | 11092.5329 | 10549.0315 | 9942.1061 | 9356.5711 | 8717.2318 | 8097.783 | 7539.7977 | 7027.5438 | 6409.2348 | 5888.2418 | 5322.3005 | 4774.7471 | 4178.1591 | 3597.916 | 2968.6383 | 2353.6623 | 1689.6516 | 1039.9428 | 339.1562 | 2.1728e-05 | 2.1728e-05 | 2.1728e-05 | 2.1728e-05 | 2.1728e-05 | 2.1728e-05 | 2.1728e-05 | 2.1728e-05 | 2.1728e-05 | 2.1728e-05 | 2.1728e-05 | 2.1728e-05 | 2.1728e-05 | 2.1728e-05 | 2.1728e-05 | 2.1728e-05 | 2.1728e-05 | 2.1728e-05 | 2.1728e-05 | 2.1728e-05 | 2.1728e-05 | 2.1728e-05 | 2.1728e-05 | 2.1728e-05 | 2.1728e-05 | 2.1728e-05 | 2.1728e-05 | 2.1728e-05 | 2.1728e-05 | 2.1728e-05 | 2.1728e-05 | 2.1728e-05 | 2.1728e-05 | 2.1728e-05 | 2.1728e-05 | 2.1728e-05 | 2.1728e-05 | 2.1728e-05 | 2.1728e-05 | 2.1728e-05
|  |  |  | GB Refi debt repayment period flag | 0 | flag | 0 | 0 | 0 | 0 | 0 | 0 | 0 | 0 | 0 | 0 | 0 | 0 | 0 | 0 | 0 | 0 | 0 | 0 | 0 | 0 | 0 | 0 | 0 | 0 | 0 | 0 | 0 | 0 | 0 | 0 | 0 | 0 | 0 | 0 | 0 | 0 | 0 | 0 | 0 | 0 | 0 | 0 | 0 | 0 | 0 | 0 | 0 | 0 | 0 | 0 | 0 | 0 | 0 | 0 | 0 | 0 | 0 | 0 | 0 | 0 | 0 | 0 | 0 | 0 | 0 | 0 | 0 | 0 | 0 | 0 | 0 | 0 | 0 | 0 | 0 | 0 | 0 | 0 | 0 | 0 | 0 | 0 | 0 | 0 | 0 | 0 | 0 | 0
|  |  |  | EIB scheduled repayment POS |  | USD 000s | 17877.2089 |  | 0 | 0 | 0 | 0 | 0 | 0 | 0 | 0 | 147.1039 | 371.8459 | 420.8806 | 406.5788 | 404.5357 | 380.0184 | 420.8806 | 404.5357 | 443.3548 | 424.9668 | 451.5272 | 431.0961 | 465.829 | 445.3979 | 492.3894 | 476.0445 | 516.9067 | 396.3633 | 424.9668 | 406.5788 | 457.6565 | 439.2686 | 482.1739 | 465.829 | 406.5788 | 367.7597 | 516.9067 | 520.9929 | 565.9414 | 547.5534 | 596.588 | 580.2431 | 629.2778 | 614.976 | 664.0106 | 649.7088 | 700.7866 | 339.1562 | 0 | 0 | 0 | 0 | 0 | 0 | 0 | 0 | 0 | 0 | 0 | 0 | 0 | 0 | 0 | 0 | 0 | 0 | 0 | 0 | 0 | 0 | 0 | 0 | 0 | 0 | 0 | 0 | 0 | 0 | 0 | 0 | 0 | 0 | 0 | 0 | 0 | 0 | 0 | 0
|  |  |  | EIB scheduled repayment |  | USD 000s | -17877.2089 |  | 0 | 0 | 0 | 0 | 0 | 0 | 0 | 0 | -147.1039 | -371.8459 | -420.8806 | -406.5788 | -404.5357 | -380.0184 | -420.8806 | -404.5357 | -443.3548 | -424.9668 | -451.5272 | -431.0961 | -465.829 | -445.3979 | -492.3894 | -476.0445 | -516.9067 | -396.3633 | -424.9668 | -406.5788 | -457.6565 | -439.2686 | -482.1739 | -465.829 | -406.5788 | -367.7597 | -516.9067 | -520.9929 | -565.9414 | -547.5534 | -596.588 | -580.2431 | -629.2778 | -614.976 | -664.0106 | -649.7088 | -700.7866 | -339.1562 | 0 | 0 | 0 | 0 | 0 | 0 | 0 | 0 | 0 | 0 | 0 | 0 | 0 | 0 | 0 | 0 | 0 | 0 | 0 | 0 | 0 | 0 | 0 | 0 | 0 | 0 | 0 | 0 | 0 | 0 | 0 | 0 | 0 | 0 | 0 | 0 | 0 | 0 | 0 | 0
EIB total repayment
|  |  |  | EIB balance BEG | 0 | USD 000s | 0 | 0 | 0 | 0 | 0 | 0 | 0 | 0 | 0 | 0 | 20431.0959 | 20283.992 | 19912.146 | 19491.2655 | 19084.6866 | 18680.1509 | 18300.1326 | 17804.7253 | 17328.7516 | 16808.9186 | 16310.5248 | 15781.5539 | 15276.2573 | 14676.0439 | 14100.0011 | 13466.1858 | 12852.0925 | 12186.4646 | 11658.4223 | 11092.5329 | 10549.0315 | 9942.1061 | 9356.5711 | 8717.2318 | 8097.783 | 7539.7977 | 7027.5438 | 6409.2348 | 5888.2418 | 5322.3005 | 4774.7471 | 4178.1591 | 3597.916 | 2968.6383 | 2353.6623 | 1689.6516 | 1039.9428 | 339.1562 | 2.1728e-05 | 2.1728e-05 | 2.1728e-05 | 2.1728e-05 | 2.1728e-05 | 2.1728e-05 | 2.1728e-05 | 2.1728e-05 | 2.1728e-05 | 2.1728e-05 | 2.1728e-05 | 2.1728e-05 | 2.1728e-05 | 2.1728e-05 | 2.1728e-05 | 2.1728e-05 | 2.1728e-05 | 2.1728e-05 | 2.1728e-05 | 2.1728e-05 | 2.1728e-05 | 2.1728e-05 | 2.1728e-05 | 2.1728e-05 | 2.1728e-05 | 2.1728e-05 | 2.1728e-05 | 2.1728e-05 | 2.1728e-05 | 2.1728e-05 | 2.1728e-05 | 2.1728e-05 | 2.1728e-05 | 2.1728e-05 | 2.1728e-05 | 2.1728e-05 | 2.1728e-05 | 2.1728e-05 | 2.1728e-05 | 2.1728e-05
|  |  |  | EIB scheduled repayment POS | 0 | USD 000s | 17877.2089 | 0 | 0 | 0 | 0 | 0 | 0 | 0 | 0 | 0 | 147.1039 | 371.8459 | 420.8806 | 406.5788 | 404.5357 | 380.0184 | 420.8806 | 404.5357 | 443.3548 | 424.9668 | 451.5272 | 431.0961 | 465.829 | 445.3979 | 492.3894 | 476.0445 | 516.9067 | 396.3633 | 424.9668 | 406.5788 | 457.6565 | 439.2686 | 482.1739 | 465.829 | 406.5788 | 367.7597 | 516.9067 | 520.9929 | 565.9414 | 547.5534 | 596.588 | 580.2431 | 629.2778 | 614.976 | 664.0106 | 649.7088 | 700.7866 | 339.1562 | 0 | 0 | 0 | 0 | 0 | 0 | 0 | 0 | 0 | 0 | 0 | 0 | 0 | 0 | 0 | 0 | 0 | 0 | 0 | 0 | 0 | 0 | 0 | 0 | 0 | 0 | 0 | 0 | 0 | 0 | 0 | 0 | 0 | 0 | 0 | 0 | 0 | 0 | 0 | 0
|  |  |  | EIB Cashsweep repayment POS | 0 | USD 000s | 2553.887 | 0 | 0 | 0 | 0 | 0 | 0 | 0 | 0 | 0 | 0 | 0 | 0 | 0 | 0 | 0 | 74.5267 | 71.438 | 76.4781 | 73.4271 | 77.4436 | 74.2006 | 134.3844 | 130.6449 | 141.4259 | 138.0487 | 148.7212 | 131.6791 | 140.9226 | 136.9226 | 149.2688 | 146.2664 | 157.1654 | 153.6198 | 151.4065 | 144.4942 | 101.4023 | 0 | 0 | 0 | 0 | 0 | 0 | 0 | 0 | 0 | 0 | 0 | 0 | 0 | 0 | 0 | 0 | 0 | 0 | 0 | 0 | 0 | 0 | 0 | 0 | 0 | 0 | 0 | 0 | 0 | 0 | 0 | 0 | 0 | 0 | 0 | 0 | 0 | 0 | 0 | 0 | 0 | 0 | 0 | 0 | 0 | 0 | 0 | 0 | 0 | 0 | 0
|  |  |  | EIB - repayment from Refi facility POS | 0 | USD 000s | 0 | 0 | 0 | 0 | 0 | 0 | 0 | 0 | 0 | 0 | 0 | 0 | 0 | 0 | 0 | 0 | 0 | 0 | 0 | 0 | 0 | 0 | 0 | 0 | 0 | 0 | 0 | 0 | 0 | 0 | 0 | 0 | 0 | 0 | 0 | 0 | 0 | 0 | 0 | 0 | 0 | 0 | 0 | 0 | 0 | 0 | 0 | 0 | 0 | 0 | 0 | 0 | 0 | 0 | 0 | 0 | 0 | 0 | 0 | 0 | 0 | 0 | 0 | 0 | 0 | 0 | 0 | 0 | 0 | 0 | 0 | 0 | 0 | 0 | 0 | 0 | 0 | 0 | 0 | 0 | 0 | 0 | 0 | 0 | 0 | 0 | 0 | 0
|  |  |  | EIB reduction |  | USD 000s | 20431.0958 |  | 0 | 0 | 0 | 0 | 0 | 0 | 0 | 0 | 147.1039 | 371.8459 | 420.8806 | 406.5788 | 404.5357 | 380.0184 | 495.4073 | 475.9737 | 519.8329 | 498.3938 | 528.9709 | 505.2967 | 600.2134 | 576.0428 | 633.8153 | 614.0932 | 665.6279 | 528.0423 | 565.8894 | 543.5014 | 606.9254 | 585.535 | 639.3393 | 619.4488 | 557.9853 | 512.2539 | 618.309 | 520.9929 | 565.9414 | 547.5534 | 596.588 | 580.2431 | 629.2778 | 614.976 | 664.0106 | 649.7088 | 700.7866 | 339.1562 | 0 | 0 | 0 | 0 | 0 | 0 | 0 | 0 | 0 | 0 | 0 | 0 | 0 | 0 | 0 | 0 | 0 | 0 | 0 | 0 | 0 | 0 | 0 | 0 | 0 | 0 | 0 | 0 | 0 | 0 | 0 | 0 | 0 | 0 | 0 | 0 | 0 | 0 | 0 | 0
EIB balance
|  |  |  | EIB construction end amount | 20431.0959 | USD 000s
|  |  |  | End of construction / conversion date flag | 0 | flag | 1 | 0 | 0 | 0 | 0 | 0 | 0 | 0 | 0 | 1 | 0 | 0 | 0 | 0 | 0 | 0 | 0 | 0 | 0 | 0 | 0 | 0 | 0 | 0 | 0 | 0 | 0 | 0 | 0 | 0 | 0 | 0 | 0 | 0 | 0 | 0 | 0 | 0 | 0 | 0 | 0 | 0 | 0 | 0 | 0 | 0 | 0 | 0 | 0 | 0 | 0 | 0 | 0 | 0 | 0 | 0 | 0 | 0 | 0 | 0 | 0 | 0 | 0 | 0 | 0 | 0 | 0 | 0 | 0 | 0 | 0 | 0 | 0 | 0 | 0 | 0 | 0 | 0 | 0 | 0 | 0 | 0 | 0 | 0 | 0 | 0 | 0 | 0
|  |  |  | EIB balance BEG |  | USD 000s |  |  | 0 | 0 | 0 | 0 | 0 | 0 | 0 | 0 | 20431.0959 | 20283.992 | 19912.146 | 19491.2655 | 19084.6866 | 18680.1509 | 18300.1326 | 17804.7253 | 17328.7516 | 16808.9186 | 16310.5248 | 15781.5539 | 15276.2573 | 14676.0439 | 14100.0011 | 13466.1858 | 12852.0925 | 12186.4646 | 11658.4223 | 11092.5329 | 10549.0315 | 9942.1061 | 9356.5711 | 8717.2318 | 8097.783 | 7539.7977 | 7027.5438 | 6409.2348 | 5888.2418 | 5322.3005 | 4774.7471 | 4178.1591 | 3597.916 | 2968.6383 | 2353.6623 | 1689.6516 | 1039.9428 | 339.1562 | 2.1728e-05 | 2.1728e-05 | 2.1728e-05 | 2.1728e-05 | 2.1728e-05 | 2.1728e-05 | 2.1728e-05 | 2.1728e-05 | 2.1728e-05 | 2.1728e-05 | 2.1728e-05 | 2.1728e-05 | 2.1728e-05 | 2.1728e-05 | 2.1728e-05 | 2.1728e-05 | 2.1728e-05 | 2.1728e-05 | 2.1728e-05 | 2.1728e-05 | 2.1728e-05 | 2.1728e-05 | 2.1728e-05 | 2.1728e-05 | 2.1728e-05 | 2.1728e-05 | 2.1728e-05 | 2.1728e-05 | 2.1728e-05 | 2.1728e-05 | 2.1728e-05 | 2.1728e-05 | 2.1728e-05 | 2.1728e-05 | 2.1728e-05 | 2.1728e-05 | 2.1728e-05 | 2.1728e-05 | 2.1728e-05 | 2.1728e-05
|  |  | Less | EIB reduction | 0 | USD 000s | 20431.0958 | 0 | 0 | 0 | 0 | 0 | 0 | 0 | 0 | 0 | 147.1039 | 371.8459 | 420.8806 | 406.5788 | 404.5357 | 380.0184 | 495.4073 | 475.9737 | 519.8329 | 498.3938 | 528.9709 | 505.2967 | 600.2134 | 576.0428 | 633.8153 | 614.0932 | 665.6279 | 528.0423 | 565.8894 | 543.5014 | 606.9254 | 585.535 | 639.3393 | 619.4488 | 557.9853 | 512.2539 | 618.309 | 520.9929 | 565.9414 | 547.5534 | 596.588 | 580.2431 | 629.2778 | 614.976 | 664.0106 | 649.7088 | 700.7866 | 339.1562 | 0 | 0 | 0 | 0 | 0 | 0 | 0 | 0 | 0 | 0 | 0 | 0 | 0 | 0 | 0 | 0 | 0 | 0 | 0 | 0 | 0 | 0 | 0 | 0 | 0 | 0 | 0 | 0 | 0 | 0 | 0 | 0 | 0 | 0 | 0 | 0 | 0 | 0 | 0 | 0
|  |  |  | EIB balance excl. construction period |  | USD 000s |  |  | 0 | 0 | 0 | 0 | 0 | 0 | 0 | 20431.0959 | 20283.992 | 19912.146 | 19491.2655 | 19084.6866 | 18680.1509 | 18300.1326 | 17804.7253 | 17328.7516 | 16808.9186 | 16310.5248 | 15781.5539 | 15276.2573 | 14676.0439 | 14100.0011 | 13466.1858 | 12852.0925 | 12186.4646 | 11658.4223 | 11092.5329 | 10549.0315 | 9942.1061 | 9356.5711 | 8717.2318 | 8097.783 | 7539.7977 | 7027.5438 | 6409.2348 | 5888.2418 | 5322.3005 | 4774.7471 | 4178.1591 | 3597.916 | 2968.6383 | 2353.6623 | 1689.6516 | 1039.9428 | 339.1562 | 2.1728e-05 | 2.1728e-05 | 2.1728e-05 | 2.1728e-05 | 2.1728e-05 | 2.1728e-05 | 2.1728e-05 | 2.1728e-05 | 2.1728e-05 | 2.1728e-05 | 2.1728e-05 | 2.1728e-05 | 2.1728e-05 | 2.1728e-05 | 2.1728e-05 | 2.1728e-05 | 2.1728e-05 | 2.1728e-05 | 2.1728e-05 | 2.1728e-05 | 2.1728e-05 | 2.1728e-05 | 2.1728e-05 | 2.1728e-05 | 2.1728e-05 | 2.1728e-05 | 2.1728e-05 | 2.1728e-05 | 2.1728e-05 | 2.1728e-05 | 2.1728e-05 | 2.1728e-05 | 2.1728e-05 | 2.1728e-05 | 2.1728e-05 | 2.1728e-05 | 2.1728e-05 | 2.1728e-05 | 2.1728e-05 | 2.1728e-05 | 2.1728e-05
|  |  |  | EIB availability period balance s.a. | 0 | USD 000s | 0 | 0 | 0 | 0 | 0 | 8231.9014 | 16191.5792 | 17618.2735 | 18222.1885 | 0 | 0 | 0 | 0 | 0 | 0 | 0 | 0 | 0 | 0 | 0 | 0 | 0 | 0 | 0 | 0 | 0 | 0 | 0 | 0 | 0 | 0 | 0 | 0 | 0 | 0 | 0 | 0 | 0 | 0 | 0 | 0 | 0 | 0 | 0 | 0 | 0 | 0 | 0 | 0 | 0 | 0 | 0 | 0 | 0 | 0 | 0 | 0 | 0 | 0 | 0 | 0 | 0 | 0 | 0 | 0 | 0 | 0 | 0 | 0 | 0 | 0 | 0 | 0 | 0 | 0 | 0 | 0 | 0 | 0 | 0 | 0 | 0 | 0 | 0 | 0 | 0 | 0 | 0
|  |  |  | EIB balance excl. construction period | 0 | USD 000s | 0 | 0 | 0 | 0 | 0 | 0 | 0 | 0 | 0 | 20431.0959 | 20283.992 | 19912.146 | 19491.2655 | 19084.6866 | 18680.1509 | 18300.1326 | 17804.7253 | 17328.7516 | 16808.9186 | 16310.5248 | 15781.5539 | 15276.2573 | 14676.0439 | 14100.0011 | 13466.1858 | 12852.0925 | 12186.4646 | 11658.4223 | 11092.5329 | 10549.0315 | 9942.1061 | 9356.5711 | 8717.2318 | 8097.783 | 7539.7977 | 7027.5438 | 6409.2348 | 5888.2418 | 5322.3005 | 4774.7471 | 4178.1591 | 3597.916 | 2968.6383 | 2353.6623 | 1689.6516 | 1039.9428 | 339.1562 | 2.1728e-05 | 2.1728e-05 | 2.1728e-05 | 2.1728e-05 | 2.1728e-05 | 2.1728e-05 | 2.1728e-05 | 2.1728e-05 | 2.1728e-05 | 2.1728e-05 | 2.1728e-05 | 2.1728e-05 | 2.1728e-05 | 2.1728e-05 | 2.1728e-05 | 2.1728e-05 | 2.1728e-05 | 2.1728e-05 | 2.1728e-05 | 2.1728e-05 | 2.1728e-05 | 2.1728e-05 | 2.1728e-05 | 2.1728e-05 | 2.1728e-05 | 2.1728e-05 | 2.1728e-05 | 2.1728e-05 | 2.1728e-05 | 2.1728e-05 | 2.1728e-05 | 2.1728e-05 | 2.1728e-05 | 2.1728e-05 | 2.1728e-05 | 2.1728e-05 | 2.1728e-05 | 2.1728e-05 | 2.1728e-05 | 2.1728e-05 | 2.1728e-05
|  |  |  | EIB balance |  | USD 000s |  |  | 0 | 0 | 0 | 8231.9014 | 16191.5792 | 17618.2735 | 18222.1885 | 20431.0959 | 20283.992 | 19912.146 | 19491.2655 | 19084.6866 | 18680.1509 | 18300.1326 | 17804.7253 | 17328.7516 | 16808.9186 | 16310.5248 | 15781.5539 | 15276.2573 | 14676.0439 | 14100.0011 | 13466.1858 | 12852.0925 | 12186.4646 | 11658.4223 | 11092.5329 | 10549.0315 | 9942.1061 | 9356.5711 | 8717.2318 | 8097.783 | 7539.7977 | 7027.5438 | 6409.2348 | 5888.2418 | 5322.3005 | 4774.7471 | 4178.1591 | 3597.916 | 2968.6383 | 2353.6623 | 1689.6516 | 1039.9428 | 339.1562 | 2.1728e-05 | 2.1728e-05 | 2.1728e-05 | 2.1728e-05 | 2.1728e-05 | 2.1728e-05 | 2.1728e-05 | 2.1728e-05 | 2.1728e-05 | 2.1728e-05 | 2.1728e-05 | 2.1728e-05 | 2.1728e-05 | 2.1728e-05 | 2.1728e-05 | 2.1728e-05 | 2.1728e-05 | 2.1728e-05 | 2.1728e-05 | 2.1728e-05 | 2.1728e-05 | 2.1728e-05 | 2.1728e-05 | 2.1728e-05 | 2.1728e-05 | 2.1728e-05 | 2.1728e-05 | 2.1728e-05 | 2.1728e-05 | 2.1728e-05 | 2.1728e-05 | 2.1728e-05 | 2.1728e-05 | 2.1728e-05 | 2.1728e-05 | 2.1728e-05 | 2.1728e-05 | 2.1728e-05 | 2.1728e-05 | 2.1728e-05 | 2.1728e-05
|  |  |  | EIB balance | 0 | USD 000s | 0 | 0 | 0 | 0 | 0 | 8231.9014 | 16191.5792 | 17618.2735 | 18222.1885 | 20431.0959 | 20283.992 | 19912.146 | 19491.2655 | 19084.6866 | 18680.1509 | 18300.1326 | 17804.7253 | 17328.7516 | 16808.9186 | 16310.5248 | 15781.5539 | 15276.2573 | 14676.0439 | 14100.0011 | 13466.1858 | 12852.0925 | 12186.4646 | 11658.4223 | 11092.5329 | 10549.0315 | 9942.1061 | 9356.5711 | 8717.2318 | 8097.783 | 7539.7977 | 7027.5438 | 6409.2348 | 5888.2418 | 5322.3005 | 4774.7471 | 4178.1591 | 3597.916 | 2968.6383 | 2353.6623 | 1689.6516 | 1039.9428 | 339.1562 | 2.1728e-05 | 2.1728e-05 | 2.1728e-05 | 2.1728e-05 | 2.1728e-05 | 2.1728e-05 | 2.1728e-05 | 2.1728e-05 | 2.1728e-05 | 2.1728e-05 | 2.1728e-05 | 2.1728e-05 | 2.1728e-05 | 2.1728e-05 | 2.1728e-05 | 2.1728e-05 | 2.1728e-05 | 2.1728e-05 | 2.1728e-05 | 2.1728e-05 | 2.1728e-05 | 2.1728e-05 | 2.1728e-05 | 2.1728e-05 | 2.1728e-05 | 2.1728e-05 | 2.1728e-05 | 2.1728e-05 | 2.1728e-05 | 2.1728e-05 | 2.1728e-05 | 2.1728e-05 | 2.1728e-05 | 2.1728e-05 | 2.1728e-05 | 2.1728e-05 | 2.1728e-05 | 2.1728e-05 | 2.1728e-05 | 2.1728e-05 | 2.1728e-05
|  |  |  | Final EIB amortisation period | 0 | flag | 1 | 0 | 0 | 0 | 0 | 0 | 0 | 0 | 0 | 0 | 0 | 0 | 0 | 0 | 0 | 0 | 0 | 0 | 0 | 0 | 0 | 0 | 0 | 0 | 0 | 0 | 0 | 0 | 0 | 0 | 0 | 0 | 0 | 0 | 0 | 0 | 0 | 0 | 0 | 0 | 0 | 0 | 0 | 0 | 0 | 0 | 0 | 1 | 0 | 0 | 0 | 0 | 0 | 0 | 0 | 0 | 0 | 0 | 0 | 0 | 0 | 0 | 0 | 0 | 0 | 0 | 0 | 0 | 0 | 0 | 0 | 0 | 0 | 0 | 0 | 0 | 0 | 0 | 0 | 0 | 0 | 0 | 0 | 0 | 0 | 0 | 0 | 0
|  |  |  | EIB balance - at end | 2.1728e-05 | USD 000s
|  |  |  | EIB debt balance outstanding | 0 | check
Weighted average life - including cashsweep
|  |  |  | EIB construction end amount | 20431.0959 | USD 000s
|  |  |  | Days in a year | 365 | days
|  |  |  | EIB balance | 0 | USD 000s | 0 | 0 | 0 | 0 | 0 | 8231.9014 | 16191.5792 | 17618.2735 | 18222.1885 | 20431.0959 | 20283.992 | 19912.146 | 19491.2655 | 19084.6866 | 18680.1509 | 18300.1326 | 17804.7253 | 17328.7516 | 16808.9186 | 16310.5248 | 15781.5539 | 15276.2573 | 14676.0439 | 14100.0011 | 13466.1858 | 12852.0925 | 12186.4646 | 11658.4223 | 11092.5329 | 10549.0315 | 9942.1061 | 9356.5711 | 8717.2318 | 8097.783 | 7539.7977 | 7027.5438 | 6409.2348 | 5888.2418 | 5322.3005 | 4774.7471 | 4178.1591 | 3597.916 | 2968.6383 | 2353.6623 | 1689.6516 | 1039.9428 | 339.1562 | 2.1728e-05 | 2.1728e-05 | 2.1728e-05 | 2.1728e-05 | 2.1728e-05 | 2.1728e-05 | 2.1728e-05 | 2.1728e-05 | 2.1728e-05 | 2.1728e-05 | 2.1728e-05 | 2.1728e-05 | 2.1728e-05 | 2.1728e-05 | 2.1728e-05 | 2.1728e-05 | 2.1728e-05 | 2.1728e-05 | 2.1728e-05 | 2.1728e-05 | 2.1728e-05 | 2.1728e-05 | 2.1728e-05 | 2.1728e-05 | 2.1728e-05 | 2.1728e-05 | 2.1728e-05 | 2.1728e-05 | 2.1728e-05 | 2.1728e-05 | 2.1728e-05 | 2.1728e-05 | 2.1728e-05 | 2.1728e-05 | 2.1728e-05 | 2.1728e-05 | 2.1728e-05 | 2.1728e-05 | 2.1728e-05 | 2.1728e-05 | 2.1728e-05
|  |  |  | Days in period | 0 | days | 15706 | 0 | 184 | 181 | 184 | 181 | 184 | 182 | 184 | 181 | 184 | 181 | 184 | 181 | 184 | 182 | 184 | 181 | 184 | 181 | 184 | 181 | 184 | 182 | 184 | 181 | 184 | 181 | 184 | 181 | 184 | 182 | 184 | 181 | 184 | 181 | 184 | 181 | 184 | 182 | 184 | 181 | 184 | 181 | 184 | 181 | 184 | 182 | 184 | 181 | 184 | 181 | 184 | 181 | 184 | 182 | 184 | 181 | 184 | 181 | 184 | 181 | 184 | 182 | 184 | 181 | 184 | 181 | 184 | 181 | 184 | 182 | 184 | 181 | 184 | 181 | 184 | 181 | 184 | 182 | 184 | 181 | 184 | 181 | 184 | 181 | 184 | 182
|  |  |  | Avg life of the debt balance outstanding |  | years | 11.8916 |  | 0 | 0 | 0 | 0.1998 | 0.39951 | 0.42998 | 0.44961 | 0.49589 | 0.50048 | 0.48329 | 0.48092 | 0.46321 | 0.46091 | 0.44662 | 0.43931 | 0.42059 | 0.41474 | 0.39588 | 0.38939 | 0.37078 | 0.36211 | 0.34412 | 0.33226 | 0.31194 | 0.30068 | 0.28297 | 0.27369 | 0.25604 | 0.24531 | 0.22835 | 0.21509 | 0.19654 | 0.18603 | 0.17057 | 0.15814 | 0.14292 | 0.13132 | 0.11653 | 0.10309 | 0.087326 | 0.073247 | 0.057127 | 0.04169 | 0.025241 | 0.0083682 | 5.3027e-10 | 5.361e-10 | 5.2736e-10 | 5.361e-10 | 5.2736e-10 | 5.361e-10 | 5.2736e-10 | 5.361e-10 | 5.3027e-10 | 5.361e-10 | 5.2736e-10 | 5.361e-10 | 5.2736e-10 | 5.361e-10 | 5.2736e-10 | 5.361e-10 | 5.3027e-10 | 5.361e-10 | 5.2736e-10 | 5.361e-10 | 5.2736e-10 | 5.361e-10 | 5.2736e-10 | 5.361e-10 | 5.3027e-10 | 5.361e-10 | 5.2736e-10 | 5.361e-10 | 5.2736e-10 | 5.361e-10 | 5.2736e-10 | 5.361e-10 | 5.3027e-10 | 5.361e-10 | 5.2736e-10 | 5.361e-10 | 5.2736e-10 | 5.361e-10 | 5.2736e-10 | 5.361e-10 | 5.3027e-10
|  |  |  | EIB - WAL (actual repayments including cashsweep) | 11.8916 | years
|  |  |  | Indexation on agent bank fee - operations | 0 | 1 = yes, 0 = no
|  |  |  | Security trustee and account bank fee - operations | 15 | USD 000s p.a.
|  |  |  | Agent bank fee during operations | 60 | USD 000s p.a.
|  |  |  | EIB fee - operations | 0 | USD 000s p.a.
|  |  |  | US PPI escalation factor (usppim / usppir) | 0 | factor | 0 | 0 | 1 | 1 | 1 | 1 | 1 | 1 | 1 | 1 | 1.0301 | 1.0301 | 1.0507 | 1.0507 | 1.0717 | 1.0717 | 1.0931 | 1.0931 | 1.115 | 1.115 | 1.1373 | 1.1373 | 1.16 | 1.16 | 1.1832 | 1.1832 | 1.2069 | 1.2069 | 1.231 | 1.231 | 1.2557 | 1.2557 | 1.2808 | 1.2808 | 1.3064 | 1.3064 | 1.3325 | 1.3325 | 1.3592 | 1.3592 | 1.3864 | 1.3864 | 1.4141 | 1.4141 | 1.4424 | 1.4424 | 1.4712 | 1.4712 | 1.5006 | 1.5006 | 1.5306 | 1.5306 | 1.5613 | 1.5613 | 1.5925 | 1.5925 | 1.6243 | 1.6243 | 1.6568 | 1.6568 | 1.69 | 1.69 | 1.7238 | 1.7238 | 1.7582 | 1.7582 | 1.7934 | 1.7934 | 1.8293 | 1.8293 | 1.8293 | 1.8293 | 1.8293 | 1.8293 | 1.8293 | 1.8293 | 1.8293 | 1.8293 | 1.8293 | 1.8293 | 1.8293 | 1.8293 | 1.8293 | 1.8293 | 1.8293 | 1.8293 | 1.8293 | 1.8293
|  |  |  | Senior debt service period ppf | 0 | factor | 37.5 | 0 | 0 | 0 | 0 | 0 | 0 | 0 | 0 | 0 | 1 | 1 | 1 | 1 | 1 | 1 | 1 | 1 | 1 | 1 | 1 | 1 | 1 | 1 | 1 | 1 | 1 | 1 | 1 | 1 | 1 | 1 | 1 | 1 | 1 | 1 | 1 | 1 | 1 | 1 | 1 | 1 | 1 | 1 | 1 | 1 | 1 | 0.5 | 0 | 0 | 0 | 0 | 0 | 0 | 0 | 0 | 0 | 0 | 0 | 0 | 0 | 0 | 0 | 0 | 0 | 0 | 0 | 0 | 0 | 0 | 0 | 0 | 0 | 0 | 0 | 0 | 0 | 0 | 0 | 0 | 0 | 0 | 0 | 0 | 0 | 0 | 0 | 0
|  |  |  | Semi annual period start flag | 0 | flag | 39 | 0 | 0 | 0 | 0 | 0 | 0 | 0 | 0 | 0 | 1 | 0 | 1 | 0 | 1 | 0 | 1 | 0 | 1 | 0 | 1 | 0 | 1 | 0 | 1 | 0 | 1 | 0 | 1 | 0 | 1 | 0 | 1 | 0 | 1 | 0 | 1 | 0 | 1 | 0 | 1 | 0 | 1 | 0 | 1 | 0 | 1 | 0 | 1 | 0 | 1 | 0 | 1 | 0 | 1 | 0 | 1 | 0 | 1 | 0 | 1 | 0 | 1 | 0 | 1 | 0 | 1 | 0 | 1 | 0 | 1 | 0 | 1 | 0 | 1 | 0 | 1 | 0 | 1 | 0 | 1 | 0 | 1 | 0 | 1 | 0 | 1 | 0
|  |  |  | Agent bank fee - operations EIB |  | USD 000s | 0 |  | 0 | 0 | 0 | 0 | 0 | 0 | 0 | 0 | 0 | 0 | 0 | 0 | 0 | 0 | 0 | 0 | 0 | 0 | 0 | 0 | 0 | 0 | 0 | 0 | 0 | 0 | 0 | 0 | 0 | 0 | 0 | 0 | 0 | 0 | 0 | 0 | 0 | 0 | 0 | 0 | 0 | 0 | 0 | 0 | 0 | 0 | 0 | 0 | 0 | 0 | 0 | 0 | 0 | 0 | 0 | 0 | 0 | 0 | 0 | 0 | 0 | 0 | 0 | 0 | 0 | 0 | 0 | 0 | 0 | 0 | 0 | 0 | 0 | 0 | 0 | 0 | 0 | 0 | 0 | 0 | 0 | 0 | 0 | 0 | 0 | 0
CASHSWEEP
|  |  |  | Cashsweep functionality active | 1 | 1 = yes, 0 = no
|  |  |  | First cashsweep % | 50% | %
|  |  |  | Second cashsweep % | 85% | %
|  |  |  | Cash flow available for DSRA - P90 | 0 | USD 000s | 152998.741 | 0 | 0 | 0 | 0 | 3735.7543 | -3696.3724 | 3053.8104 | 8917.5557 | 3357.4482 | 4806.6973 | 750.4645 | 798.8188 | 756.5035 | 764.3049 | 720.5426 | 760.3824 | 729.1896 | 779.6673 | 748.7214 | 789.0084 | 756.2198 | 804.8742 | 782.6566 | 846.1327 | 825.1289 | 887.1349 | 786.4952 | 841.0445 | 817.3187 | 890.0517 | 872.1517 | 935.498 | 913.4344 | 901.1685 | 861.2347 | 1010.8357 | 996.3955 | 1040.4081 | 995.2122 | 1036.7356 | 989.1251 | 1032.9167 | 985.4938 | 1028.9898 | 982.0892 | 1026.1997 | 2739.668 | 4736.7446 | 4413.2665 | 4746.9651 | 4448.5801 | 4735.9539 | 4429.5822 | 4718.3117 | 4413.044 | 4653.0439 | 4339.3496 | 4649.4561 | 4349.9758 | 4538.5025 | 4233.9795 | 4509.9207 | 4206.0115 | 4480.5739 | 4177.2822 | 4450.4626 | 4147.792 | 4386.5865 | 4876.2451 | 0 | 0 | 0 | 0 | 0 | 0 | 0 | 0 | 0 | 0 | 0 | 0 | 0 | 0 | 0 | 0 | 0 | 0
|  |  |  | DSRA LC fee POS | 0 | USD 000s | 461.3039 | 0 | 0 | 0 | 0 | 0 | 0 | 0 | 0 | 0 | 15.8371 | 15.6396 | 15.546 | 14.931 | 15.1383 | 14.935 | 15.0406 | 14.738 | 14.8094 | 14.3774 | 14.4944 | 14.14 | 14.2986 | 14.0802 | 14.1325 | 12.9963 | 12.2168 | 11.8349 | 12.005 | 11.811 | 11.9118 | 11.6748 | 10.903 | 9.6979 | 10.4531 | 11.1837 | 11.4677 | 11.2418 | 11.3968 | 11.2475 | 11.3456 | 11.1371 | 11.2925 | 11.0789 | 11.2254 | 8.3508 | 2.6935 | 0 | 0 | 0 | 0 | 0 | 0 | 0 | 0 | 0 | 0 | 0 | 0 | 0 | 0 | 0 | 0 | 0 | 0 | 0 | 0 | 0 | 0 | 0 | 0 | 0 | 0 | 0 | 0 | 0 | 0 | 0 | 0 | 0 | 0 | 0 | 0 | 0 | 0 | 0 | 0 | 0
|  |  |  | Cashsweep period flag - P90 cashflows | 0 | flag | 32 | 0 | 0 | 0 | 0 | 0 | 0 | 0 | 0 | 0 | 0 | 0 | 0 | 0 | 0 | 0 | 1 | 1 | 1 | 1 | 1 | 1 | 1 | 1 | 1 | 1 | 1 | 1 | 1 | 1 | 1 | 1 | 1 | 1 | 1 | 1 | 1 | 1 | 1 | 1 | 1 | 1 | 1 | 1 | 1 | 1 | 1 | 1 | 0 | 0 | 0 | 0 | 0 | 0 | 0 | 0 | 0 | 0 | 0 | 0 | 0 | 0 | 0 | 0 | 0 | 0 | 0 | 0 | 0 | 0 | 0 | 0 | 0 | 0 | 0 | 0 | 0 | 0 | 0 | 0 | 0 | 0 | 0 | 0 | 0 | 0 | 0 | 0
|  |  |  | Senior debt service period ppf | 0 | factor | 37.5 | 0 | 0 | 0 | 0 | 0 | 0 | 0 | 0 | 0 | 1 | 1 | 1 | 1 | 1 | 1 | 1 | 1 | 1 | 1 | 1 | 1 | 1 | 1 | 1 | 1 | 1 | 1 | 1 | 1 | 1 | 1 | 1 | 1 | 1 | 1 | 1 | 1 | 1 | 1 | 1 | 1 | 1 | 1 | 1 | 1 | 1 | 0.5 | 0 | 0 | 0 | 0 | 0 | 0 | 0 | 0 | 0 | 0 | 0 | 0 | 0 | 0 | 0 | 0 | 0 | 0 | 0 | 0 | 0 | 0 | 0 | 0 | 0 | 0 | 0 | 0 | 0 | 0 | 0 | 0 | 0 | 0 | 0 | 0 | 0 | 0 | 0 | 0
|  |  |  | First cashsweep % flag | 0 | flag | 6 | 0 | 0 | 0 | 0 | 0 | 0 | 0 | 0 | 0 | 0 | 0 | 0 | 0 | 0 | 0 | 1 | 1 | 1 | 1 | 1 | 1 | 0 | 0 | 0 | 0 | 0 | 0 | 0 | 0 | 0 | 0 | 0 | 0 | 0 | 0 | 0 | 0 | 0 | 0 | 0 | 0 | 0 | 0 | 0 | 0 | 0 | 0 | 0 | 0 | 0 | 0 | 0 | 0 | 0 | 0 | 0 | 0 | 0 | 0 | 0 | 0 | 0 | 0 | 0 | 0 | 0 | 0 | 0 | 0 | 0 | 0 | 0 | 0 | 0 | 0 | 0 | 0 | 0 | 0 | 0 | 0 | 0 | 0 | 0 | 0 | 0 | 0
|  |  |  | Cashflow available for cashsweep repayment - P90 |  | USD 000s | 22788.1453 |  | 0 | 0 | 0 | 0 | 0 | 0 | 0 | 0 | 0 | 0 | 0 | 0 | 0 | 0 | 372.6709 | 357.2258 | 382.4289 | 367.172 | 387.257 | 371.0399 | 671.9893 | 653.29 | 707.2002 | 690.3126 | 743.6804 | 658.4612 | 704.6836 | 684.6815 | 746.4189 | 731.4054 | 785.9057 | 768.176 | 757.1081 | 722.5433 | 849.4628 | 837.3807 | 874.6596 | 836.37 | 871.5815 | 831.2898 | 868.3806 | 828.2527 | 865.0998 | 827.6777 | 869.9803 | 1164.3589 | 0 | 0 | 0 | 0 | 0 | 0 | 0 | 0 | 0 | 0 | 0 | 0 | 0 | 0 | 0 | 0 | 0 | 0 | 0 | 0 | 0 | 0 | 0 | 0 | 0 | 0 | 0 | 0 | 0 | 0 | 0 | 0 | 0 | 0 | 0 | 0 | 0 | 0 | 0 | 0
|  |  |  | Bullet repayment amount - fixed | 12770.713 | USD 000s
|  |  |  | Cashflow available for cashsweep repayment - P90 | 0 | USD 000s | 22788.1453 | 0 | 0 | 0 | 0 | 0 | 0 | 0 | 0 | 0 | 0 | 0 | 0 | 0 | 0 | 0 | 372.6709 | 357.2258 | 382.4289 | 367.172 | 387.257 | 371.0399 | 671.9893 | 653.29 | 707.2002 | 690.3126 | 743.6804 | 658.4612 | 704.6836 | 684.6815 | 746.4189 | 731.4054 | 785.9057 | 768.176 | 757.1081 | 722.5433 | 849.4628 | 837.3807 | 874.6596 | 836.37 | 871.5815 | 831.2898 | 868.3806 | 828.2527 | 865.0998 | 827.6777 | 869.9803 | 1164.3589 | 0 | 0 | 0 | 0 | 0 | 0 | 0 | 0 | 0 | 0 | 0 | 0 | 0 | 0 | 0 | 0 | 0 | 0 | 0 | 0 | 0 | 0 | 0 | 0 | 0 | 0 | 0 | 0 | 0 | 0 | 0 | 0 | 0 | 0 | 0 | 0 | 0 | 0 | 0 | 0
|  |  |  | Cashflow available for cashsweep repayment - P90 - adjusted |  | USD 000s | 12770.713 |  | 0 | 0 | 0 | 0 | 0 | 0 | 0 | 0 | 0 | 0 | 0 | 0 | 0 | 0 | 372.6709 | 357.2258 | 382.4289 | 367.172 | 387.257 | 371.0399 | 671.9893 | 653.29 | 707.2002 | 690.3126 | 743.6804 | 658.4612 | 704.6836 | 684.6815 | 746.4189 | 731.4054 | 785.9057 | 768.176 | 757.1081 | 722.5433 | 507.0621 | 0 | 0 | 0 | 0 | 0 | 0 | 0 | 0 | 0 | 0 | 0 | 0 | 0 | 0 | 0 | 0 | 0 | 0 | 0 | 0 | 0 | 0 | 0 | 0 | 0 | 0 | 0 | 0 | 0 | 0 | 0 | 0 | 0 | 0 | 0 | 0 | 0 | 0 | 0 | 0 | 0 | 0 | 0 | 0 | 0 | 0 | 0 | 0 | 0 | 0 | 0
|  |  |  | Cashsweep functionality active | 1 | 1 = yes, 0 = no
|  |  |  | First cashsweep % | 50% | %
|  |  |  | Second cashsweep % | 85% | %
|  |  |  | Cash flow available for DSRA | 0 | USD 000s | 162404.7235 | 0 | 0 | 0 | 0 | 3735.7543 | -3696.3724 | 3053.8104 | 8917.5557 | 3357.4482 | 5008.6498 | 976.2291 | 1037.9592 | 983.9585 | 1005.2342 | 949.6988 | 1003.0542 | 959.9931 | 1024.0826 | 981.1831 | 1035.1882 | 990.3611 | 1052.7257 | 1018.37 | 1095.5521 | 1062.3173 | 1138.1165 | 1025.1695 | 1093.6286 | 1057.5219 | 1144.2451 | 1113.8839 | 1191.3295 | 1156.7277 | 1158.6144 | 1106.0569 | 1269.9294 | 1242.7898 | 1301.1179 | 1243.1354 | 1299.045 | 1238.5665 | 1296.8241 | 1236.4533 | 1294.4374 | 1234.5023 | 1293.1098 | 2993.4593 | 5005.1149 | 4668.4468 | 5016.8359 | 4705.1924 | 5007.3127 | 4687.605 | 4991.1165 | 4672.4342 | 4927.2206 | 4600.0319 | 4924.9157 | 4611.8639 | 4635.4814 | 4319.9476 | 4086.8253 | 3779.4554 | 4062.6745 | 3755.7924 | 4037.7491 | 3731.3636 | 3984.0515 | 4511.875 | 0 | 0 | 0 | 0 | 0 | 0 | 0 | 0 | 0 | 0 | 0 | 0 | 0 | 0 | 0 | 0 | 0 | 0
|  |  |  | DSRA LC fee POS | 0 | USD 000s | 461.3039 | 0 | 0 | 0 | 0 | 0 | 0 | 0 | 0 | 0 | 15.8371 | 15.6396 | 15.546 | 14.931 | 15.1383 | 14.935 | 15.0406 | 14.738 | 14.8094 | 14.3774 | 14.4944 | 14.14 | 14.2986 | 14.0802 | 14.1325 | 12.9963 | 12.2168 | 11.8349 | 12.005 | 11.811 | 11.9118 | 11.6748 | 10.903 | 9.6979 | 10.4531 | 11.1837 | 11.4677 | 11.2418 | 11.3968 | 11.2475 | 11.3456 | 11.1371 | 11.2925 | 11.0789 | 11.2254 | 8.3508 | 2.6935 | 0 | 0 | 0 | 0 | 0 | 0 | 0 | 0 | 0 | 0 | 0 | 0 | 0 | 0 | 0 | 0 | 0 | 0 | 0 | 0 | 0 | 0 | 0 | 0 | 0 | 0 | 0 | 0 | 0 | 0 | 0 | 0 | 0 | 0 | 0 | 0 | 0 | 0 | 0 | 0 | 0
|  |  |  | Cashsweep period flag - P50 cashflows | 0 | flag | 21 | 0 | 0 | 0 | 0 | 0 | 0 | 0 | 0 | 0 | 0 | 0 | 0 | 0 | 0 | 0 | 1 | 1 | 1 | 1 | 1 | 1 | 1 | 1 | 1 | 1 | 1 | 1 | 1 | 1 | 1 | 1 | 1 | 1 | 1 | 1 | 1 | 0 | 0 | 0 | 0 | 0 | 0 | 0 | 0 | 0 | 0 | 0 | 0 | 0 | 0 | 0 | 0 | 0 | 0 | 0 | 0 | 0 | 0 | 0 | 0 | 0 | 0 | 0 | 0 | 0 | 0 | 0 | 0 | 0 | 0 | 0 | 0 | 0 | 0 | 0 | 0 | 0 | 0 | 0 | 0 | 0 | 0 | 0 | 0 | 0 | 0 | 0
|  |  |  | Senior debt service period ppf | 0 | factor | 37.5 | 0 | 0 | 0 | 0 | 0 | 0 | 0 | 0 | 0 | 1 | 1 | 1 | 1 | 1 | 1 | 1 | 1 | 1 | 1 | 1 | 1 | 1 | 1 | 1 | 1 | 1 | 1 | 1 | 1 | 1 | 1 | 1 | 1 | 1 | 1 | 1 | 1 | 1 | 1 | 1 | 1 | 1 | 1 | 1 | 1 | 1 | 0.5 | 0 | 0 | 0 | 0 | 0 | 0 | 0 | 0 | 0 | 0 | 0 | 0 | 0 | 0 | 0 | 0 | 0 | 0 | 0 | 0 | 0 | 0 | 0 | 0 | 0 | 0 | 0 | 0 | 0 | 0 | 0 | 0 | 0 | 0 | 0 | 0 | 0 | 0 | 0 | 0
|  |  |  | First cashsweep % flag | 0 | flag | 6 | 0 | 0 | 0 | 0 | 0 | 0 | 0 | 0 | 0 | 0 | 0 | 0 | 0 | 0 | 0 | 1 | 1 | 1 | 1 | 1 | 1 | 0 | 0 | 0 | 0 | 0 | 0 | 0 | 0 | 0 | 0 | 0 | 0 | 0 | 0 | 0 | 0 | 0 | 0 | 0 | 0 | 0 | 0 | 0 | 0 | 0 | 0 | 0 | 0 | 0 | 0 | 0 | 0 | 0 | 0 | 0 | 0 | 0 | 0 | 0 | 0 | 0 | 0 | 0 | 0 | 0 | 0 | 0 | 0 | 0 | 0 | 0 | 0 | 0 | 0 | 0 | 0 | 0 | 0 | 0 | 0 | 0 | 0 | 0 | 0 | 0 | 0
|  |  |  | Cashflow available for cashsweep repayment - P50 - unadjusted |  | USD 000s | 16981.1243 |  | 0 | 0 | 0 | 0 | 0 | 0 | 0 | 0 | 0 | 0 | 0 | 0 | 0 | 0 | 494.0068 | 472.6276 | 504.6366 | 483.4028 | 510.3469 | 488.1106 | 882.6631 | 853.6463 | 919.2067 | 891.9228 | 957.0148 | 861.3344 | 919.3801 | 888.8543 | 962.4833 | 936.8777 | 1003.3625 | 974.9753 | 975.9371 | 930.6423 | 1069.6925 | 0 | 0 | 0 | 0 | 0 | 0 | 0 | 0 | 0 | 0 | 0 | 0 | 0 | 0 | 0 | 0 | 0 | 0 | 0 | 0 | 0 | 0 | 0 | 0 | 0 | 0 | 0 | 0 | 0 | 0 | 0 | 0 | 0 | 0 | 0 | 0 | 0 | 0 | 0 | 0 | 0 | 0 | 0 | 0 | 0 | 0 | 0 | 0 | 0 | 0 | 0
|  |  |  | Bullet repayment amount - fixed | 12770.713 | USD 000s
|  |  |  | Cashflow available for cashsweep repayment - P50 - unadjusted | 0 | USD 000s | 16981.1243 | 0 | 0 | 0 | 0 | 0 | 0 | 0 | 0 | 0 | 0 | 0 | 0 | 0 | 0 | 0 | 494.0068 | 472.6276 | 504.6366 | 483.4028 | 510.3469 | 488.1106 | 882.6631 | 853.6463 | 919.2067 | 891.9228 | 957.0148 | 861.3344 | 919.3801 | 888.8543 | 962.4833 | 936.8777 | 1003.3625 | 974.9753 | 975.9371 | 930.6423 | 1069.6925 | 0 | 0 | 0 | 0 | 0 | 0 | 0 | 0 | 0 | 0 | 0 | 0 | 0 | 0 | 0 | 0 | 0 | 0 | 0 | 0 | 0 | 0 | 0 | 0 | 0 | 0 | 0 | 0 | 0 | 0 | 0 | 0 | 0 | 0 | 0 | 0 | 0 | 0 | 0 | 0 | 0 | 0 | 0 | 0 | 0 | 0 | 0 | 0 | 0 | 0 | 0
|  |  |  | Cashflow available for cashsweep repayment - P50 - adjusted |  | USD 000s | 12770.713 |  | 0 | 0 | 0 | 0 | 0 | 0 | 0 | 0 | 0 | 0 | 0 | 0 | 0 | 0 | 494.0068 | 472.6276 | 504.6366 | 483.4028 | 510.3469 | 488.1106 | 882.6631 | 853.6463 | 919.2067 | 891.9228 | 957.0148 | 861.3344 | 919.3801 | 888.8543 | 962.4833 | 936.8777 | 744.1984 | 0 | 0 | 0 | 0 | 0 | 0 | 0 | 0 | 0 | 0 | 0 | 0 | 0 | 0 | 0 | 0 | 0 | 0 | 0 | 0 | 0 | 0 | 0 | 0 | 0 | 0 | 0 | 0 | 0 | 0 | 0 | 0 | 0 | 0 | 0 | 0 | 0 | 0 | 0 | 0 | 0 | 0 | 0 | 0 | 0 | 0 | 0 | 0 | 0 | 0 | 0 | 0 | 0 | 0 | 0
|  |  |  | Cashsweep based on P50 or P90 | 2 | 1 = P50, 2 = P90
|  |  |  | Cashflow available for cashsweep repayment - P50 - adjusted | 0 | USD 000s | 12770.713 | 0 | 0 | 0 | 0 | 0 | 0 | 0 | 0 | 0 | 0 | 0 | 0 | 0 | 0 | 0 | 494.0068 | 472.6276 | 504.6366 | 483.4028 | 510.3469 | 488.1106 | 882.6631 | 853.6463 | 919.2067 | 891.9228 | 957.0148 | 861.3344 | 919.3801 | 888.8543 | 962.4833 | 936.8777 | 744.1984 | 0 | 0 | 0 | 0 | 0 | 0 | 0 | 0 | 0 | 0 | 0 | 0 | 0 | 0 | 0 | 0 | 0 | 0 | 0 | 0 | 0 | 0 | 0 | 0 | 0 | 0 | 0 | 0 | 0 | 0 | 0 | 0 | 0 | 0 | 0 | 0 | 0 | 0 | 0 | 0 | 0 | 0 | 0 | 0 | 0 | 0 | 0 | 0 | 0 | 0 | 0 | 0 | 0 | 0 | 0
|  |  |  | Cashflow available for cashsweep repayment - P90 - adjusted | 0 | USD 000s | 12770.713 | 0 | 0 | 0 | 0 | 0 | 0 | 0 | 0 | 0 | 0 | 0 | 0 | 0 | 0 | 0 | 372.6709 | 357.2258 | 382.4289 | 367.172 | 387.257 | 371.0399 | 671.9893 | 653.29 | 707.2002 | 690.3126 | 743.6804 | 658.4612 | 704.6836 | 684.6815 | 746.4189 | 731.4054 | 785.9057 | 768.176 | 757.1081 | 722.5433 | 507.0621 | 0 | 0 | 0 | 0 | 0 | 0 | 0 | 0 | 0 | 0 | 0 | 0 | 0 | 0 | 0 | 0 | 0 | 0 | 0 | 0 | 0 | 0 | 0 | 0 | 0 | 0 | 0 | 0 | 0 | 0 | 0 | 0 | 0 | 0 | 0 | 0 | 0 | 0 | 0 | 0 | 0 | 0 | 0 | 0 | 0 | 0 | 0 | 0 | 0 | 0 | 0
|  |  |  | Cashflow available for cashsweep repayment |  | USD 000s | 12770.713 |  | 0 | 0 | 0 | 0 | 0 | 0 | 0 | 0 | 0 | 0 | 0 | 0 | 0 | 0 | 372.6709 | 357.2258 | 382.4289 | 367.172 | 387.257 | 371.0399 | 671.9893 | 653.29 | 707.2002 | 690.3126 | 743.6804 | 658.4612 | 704.6836 | 684.6815 | 746.4189 | 731.4054 | 785.9057 | 768.176 | 757.1081 | 722.5433 | 507.0621 | 0 | 0 | 0 | 0 | 0 | 0 | 0 | 0 | 0 | 0 | 0 | 0 | 0 | 0 | 0 | 0 | 0 | 0 | 0 | 0 | 0 | 0 | 0 | 0 | 0 | 0 | 0 | 0 | 0 | 0 | 0 | 0 | 0 | 0 | 0 | 0 | 0 | 0 | 0 | 0 | 0 | 0 | 0 | 0 | 0 | 0 | 0 | 0 | 0 | 0 | 0
|  |  |  | EIB repayment profile fixed | 1 | 1 = yes, 0 = no
|  |  |  | Cashflow available for cashsweep repayment | 0 | USD 000s | 12770.713 | 0 | 0 | 0 | 0 | 0 | 0 | 0 | 0 | 0 | 0 | 0 | 0 | 0 | 0 | 0 | 372.6709 | 357.2258 | 382.4289 | 367.172 | 387.257 | 371.0399 | 671.9893 | 653.29 | 707.2002 | 690.3126 | 743.6804 | 658.4612 | 704.6836 | 684.6815 | 746.4189 | 731.4054 | 785.9057 | 768.176 | 757.1081 | 722.5433 | 507.0621 | 0 | 0 | 0 | 0 | 0 | 0 | 0 | 0 | 0 | 0 | 0 | 0 | 0 | 0 | 0 | 0 | 0 | 0 | 0 | 0 | 0 | 0 | 0 | 0 | 0 | 0 | 0 | 0 | 0 | 0 | 0 | 0 | 0 | 0 | 0 | 0 | 0 | 0 | 0 | 0 | 0 | 0 | 0 | 0 | 0 | 0 | 0 | 0 | 0 | 0 | 0
|  |  |  | ADB Loan balance BEG | 0 | USD 000s | 0 | 0 | 0 | 0 | 0 | 0 | 0 | 0 | 0 | 0 | 26505.2054 | 26367.2195 | 25879.8019 | 25321.2286 | 24793.3077 | 24265.2614 | 23775.7679 | 23130.0577 | 22519.3857 | 21844.318 | 21202.5578 | 20515.5119 | 19866.3078 | 19085.7831 | 18344.4535 | 17521.1692 | 16729.7233 | 15862.9268 | 15183.986 | 14446.587 | 13748.0518 | 12958.942 | 12203.2391 | 11370.301 | 10571.2724 | 9846.284 | 9188.1392 | 8382.4972 | 7709.7361 | 6971.1026 | 6260.8995 | 5480.4817 | 4725.7372 | 3899.5083 | 3098.4945 | 2224.2399 | 1374.5355 | 450.7179 | 0.00032639 | 0.00032639 | 0.00032639 | 0.00032639 | 0.00032639 | 0.00032639 | 0.00032639 | 0.00032639 | 0.00032639 | 0.00032639 | 0.00032639 | 0.00032639 | 0.00032639 | 0.00032639 | 0.00032639 | 0.00032639 | 0.00032639 | 0.00032639 | 0.00032639 | 0.00032639 | 0.00032639 | 0.00032639 | 0.00032639 | 0.00032639 | 0.00032639 | 0.00032639 | 0.00032639 | 0.00032639 | 0.00032639 | 0.00032639 | 0.00032639 | 0.00032639 | 0.00032639 | 0.00032639 | 0.00032639 | 0.00032639 | 0.00032639 | 0.00032639 | 0.00032639 | 0.00032639
|  |  |  | EBRD Loan balance BEG | 0 | USD 000s | 0 | 0 | 0 | 0 | 0 | 0 | 0 | 0 | 0 | 0 | 34798.3079 | 34617.1481 | 33977.2245 | 33243.8815 | 32550.7817 | 31857.5172 | 31214.8681 | 30367.1244 | 29565.3817 | 28679.095 | 27836.5372 | 26934.5243 | 26082.1934 | 25057.4537 | 24084.1726 | 23003.2943 | 21964.2162 | 20826.2114 | 19934.8396 | 18966.719 | 18049.622 | 17013.6109 | 16021.4594 | 14927.9067 | 13878.8735 | 12927.0464 | 12062.9775 | 11005.2615 | 10122.003 | 9152.2616 | 8219.8461 | 7195.2467 | 6204.3533 | 5119.6091 | 4067.9694 | 2920.173 | 1804.6082 | 591.7411 | 0.00042852 | 0.00042852 | 0.00042852 | 0.00042852 | 0.00042852 | 0.00042852 | 0.00042852 | 0.00042852 | 0.00042852 | 0.00042852 | 0.00042852 | 0.00042852 | 0.00042852 | 0.00042852 | 0.00042852 | 0.00042852 | 0.00042852 | 0.00042852 | 0.00042852 | 0.00042852 | 0.00042852 | 0.00042852 | 0.00042852 | 0.00042852 | 0.00042852 | 0.00042852 | 0.00042852 | 0.00042852 | 0.00042852 | 0.00042852 | 0.00042852 | 0.00042852 | 0.00042852 | 0.00042852 | 0.00042852 | 0.00042852 | 0.00042852 | 0.00042852 | 0.00042852 | 0.00042852
|  |  |  | AIIB balance BEG | 0 | USD 000s | 0 | 0 | 0 | 0 | 0 | 0 | 0 | 0 | 0 | 0 | 20431.0959 | 20324.7317 | 19949.014 | 19518.447 | 19111.508 | 18704.4723 | 18327.1544 | 17829.4195 | 17358.6931 | 16838.3285 | 16343.6383 | 15814.0404 | 15313.6122 | 14711.9578 | 14140.5163 | 13505.9013 | 12895.8284 | 12227.6728 | 11704.3225 | 11135.9108 | 10597.4566 | 9989.1844 | 9406.6635 | 8764.607 | 8148.6892 | 7589.8439 | 7082.524 | 6461.5082 | 5942.9216 | 5373.5582 | 4826.11 | 4224.538 | 3642.7558 | 3005.871 | 2388.4228 | 1714.5183 | 1059.5378 | 347.4284 | 0.00025159 | 0.00025159 | 0.00025159 | 0.00025159 | 0.00025159 | 0.00025159 | 0.00025159 | 0.00025159 | 0.00025159 | 0.00025159 | 0.00025159 | 0.00025159 | 0.00025159 | 0.00025159 | 0.00025159 | 0.00025159 | 0.00025159 | 0.00025159 | 0.00025159 | 0.00025159 | 0.00025159 | 0.00025159 | 0.00025159 | 0.00025159 | 0.00025159 | 0.00025159 | 0.00025159 | 0.00025159 | 0.00025159 | 0.00025159 | 0.00025159 | 0.00025159 | 0.00025159 | 0.00025159 | 0.00025159 | 0.00025159 | 0.00025159 | 0.00025159 | 0.00025159 | 0.00025159
|  |  |  | EIB balance BEG | 0 | USD 000s | 0 | 0 | 0 | 0 | 0 | 0 | 0 | 0 | 0 | 0 | 20431.0959 | 20283.992 | 19912.146 | 19491.2655 | 19084.6866 | 18680.1509 | 18300.1326 | 17804.7253 | 17328.7516 | 16808.9186 | 16310.5248 | 15781.5539 | 15276.2573 | 14676.0439 | 14100.0011 | 13466.1858 | 12852.0925 | 12186.4646 | 11658.4223 | 11092.5329 | 10549.0315 | 9942.1061 | 9356.5711 | 8717.2318 | 8097.783 | 7539.7977 | 7027.5438 | 6409.2348 | 5888.2418 | 5322.3005 | 4774.7471 | 4178.1591 | 3597.916 | 2968.6383 | 2353.6623 | 1689.6516 | 1039.9428 | 339.1562 | 2.1728e-05 | 2.1728e-05 | 2.1728e-05 | 2.1728e-05 | 2.1728e-05 | 2.1728e-05 | 2.1728e-05 | 2.1728e-05 | 2.1728e-05 | 2.1728e-05 | 2.1728e-05 | 2.1728e-05 | 2.1728e-05 | 2.1728e-05 | 2.1728e-05 | 2.1728e-05 | 2.1728e-05 | 2.1728e-05 | 2.1728e-05 | 2.1728e-05 | 2.1728e-05 | 2.1728e-05 | 2.1728e-05 | 2.1728e-05 | 2.1728e-05 | 2.1728e-05 | 2.1728e-05 | 2.1728e-05 | 2.1728e-05 | 2.1728e-05 | 2.1728e-05 | 2.1728e-05 | 2.1728e-05 | 2.1728e-05 | 2.1728e-05 | 2.1728e-05 | 2.1728e-05 | 2.1728e-05 | 2.1728e-05 | 2.1728e-05
|  |  |  | ADB as % of total senior debt (upto Project costs % cap) - active | 25.94% | %
|  |  |  | EBRD as % of total senior debt (upto Project costs % cap) - active | 34.06% | %
|  |  |  | AIIB as % of total senior debt (upto Project costs % cap) - active | 20% | %
|  |  |  | EIB as % of total senior debt (upto Project costs % cap) - active | 20% | %
|  |  |  | Cashflow available for cashsweep repayment - ADB |  | USD 000s | 3313.1507 |  | 0 | 0 | 0 | 0 | 0 | 0 | 0 | 0 | 0 | 0 | 0 | 0 | 0 | 0 | 96.6833 | 92.6763 | 99.2149 | 95.2567 | 100.4674 | 96.2602 | 174.3365 | 169.4853 | 183.4714 | 179.0902 | 192.9356 | 170.8269 | 182.8185 | 177.6293 | 193.6461 | 189.7511 | 203.8903 | 199.2906 | 196.4192 | 187.4519 | 131.5489 | 0 | 0 | 0 | 0 | 0 | 0 | 0 | 0 | 0 | 0 | 0 | 0 | 0 | 0 | 0 | 0 | 0 | 0 | 0 | 0 | 0 | 0 | 0 | 0 | 0 | 0 | 0 | 0 | 0 | 0 | 0 | 0 | 0 | 0 | 0 | 0 | 0 | 0 | 0 | 0 | 0 | 0 | 0 | 0 | 0 | 0 | 0 | 0 | 0 | 0 | 0
|  |  |  | Cashflow available for cashsweep repayment - EBRD |  | USD 000s | 4349.7885 |  | 0 | 0 | 0 | 0 | 0 | 0 | 0 | 0 | 0 | 0 | 0 | 0 | 0 | 0 | 126.9342 | 121.6734 | 130.2578 | 125.0612 | 131.9023 | 126.3786 | 228.884 | 222.5148 | 240.877 | 235.125 | 253.3024 | 224.2762 | 240.0198 | 233.207 | 254.2352 | 249.1215 | 267.6846 | 261.6458 | 257.876 | 246.103 | 172.7087 | 0 | 0 | 0 | 0 | 0 | 0 | 0 | 0 | 0 | 0 | 0 | 0 | 0 | 0 | 0 | 0 | 0 | 0 | 0 | 0 | 0 | 0 | 0 | 0 | 0 | 0 | 0 | 0 | 0 | 0 | 0 | 0 | 0 | 0 | 0 | 0 | 0 | 0 | 0 | 0 | 0 | 0 | 0 | 0 | 0 | 0 | 0 | 0 | 0 | 0 | 0
|  |  |  | Cashflow available for cashsweep repayment - AIIB |  | USD 000s | 2553.887 |  | 0 | 0 | 0 | 0 | 0 | 0 | 0 | 0 | 0 | 0 | 0 | 0 | 0 | 0 | 74.5267 | 71.438 | 76.4781 | 73.4271 | 77.4436 | 74.2006 | 134.3844 | 130.6449 | 141.4259 | 138.0487 | 148.7212 | 131.6791 | 140.9226 | 136.9226 | 149.2688 | 146.2664 | 157.1654 | 153.6198 | 151.4065 | 144.4942 | 101.4023 | 0 | 0 | 0 | 0 | 0 | 0 | 0 | 0 | 0 | 0 | 0 | 0 | 0 | 0 | 0 | 0 | 0 | 0 | 0 | 0 | 0 | 0 | 0 | 0 | 0 | 0 | 0 | 0 | 0 | 0 | 0 | 0 | 0 | 0 | 0 | 0 | 0 | 0 | 0 | 0 | 0 | 0 | 0 | 0 | 0 | 0 | 0 | 0 | 0 | 0 | 0
|  |  |  | Cashflow available for cashsweep repayment - EIB |  | USD 000s | 2553.887 |  | 0 | 0 | 0 | 0 | 0 | 0 | 0 | 0 | 0 | 0 | 0 | 0 | 0 | 0 | 74.5267 | 71.438 | 76.4781 | 73.4271 | 77.4436 | 74.2006 | 134.3844 | 130.6449 | 141.4259 | 138.0487 | 148.7212 | 131.6791 | 140.9226 | 136.9226 | 149.2688 | 146.2664 | 157.1654 | 153.6198 | 151.4065 | 144.4942 | 101.4023 | 0 | 0 | 0 | 0 | 0 | 0 | 0 | 0 | 0 | 0 | 0 | 0 | 0 | 0 | 0 | 0 | 0 | 0 | 0 | 0 | 0 | 0 | 0 | 0 | 0 | 0 | 0 | 0 | 0 | 0 | 0 | 0 | 0 | 0 | 0 | 0 | 0 | 0 | 0 | 0 | 0 | 0 | 0 | 0 | 0 | 0 | 0 | 0 | 0 | 0 | 0
|  |  |  | Cashflow available for cashsweep repayment - ADB | 0 | USD 000s | 3313.1507 | 0 | 0 | 0 | 0 | 0 | 0 | 0 | 0 | 0 | 0 | 0 | 0 | 0 | 0 | 0 | 96.6833 | 92.6763 | 99.2149 | 95.2567 | 100.4674 | 96.2602 | 174.3365 | 169.4853 | 183.4714 | 179.0902 | 192.9356 | 170.8269 | 182.8185 | 177.6293 | 193.6461 | 189.7511 | 203.8903 | 199.2906 | 196.4192 | 187.4519 | 131.5489 | 0 | 0 | 0 | 0 | 0 | 0 | 0 | 0 | 0 | 0 | 0 | 0 | 0 | 0 | 0 | 0 | 0 | 0 | 0 | 0 | 0 | 0 | 0 | 0 | 0 | 0 | 0 | 0 | 0 | 0 | 0 | 0 | 0 | 0 | 0 | 0 | 0 | 0 | 0 | 0 | 0 | 0 | 0 | 0 | 0 | 0 | 0 | 0 | 0 | 0 | 0
|  |  |  | ADB Loan balance BEG | 0 | USD 000s | 0 | 0 | 0 | 0 | 0 | 0 | 0 | 0 | 0 | 0 | 26505.2054 | 26367.2195 | 25879.8019 | 25321.2286 | 24793.3077 | 24265.2614 | 23775.7679 | 23130.0577 | 22519.3857 | 21844.318 | 21202.5578 | 20515.5119 | 19866.3078 | 19085.7831 | 18344.4535 | 17521.1692 | 16729.7233 | 15862.9268 | 15183.986 | 14446.587 | 13748.0518 | 12958.942 | 12203.2391 | 11370.301 | 10571.2724 | 9846.284 | 9188.1392 | 8382.4972 | 7709.7361 | 6971.1026 | 6260.8995 | 5480.4817 | 4725.7372 | 3899.5083 | 3098.4945 | 2224.2399 | 1374.5355 | 450.7179 | 0.00032639 | 0.00032639 | 0.00032639 | 0.00032639 | 0.00032639 | 0.00032639 | 0.00032639 | 0.00032639 | 0.00032639 | 0.00032639 | 0.00032639 | 0.00032639 | 0.00032639 | 0.00032639 | 0.00032639 | 0.00032639 | 0.00032639 | 0.00032639 | 0.00032639 | 0.00032639 | 0.00032639 | 0.00032639 | 0.00032639 | 0.00032639 | 0.00032639 | 0.00032639 | 0.00032639 | 0.00032639 | 0.00032639 | 0.00032639 | 0.00032639 | 0.00032639 | 0.00032639 | 0.00032639 | 0.00032639 | 0.00032639 | 0.00032639 | 0.00032639 | 0.00032639 | 0.00032639
|  |  |  | ADB Loan scheduled repayment POS | 0 | USD 000s | 23192.0545 | 0 | 0 | 0 | 0 | 0 | 0 | 0 | 0 | 0 | 137.986 | 487.4176 | 558.5733 | 527.9209 | 528.0463 | 489.4935 | 549.0268 | 517.9957 | 575.8528 | 546.5035 | 586.5785 | 552.9439 | 606.1881 | 571.8443 | 639.8129 | 612.3557 | 673.8609 | 508.114 | 554.5804 | 520.9059 | 595.4638 | 565.9518 | 629.0479 | 599.738 | 528.5693 | 470.6928 | 674.0931 | 672.7611 | 738.6335 | 710.2031 | 780.4178 | 754.7445 | 826.2289 | 801.0138 | 874.2546 | 849.7044 | 923.8177 | 450.7175 | 0 | 0 | 0 | 0 | 0 | 0 | 0 | 0 | 0 | 0 | 0 | 0 | 0 | 0 | 0 | 0 | 0 | 0 | 0 | 0 | 0 | 0 | 0 | 0 | 0 | 0 | 0 | 0 | 0 | 0 | 0 | 0 | 0 | 0 | 0 | 0 | 0 | 0 | 0 | 0
|  |  |  | ADB Cashsweep repayment POS |  | USD 000s | 3313.1507 |  | 0 | 0 | 0 | 0 | 0 | 0 | 0 | 0 | 0 | 0 | 0 | 0 | 0 | 0 | 96.6833 | 92.6763 | 99.2149 | 95.2567 | 100.4674 | 96.2602 | 174.3365 | 169.4853 | 183.4714 | 179.0902 | 192.9356 | 170.8269 | 182.8185 | 177.6293 | 193.6461 | 189.7511 | 203.8903 | 199.2906 | 196.4192 | 187.4519 | 131.5489 | 0 | 0 | 0 | 0 | 0 | 0 | 0 | 0 | 0 | 0 | 0 | 0 | 0 | 0 | 0 | 0 | 0 | 0 | 0 | 0 | 0 | 0 | 0 | 0 | 0 | 0 | 0 | 0 | 0 | 0 | 0 | 0 | 0 | 0 | 0 | 0 | 0 | 0 | 0 | 0 | 0 | 0 | 0 | 0 | 0 | 0 | 0 | 0 | 0 | 0 | 0
|  |  |  | ADB Cashsweep repayment |  | USD 000s | -3313.1507 |  | 0 | 0 | 0 | 0 | 0 | 0 | 0 | 0 | 0 | 0 | 0 | 0 | 0 | 0 | -96.6833 | -92.6763 | -99.2149 | -95.2567 | -100.4674 | -96.2602 | -174.3365 | -169.4853 | -183.4714 | -179.0902 | -192.9356 | -170.8269 | -182.8185 | -177.6293 | -193.6461 | -189.7511 | -203.8903 | -199.2906 | -196.4192 | -187.4519 | -131.5489 | 0 | 0 | 0 | 0 | 0 | 0 | 0 | 0 | 0 | 0 | 0 | 0 | 0 | 0 | 0 | 0 | 0 | 0 | 0 | 0 | 0 | 0 | 0 | 0 | 0 | 0 | 0 | 0 | 0 | 0 | 0 | 0 | 0 | 0 | 0 | 0 | 0 | 0 | 0 | 0 | 0 | 0 | 0 | 0 | 0 | 0 | 0 | 0 | 0 | 0 | 0
|  |  |  | Cashflow available for cashsweep repayment - EBRD | 0 | USD 000s | 4349.7885 | 0 | 0 | 0 | 0 | 0 | 0 | 0 | 0 | 0 | 0 | 0 | 0 | 0 | 0 | 0 | 126.9342 | 121.6734 | 130.2578 | 125.0612 | 131.9023 | 126.3786 | 228.884 | 222.5148 | 240.877 | 235.125 | 253.3024 | 224.2762 | 240.0198 | 233.207 | 254.2352 | 249.1215 | 267.6846 | 261.6458 | 257.876 | 246.103 | 172.7087 | 0 | 0 | 0 | 0 | 0 | 0 | 0 | 0 | 0 | 0 | 0 | 0 | 0 | 0 | 0 | 0 | 0 | 0 | 0 | 0 | 0 | 0 | 0 | 0 | 0 | 0 | 0 | 0 | 0 | 0 | 0 | 0 | 0 | 0 | 0 | 0 | 0 | 0 | 0 | 0 | 0 | 0 | 0 | 0 | 0 | 0 | 0 | 0 | 0 | 0 | 0
|  |  |  | EBRD Loan balance BEG | 0 | USD 000s | 0 | 0 | 0 | 0 | 0 | 0 | 0 | 0 | 0 | 0 | 34798.3079 | 34617.1481 | 33977.2245 | 33243.8815 | 32550.7817 | 31857.5172 | 31214.8681 | 30367.1244 | 29565.3817 | 28679.095 | 27836.5372 | 26934.5243 | 26082.1934 | 25057.4537 | 24084.1726 | 23003.2943 | 21964.2162 | 20826.2114 | 19934.8396 | 18966.719 | 18049.622 | 17013.6109 | 16021.4594 | 14927.9067 | 13878.8735 | 12927.0464 | 12062.9775 | 11005.2615 | 10122.003 | 9152.2616 | 8219.8461 | 7195.2467 | 6204.3533 | 5119.6091 | 4067.9694 | 2920.173 | 1804.6082 | 591.7411 | 0.00042852 | 0.00042852 | 0.00042852 | 0.00042852 | 0.00042852 | 0.00042852 | 0.00042852 | 0.00042852 | 0.00042852 | 0.00042852 | 0.00042852 | 0.00042852 | 0.00042852 | 0.00042852 | 0.00042852 | 0.00042852 | 0.00042852 | 0.00042852 | 0.00042852 | 0.00042852 | 0.00042852 | 0.00042852 | 0.00042852 | 0.00042852 | 0.00042852 | 0.00042852 | 0.00042852 | 0.00042852 | 0.00042852 | 0.00042852 | 0.00042852 | 0.00042852 | 0.00042852 | 0.00042852 | 0.00042852 | 0.00042852 | 0.00042852 | 0.00042852 | 0.00042852 | 0.00042852
|  |  |  | EBRD Loan scheduled repayment POS | 0 | USD 000s | 30448.519 | 0 | 0 | 0 | 0 | 0 | 0 | 0 | 0 | 0 | 181.1598 | 639.9236 | 733.343 | 693.0998 | 693.2645 | 642.6491 | 720.8096 | 680.0692 | 756.0289 | 717.4967 | 770.1106 | 725.9523 | 795.8557 | 750.7663 | 840.0012 | 803.9531 | 884.7024 | 667.0956 | 728.1008 | 683.89 | 781.7759 | 743.03 | 825.868 | 787.3875 | 693.9511 | 617.9659 | 885.0073 | 883.2585 | 969.7414 | 932.4155 | 1024.5994 | 990.8934 | 1084.7442 | 1051.6397 | 1147.7965 | 1115.5648 | 1212.8671 | 591.7407 | 0 | 0 | 0 | 0 | 0 | 0 | 0 | 0 | 0 | 0 | 0 | 0 | 0 | 0 | 0 | 0 | 0 | 0 | 0 | 0 | 0 | 0 | 0 | 0 | 0 | 0 | 0 | 0 | 0 | 0 | 0 | 0 | 0 | 0 | 0 | 0 | 0 | 0 | 0 | 0
|  |  |  | EBRD Cashsweep repayment POS |  | USD 000s | 4349.7885 |  | 0 | 0 | 0 | 0 | 0 | 0 | 0 | 0 | 0 | 0 | 0 | 0 | 0 | 0 | 126.9342 | 121.6734 | 130.2578 | 125.0612 | 131.9023 | 126.3786 | 228.884 | 222.5148 | 240.877 | 235.125 | 253.3024 | 224.2762 | 240.0198 | 233.207 | 254.2352 | 249.1215 | 267.6846 | 261.6458 | 257.876 | 246.103 | 172.7087 | 0 | 0 | 0 | 0 | 0 | 0 | 0 | 0 | 0 | 0 | 0 | 0 | 0 | 0 | 0 | 0 | 0 | 0 | 0 | 0 | 0 | 0 | 0 | 0 | 0 | 0 | 0 | 0 | 0 | 0 | 0 | 0 | 0 | 0 | 0 | 0 | 0 | 0 | 0 | 0 | 0 | 0 | 0 | 0 | 0 | 0 | 0 | 0 | 0 | 0 | 0
|  |  |  | EBRD Cashsweep repayment |  | USD 000s | -4349.7885 |  | 0 | 0 | 0 | 0 | 0 | 0 | 0 | 0 | 0 | 0 | 0 | 0 | 0 | 0 | -126.9342 | -121.6734 | -130.2578 | -125.0612 | -131.9023 | -126.3786 | -228.884 | -222.5148 | -240.877 | -235.125 | -253.3024 | -224.2762 | -240.0198 | -233.207 | -254.2352 | -249.1215 | -267.6846 | -261.6458 | -257.876 | -246.103 | -172.7087 | 0 | 0 | 0 | 0 | 0 | 0 | 0 | 0 | 0 | 0 | 0 | 0 | 0 | 0 | 0 | 0 | 0 | 0 | 0 | 0 | 0 | 0 | 0 | 0 | 0 | 0 | 0 | 0 | 0 | 0 | 0 | 0 | 0 | 0 | 0 | 0 | 0 | 0 | 0 | 0 | 0 | 0 | 0 | 0 | 0 | 0 | 0 | 0 | 0 | 0 | 0
|  |  |  | Cashflow available for cashsweep repayment - AIIB | 0 | USD 000s | 2553.887 | 0 | 0 | 0 | 0 | 0 | 0 | 0 | 0 | 0 | 0 | 0 | 0 | 0 | 0 | 0 | 74.5267 | 71.438 | 76.4781 | 73.4271 | 77.4436 | 74.2006 | 134.3844 | 130.6449 | 141.4259 | 138.0487 | 148.7212 | 131.6791 | 140.9226 | 136.9226 | 149.2688 | 146.2664 | 157.1654 | 153.6198 | 151.4065 | 144.4942 | 101.4023 | 0 | 0 | 0 | 0 | 0 | 0 | 0 | 0 | 0 | 0 | 0 | 0 | 0 | 0 | 0 | 0 | 0 | 0 | 0 | 0 | 0 | 0 | 0 | 0 | 0 | 0 | 0 | 0 | 0 | 0 | 0 | 0 | 0 | 0 | 0 | 0 | 0 | 0 | 0 | 0 | 0 | 0 | 0 | 0 | 0 | 0 | 0 | 0 | 0 | 0 | 0
|  |  |  | AIIB balance BEG | 0 | USD 000s | 0 | 0 | 0 | 0 | 0 | 0 | 0 | 0 | 0 | 0 | 20431.0959 | 20324.7317 | 19949.014 | 19518.447 | 19111.508 | 18704.4723 | 18327.1544 | 17829.4195 | 17358.6931 | 16838.3285 | 16343.6383 | 15814.0404 | 15313.6122 | 14711.9578 | 14140.5163 | 13505.9013 | 12895.8284 | 12227.6728 | 11704.3225 | 11135.9108 | 10597.4566 | 9989.1844 | 9406.6635 | 8764.607 | 8148.6892 | 7589.8439 | 7082.524 | 6461.5082 | 5942.9216 | 5373.5582 | 4826.11 | 4224.538 | 3642.7558 | 3005.871 | 2388.4228 | 1714.5183 | 1059.5378 | 347.4284 | 0.00025159 | 0.00025159 | 0.00025159 | 0.00025159 | 0.00025159 | 0.00025159 | 0.00025159 | 0.00025159 | 0.00025159 | 0.00025159 | 0.00025159 | 0.00025159 | 0.00025159 | 0.00025159 | 0.00025159 | 0.00025159 | 0.00025159 | 0.00025159 | 0.00025159 | 0.00025159 | 0.00025159 | 0.00025159 | 0.00025159 | 0.00025159 | 0.00025159 | 0.00025159 | 0.00025159 | 0.00025159 | 0.00025159 | 0.00025159 | 0.00025159 | 0.00025159 | 0.00025159 | 0.00025159 | 0.00025159 | 0.00025159 | 0.00025159 | 0.00025159 | 0.00025159 | 0.00025159
|  |  |  | AIIB scheduled repayment POS | 0 | USD 000s | 17877.2086 | 0 | 0 | 0 | 0 | 0 | 0 | 0 | 0 | 0 | 106.3642 | 375.7177 | 430.5669 | 406.939 | 407.0357 | 377.3179 | 423.2082 | 399.2884 | 443.8865 | 421.2631 | 452.1543 | 426.2276 | 467.27 | 440.7967 | 493.1891 | 472.0242 | 519.4344 | 391.6712 | 427.4891 | 401.5316 | 459.0033 | 436.2545 | 484.8911 | 462.298 | 407.4388 | 362.8257 | 519.6135 | 518.5867 | 569.3633 | 547.4482 | 601.572 | 581.7823 | 636.8848 | 617.4481 | 673.9046 | 654.9804 | 712.1094 | 347.4281 | 0 | 0 | 0 | 0 | 0 | 0 | 0 | 0 | 0 | 0 | 0 | 0 | 0 | 0 | 0 | 0 | 0 | 0 | 0 | 0 | 0 | 0 | 0 | 0 | 0 | 0 | 0 | 0 | 0 | 0 | 0 | 0 | 0 | 0 | 0 | 0 | 0 | 0 | 0 | 0
|  |  |  | AIIB Cashsweep repayment POS |  | USD 000s | 2553.887 |  | 0 | 0 | 0 | 0 | 0 | 0 | 0 | 0 | 0 | 0 | 0 | 0 | 0 | 0 | 74.5267 | 71.438 | 76.4781 | 73.4271 | 77.4436 | 74.2006 | 134.3844 | 130.6449 | 141.4259 | 138.0487 | 148.7212 | 131.6791 | 140.9226 | 136.9226 | 149.2688 | 146.2664 | 157.1654 | 153.6198 | 151.4065 | 144.4942 | 101.4023 | 0 | 0 | 0 | 0 | 0 | 0 | 0 | 0 | 0 | 0 | 0 | 0 | 0 | 0 | 0 | 0 | 0 | 0 | 0 | 0 | 0 | 0 | 0 | 0 | 0 | 0 | 0 | 0 | 0 | 0 | 0 | 0 | 0 | 0 | 0 | 0 | 0 | 0 | 0 | 0 | 0 | 0 | 0 | 0 | 0 | 0 | 0 | 0 | 0 | 0 | 0
|  |  |  | AIIB Cashsweep repayment |  | USD 000s | -2553.887 |  | 0 | 0 | 0 | 0 | 0 | 0 | 0 | 0 | 0 | 0 | 0 | 0 | 0 | 0 | -74.5267 | -71.438 | -76.4781 | -73.4271 | -77.4436 | -74.2006 | -134.3844 | -130.6449 | -141.4259 | -138.0487 | -148.7212 | -131.6791 | -140.9226 | -136.9226 | -149.2688 | -146.2664 | -157.1654 | -153.6198 | -151.4065 | -144.4942 | -101.4023 | 0 | 0 | 0 | 0 | 0 | 0 | 0 | 0 | 0 | 0 | 0 | 0 | 0 | 0 | 0 | 0 | 0 | 0 | 0 | 0 | 0 | 0 | 0 | 0 | 0 | 0 | 0 | 0 | 0 | 0 | 0 | 0 | 0 | 0 | 0 | 0 | 0 | 0 | 0 | 0 | 0 | 0 | 0 | 0 | 0 | 0 | 0 | 0 | 0 | 0 | 0
|  |  |  | Cashflow available for cashsweep repayment - EIB | 0 | USD 000s | 2553.887 | 0 | 0 | 0 | 0 | 0 | 0 | 0 | 0 | 0 | 0 | 0 | 0 | 0 | 0 | 0 | 74.5267 | 71.438 | 76.4781 | 73.4271 | 77.4436 | 74.2006 | 134.3844 | 130.6449 | 141.4259 | 138.0487 | 148.7212 | 131.6791 | 140.9226 | 136.9226 | 149.2688 | 146.2664 | 157.1654 | 153.6198 | 151.4065 | 144.4942 | 101.4023 | 0 | 0 | 0 | 0 | 0 | 0 | 0 | 0 | 0 | 0 | 0 | 0 | 0 | 0 | 0 | 0 | 0 | 0 | 0 | 0 | 0 | 0 | 0 | 0 | 0 | 0 | 0 | 0 | 0 | 0 | 0 | 0 | 0 | 0 | 0 | 0 | 0 | 0 | 0 | 0 | 0 | 0 | 0 | 0 | 0 | 0 | 0 | 0 | 0 | 0 | 0
|  |  |  | EIB balance BEG | 0 | USD 000s | 0 | 0 | 0 | 0 | 0 | 0 | 0 | 0 | 0 | 0 | 20431.0959 | 20283.992 | 19912.146 | 19491.2655 | 19084.6866 | 18680.1509 | 18300.1326 | 17804.7253 | 17328.7516 | 16808.9186 | 16310.5248 | 15781.5539 | 15276.2573 | 14676.0439 | 14100.0011 | 13466.1858 | 12852.0925 | 12186.4646 | 11658.4223 | 11092.5329 | 10549.0315 | 9942.1061 | 9356.5711 | 8717.2318 | 8097.783 | 7539.7977 | 7027.5438 | 6409.2348 | 5888.2418 | 5322.3005 | 4774.7471 | 4178.1591 | 3597.916 | 2968.6383 | 2353.6623 | 1689.6516 | 1039.9428 | 339.1562 | 2.1728e-05 | 2.1728e-05 | 2.1728e-05 | 2.1728e-05 | 2.1728e-05 | 2.1728e-05 | 2.1728e-05 | 2.1728e-05 | 2.1728e-05 | 2.1728e-05 | 2.1728e-05 | 2.1728e-05 | 2.1728e-05 | 2.1728e-05 | 2.1728e-05 | 2.1728e-05 | 2.1728e-05 | 2.1728e-05 | 2.1728e-05 | 2.1728e-05 | 2.1728e-05 | 2.1728e-05 | 2.1728e-05 | 2.1728e-05 | 2.1728e-05 | 2.1728e-05 | 2.1728e-05 | 2.1728e-05 | 2.1728e-05 | 2.1728e-05 | 2.1728e-05 | 2.1728e-05 | 2.1728e-05 | 2.1728e-05 | 2.1728e-05 | 2.1728e-05 | 2.1728e-05 | 2.1728e-05 | 2.1728e-05 | 2.1728e-05
|  |  |  | EIB scheduled repayment POS | 0 | USD 000s | 17877.2089 | 0 | 0 | 0 | 0 | 0 | 0 | 0 | 0 | 0 | 147.1039 | 371.8459 | 420.8806 | 406.5788 | 404.5357 | 380.0184 | 420.8806 | 404.5357 | 443.3548 | 424.9668 | 451.5272 | 431.0961 | 465.829 | 445.3979 | 492.3894 | 476.0445 | 516.9067 | 396.3633 | 424.9668 | 406.5788 | 457.6565 | 439.2686 | 482.1739 | 465.829 | 406.5788 | 367.7597 | 516.9067 | 520.9929 | 565.9414 | 547.5534 | 596.588 | 580.2431 | 629.2778 | 614.976 | 664.0106 | 649.7088 | 700.7866 | 339.1562 | 0 | 0 | 0 | 0 | 0 | 0 | 0 | 0 | 0 | 0 | 0 | 0 | 0 | 0 | 0 | 0 | 0 | 0 | 0 | 0 | 0 | 0 | 0 | 0 | 0 | 0 | 0 | 0 | 0 | 0 | 0 | 0 | 0 | 0 | 0 | 0 | 0 | 0 | 0 | 0
|  |  |  | EIB Cashsweep repayment POS |  | USD 000s | 2553.887 |  | 0 | 0 | 0 | 0 | 0 | 0 | 0 | 0 | 0 | 0 | 0 | 0 | 0 | 0 | 74.5267 | 71.438 | 76.4781 | 73.4271 | 77.4436 | 74.2006 | 134.3844 | 130.6449 | 141.4259 | 138.0487 | 148.7212 | 131.6791 | 140.9226 | 136.9226 | 149.2688 | 146.2664 | 157.1654 | 153.6198 | 151.4065 | 144.4942 | 101.4023 | 0 | 0 | 0 | 0 | 0 | 0 | 0 | 0 | 0 | 0 | 0 | 0 | 0 | 0 | 0 | 0 | 0 | 0 | 0 | 0 | 0 | 0 | 0 | 0 | 0 | 0 | 0 | 0 | 0 | 0 | 0 | 0 | 0 | 0 | 0 | 0 | 0 | 0 | 0 | 0 | 0 | 0 | 0 | 0 | 0 | 0 | 0 | 0 | 0 | 0 | 0
|  |  |  | EIB Cashsweep repayment |  | USD 000s | -2553.887 |  | 0 | 0 | 0 | 0 | 0 | 0 | 0 | 0 | 0 | 0 | 0 | 0 | 0 | 0 | -74.5267 | -71.438 | -76.4781 | -73.4271 | -77.4436 | -74.2006 | -134.3844 | -130.6449 | -141.4259 | -138.0487 | -148.7212 | -131.6791 | -140.9226 | -136.9226 | -149.2688 | -146.2664 | -157.1654 | -153.6198 | -151.4065 | -144.4942 | -101.4023 | 0 | 0 | 0 | 0 | 0 | 0 | 0 | 0 | 0 | 0 | 0 | 0 | 0 | 0 | 0 | 0 | 0 | 0 | 0 | 0 | 0 | 0 | 0 | 0 | 0 | 0 | 0 | 0 | 0 | 0 | 0 | 0 | 0 | 0 | 0 | 0 | 0 | 0 | 0 | 0 | 0 | 0 | 0 | 0 | 0 | 0 | 0 | 0 | 0 | 0 | 0
|  |  |  | ADB Cashsweep repayment POS | 0 | USD 000s | 3313.1507 | 0 | 0 | 0 | 0 | 0 | 0 | 0 | 0 | 0 | 0 | 0 | 0 | 0 | 0 | 0 | 96.6833 | 92.6763 | 99.2149 | 95.2567 | 100.4674 | 96.2602 | 174.3365 | 169.4853 | 183.4714 | 179.0902 | 192.9356 | 170.8269 | 182.8185 | 177.6293 | 193.6461 | 189.7511 | 203.8903 | 199.2906 | 196.4192 | 187.4519 | 131.5489 | 0 | 0 | 0 | 0 | 0 | 0 | 0 | 0 | 0 | 0 | 0 | 0 | 0 | 0 | 0 | 0 | 0 | 0 | 0 | 0 | 0 | 0 | 0 | 0 | 0 | 0 | 0 | 0 | 0 | 0 | 0 | 0 | 0 | 0 | 0 | 0 | 0 | 0 | 0 | 0 | 0 | 0 | 0 | 0 | 0 | 0 | 0 | 0 | 0 | 0 | 0
|  |  |  | EBRD Cashsweep repayment POS | 0 | USD 000s | 4349.7885 | 0 | 0 | 0 | 0 | 0 | 0 | 0 | 0 | 0 | 0 | 0 | 0 | 0 | 0 | 0 | 126.9342 | 121.6734 | 130.2578 | 125.0612 | 131.9023 | 126.3786 | 228.884 | 222.5148 | 240.877 | 235.125 | 253.3024 | 224.2762 | 240.0198 | 233.207 | 254.2352 | 249.1215 | 267.6846 | 261.6458 | 257.876 | 246.103 | 172.7087 | 0 | 0 | 0 | 0 | 0 | 0 | 0 | 0 | 0 | 0 | 0 | 0 | 0 | 0 | 0 | 0 | 0 | 0 | 0 | 0 | 0 | 0 | 0 | 0 | 0 | 0 | 0 | 0 | 0 | 0 | 0 | 0 | 0 | 0 | 0 | 0 | 0 | 0 | 0 | 0 | 0 | 0 | 0 | 0 | 0 | 0 | 0 | 0 | 0 | 0 | 0
|  |  |  | AIIB Cashsweep repayment POS | 0 | USD 000s | 2553.887 | 0 | 0 | 0 | 0 | 0 | 0 | 0 | 0 | 0 | 0 | 0 | 0 | 0 | 0 | 0 | 74.5267 | 71.438 | 76.4781 | 73.4271 | 77.4436 | 74.2006 | 134.3844 | 130.6449 | 141.4259 | 138.0487 | 148.7212 | 131.6791 | 140.9226 | 136.9226 | 149.2688 | 146.2664 | 157.1654 | 153.6198 | 151.4065 | 144.4942 | 101.4023 | 0 | 0 | 0 | 0 | 0 | 0 | 0 | 0 | 0 | 0 | 0 | 0 | 0 | 0 | 0 | 0 | 0 | 0 | 0 | 0 | 0 | 0 | 0 | 0 | 0 | 0 | 0 | 0 | 0 | 0 | 0 | 0 | 0 | 0 | 0 | 0 | 0 | 0 | 0 | 0 | 0 | 0 | 0 | 0 | 0 | 0 | 0 | 0 | 0 | 0 | 0
|  |  |  | EIB Cashsweep repayment POS | 0 | USD 000s | 2553.887 | 0 | 0 | 0 | 0 | 0 | 0 | 0 | 0 | 0 | 0 | 0 | 0 | 0 | 0 | 0 | 74.5267 | 71.438 | 76.4781 | 73.4271 | 77.4436 | 74.2006 | 134.3844 | 130.6449 | 141.4259 | 138.0487 | 148.7212 | 131.6791 | 140.9226 | 136.9226 | 149.2688 | 146.2664 | 157.1654 | 153.6198 | 151.4065 | 144.4942 | 101.4023 | 0 | 0 | 0 | 0 | 0 | 0 | 0 | 0 | 0 | 0 | 0 | 0 | 0 | 0 | 0 | 0 | 0 | 0 | 0 | 0 | 0 | 0 | 0 | 0 | 0 | 0 | 0 | 0 | 0 | 0 | 0 | 0 | 0 | 0 | 0 | 0 | 0 | 0 | 0 | 0 | 0 | 0 | 0 | 0 | 0 | 0 | 0 | 0 | 0 | 0 | 0
|  |  |  | Total cashsweep repayment |  | USD 000s | 12770.713 |  | 0 | 0 | 0 | 0 | 0 | 0 | 0 | 0 | 0 | 0 | 0 | 0 | 0 | 0 | 372.6709 | 357.2258 | 382.4289 | 367.172 | 387.257 | 371.0399 | 671.9893 | 653.29 | 707.2002 | 690.3126 | 743.6804 | 658.4612 | 704.6836 | 684.6815 | 746.4189 | 731.4054 | 785.9057 | 768.176 | 757.1081 | 722.5433 | 507.0621 | 0 | 0 | 0 | 0 | 0 | 0 | 0 | 0 | 0 | 0 | 0 | 0 | 0 | 0 | 0 | 0 | 0 | 0 | 0 | 0 | 0 | 0 | 0 | 0 | 0 | 0 | 0 | 0 | 0 | 0 | 0 | 0 | 0 | 0 | 0 | 0 | 0 | 0 | 0 | 0 | 0 | 0 | 0 | 0 | 0 | 0 | 0 | 0 | 0 | 0 | 0
|  |  |  | Total cashsweep repayment - P90 | 12770.713 | USD 000s
|  |  |  | Cashsweep functionality active | 1 | 1 = yes, 0 = no
|  |  |  | Bullet repayment amount - fixed | 12770.713 | USD 000s
|  |  |  | ADB Loan balance - at end | 0.00032639 | USD 000s
|  |  |  | EBRD Loan balance - at end | 0.00042852 | USD 000s
|  |  |  | AIIB balance - at end | 0.00025159 | USD 000s
|  |  |  | EIB balance - at end | 2.1728e-05 | USD 000s
|  |  |  | Total cashsweep repayment | 0 | USD 000s | 12770.713 | 0 | 0 | 0 | 0 | 0 | 0 | 0 | 0 | 0 | 0 | 0 | 0 | 0 | 0 | 0 | 372.6709 | 357.2258 | 382.4289 | 367.172 | 387.257 | 371.0399 | 671.9893 | 653.29 | 707.2002 | 690.3126 | 743.6804 | 658.4612 | 704.6836 | 684.6815 | 746.4189 | 731.4054 | 785.9057 | 768.176 | 757.1081 | 722.5433 | 507.0621 | 0 | 0 | 0 | 0 | 0 | 0 | 0 | 0 | 0 | 0 | 0 | 0 | 0 | 0 | 0 | 0 | 0 | 0 | 0 | 0 | 0 | 0 | 0 | 0 | 0 | 0 | 0 | 0 | 0 | 0 | 0 | 0 | 0 | 0 | 0 | 0 | 0 | 0 | 0 | 0 | 0 | 0 | 0 | 0 | 0 | 0 | 0 | 0 | 0 | 0 | 0
|  |  |  | Final senior debt amortisation period | 0 | flag | 1 | 0 | 0 | 0 | 0 | 0 | 0 | 0 | 0 | 0 | 0 | 0 | 0 | 0 | 0 | 0 | 0 | 0 | 0 | 0 | 0 | 0 | 0 | 0 | 0 | 0 | 0 | 0 | 0 | 0 | 0 | 0 | 0 | 0 | 0 | 0 | 0 | 0 | 0 | 0 | 0 | 0 | 0 | 0 | 0 | 0 | 0 | 1 | 0 | 0 | 0 | 0 | 0 | 0 | 0 | 0 | 0 | 0 | 0 | 0 | 0 | 0 | 0 | 0 | 0 | 0 | 0 | 0 | 0 | 0 | 0 | 0 | 0 | 0 | 0 | 0 | 0 | 0 | 0 | 0 | 0 | 0 | 0 | 0 | 0 | 0 | 0 | 0
|  |  |  | Bullet repayment outstanding at debt maturity |  | USD 000s | 0 |  | 0 | 0 | 0 | 0 | 0 | 0 | 0 | 0 | 0 | 0 | 0 | 0 | 0 | 0 | 0 | 0 | 0 | 0 | 0 | 0 | 0 | 0 | 0 | 0 | 0 | 0 | 0 | 0 | 0 | 0 | 0 | 0 | 0 | 0 | 0 | 0 | 0 | 0 | 0 | 0 | 0 | 0 | 0 | 0 | 0 | 0 | 0 | 0 | 0 | 0 | 0 | 0 | 0 | 0 | 0 | 0 | 0 | 0 | 0 | 0 | 0 | 0 | 0 | 0 | 0 | 0 | 0 | 0 | 0 | 0 | 0 | 0 | 0 | 0 | 0 | 0 | 0 | 0 | 0 | 0 | 0 | 0 | 0 | 0 | 0 | 0
|  |  |  | Total bullet repayment outstanding at debt maturity | 0 | USD 000s
|  |  |  | Cashsweep functionality active | 1 | 1 = yes, 0 = no
|  |  |  | Total cashsweep repayment | 0 | USD 000s | 12770.713 | 0 | 0 | 0 | 0 | 0 | 0 | 0 | 0 | 0 | 0 | 0 | 0 | 0 | 0 | 0 | 372.6709 | 357.2258 | 382.4289 | 367.172 | 387.257 | 371.0399 | 671.9893 | 653.29 | 707.2002 | 690.3126 | 743.6804 | 658.4612 | 704.6836 | 684.6815 | 746.4189 | 731.4054 | 785.9057 | 768.176 | 757.1081 | 722.5433 | 507.0621 | 0 | 0 | 0 | 0 | 0 | 0 | 0 | 0 | 0 | 0 | 0 | 0 | 0 | 0 | 0 | 0 | 0 | 0 | 0 | 0 | 0 | 0 | 0 | 0 | 0 | 0 | 0 | 0 | 0 | 0 | 0 | 0 | 0 | 0 | 0 | 0 | 0 | 0 | 0 | 0 | 0 | 0 | 0 | 0 | 0 | 0 | 0 | 0 | 0 | 0 | 0
|  |  |  | Model period end date | 0 | date | 0 | 0 | 2021-12-31 | 2022-06-30 | 2022-12-31 | 2023-06-30 | 2023-12-31 | 2024-06-30 | 2024-12-31 | 2025-06-30 | 2025-12-31 | 2026-06-30 | 2026-12-31 | 2027-06-30 | 2027-12-31 | 2028-06-30 | 2028-12-31 | 2029-06-30 | 2029-12-31 | 2030-06-30 | 2030-12-31 | 2031-06-30 | 2031-12-31 | 2032-06-30 | 2032-12-31 | 2033-06-30 | 2033-12-31 | 2034-06-30 | 2034-12-31 | 2035-06-30 | 2035-12-31 | 2036-06-30 | 2036-12-31 | 2037-06-30 | 2037-12-31 | 2038-06-30 | 2038-12-31 | 2039-06-30 | 2039-12-31 | 2040-06-30 | 2040-12-31 | 2041-06-30 | 2041-12-31 | 2042-06-30 | 2042-12-31 | 2043-06-30 | 2043-12-31 | 2044-06-30 | 2044-12-31 | 2045-06-30 | 2045-12-31 | 2046-06-30 | 2046-12-31 | 2047-06-30 | 2047-12-31 | 2048-06-30 | 2048-12-31 | 2049-06-30 | 2049-12-31 | 2050-06-30 | 2050-12-31 | 2051-06-30 | 2051-12-31 | 2052-06-30 | 2052-12-31 | 2053-06-30 | 2053-12-31 | 2054-06-30 | 2054-12-31 | 2055-06-30 | 2055-12-31 | 2056-06-30 | 2056-12-31 | 2057-06-30 | 2057-12-31 | 2058-06-30 | 2058-12-31 | 2059-06-30 | 2059-12-31 | 2060-06-30 | 2060-12-31 | 2061-06-30 | 2061-12-31 | 2062-06-30 | 2062-12-31 | 2063-06-30 | 2063-12-31 | 2064-06-30
|  |  |  | Final cashsweep payment date - periodic |  | date |  |  | 0 | 0 | 0 | 0 | 0 | 0 | 0 | 0 | 0 | 0 | 0 | 0 | 0 | 0 | 0 | 0 | 0 | 0 | 0 | 0 | 0 | 0 | 0 | 0 | 0 | 0 | 0 | 0 | 0 | 0 | 0 | 0 | 0 | 0 | 2038-12-31 | 0 | 0 | 0 | 0 | 0 | 0 | 0 | 0 | 0 | 0 | 0 | 0 | 0 | 0 | 0 | 0 | 0 | 0 | 0 | 0 | 0 | 0 | 0 | 0 | 0 | 0 | 0 | 0 | 0 | 0 | 0 | 0 | 0 | 0 | 0 | 0 | 0 | 0 | 0 | 0 | 0 | 0 | 0 | 0 | 0 | 0 | 0 | 0 | 0 | 0 | 0
|  |  |  | Final cashsweep payment date | 2038-12-31 | date
|  |  |  | Final cashsweep payment date | 2038-12-31 | date
|  |  |  | End of senior debt amortization period | 2044-03-31 | date
|  |  |  | Final cashsweep payment date - adjusted | 2038-12-31 | date
|  |  |  | Final cashsweep payment date - adjusted | 2038-12-31 | date
|  |  |  | End of senior debt amortization period | 2044-03-31 | date
|  |  |  | Days in a year | 365 | days
|  |  |  | Final cashsweep payment tail (x years from maturity) | 5.2521 | years
DEBT SUMMARY
|  |  |  | ADB Loan interest POS | 0 | USD 000s | 17528.7721 | 0 | 0 | 0 | 0 | 0 | 0 | 0 | 0 | 0 | 635.7729 | 823.7588 | 822.1292 | 792.2279 | 790.5347 | 767.2339 | 762.2642 | 730.8726 | 724.5112 | 692.3425 | 683.9844 | 652.2597 | 643.4851 | 612.5397 | 596.2064 | 560.686 | 544.5543 | 508.2333 | 494.7936 | 463.305 | 448.5557 | 418.4804 | 398.5551 | 365.4133 | 345.5194 | 316.7325 | 300.4603 | 269.6458 | 252.1152 | 225.4834 | 204.737 | 176.2946 | 154.5358 | 125.4383 | 101.3235 | 71.5487 | 44.9485 | 7.2893 | 0 | 0 | 0 | 0 | 0 | 0 | 0 | 0 | 0 | 0 | 0 | 0 | 0 | 0 | 0 | 0 | 0 | 0 | 0 | 0 | 0 | 0 | 0 | 0 | 0 | 0 | 0 | 0 | 0 | 0 | 0 | 0 | 0 | 0 | 0 | 0 | 0 | 0 | 0 | 0
|  |  |  | ADB Loan scheduled repayment POS | 0 | USD 000s | 23192.0545 | 0 | 0 | 0 | 0 | 0 | 0 | 0 | 0 | 0 | 137.986 | 487.4176 | 558.5733 | 527.9209 | 528.0463 | 489.4935 | 549.0268 | 517.9957 | 575.8528 | 546.5035 | 586.5785 | 552.9439 | 606.1881 | 571.8443 | 639.8129 | 612.3557 | 673.8609 | 508.114 | 554.5804 | 520.9059 | 595.4638 | 565.9518 | 629.0479 | 599.738 | 528.5693 | 470.6928 | 674.0931 | 672.7611 | 738.6335 | 710.2031 | 780.4178 | 754.7445 | 826.2289 | 801.0138 | 874.2546 | 849.7044 | 923.8177 | 450.7175 | 0 | 0 | 0 | 0 | 0 | 0 | 0 | 0 | 0 | 0 | 0 | 0 | 0 | 0 | 0 | 0 | 0 | 0 | 0 | 0 | 0 | 0 | 0 | 0 | 0 | 0 | 0 | 0 | 0 | 0 | 0 | 0 | 0 | 0 | 0 | 0 | 0 | 0 | 0 | 0
|  |  |  | EBRD Loan interest POS | 0 | USD 000s | 23013.276 | 0 | 0 | 0 | 0 | 0 | 0 | 0 | 0 | 0 | 834.6972 | 1081.5012 | 1079.3617 | 1040.1047 | 1037.8817 | 1007.2904 | 1000.7658 | 959.5523 | 951.2005 | 908.9667 | 897.9934 | 856.3425 | 844.8224 | 804.1946 | 782.7509 | 736.1167 | 714.9376 | 667.2522 | 649.6075 | 608.2666 | 588.9024 | 549.4169 | 523.2573 | 479.7459 | 453.6276 | 415.8336 | 394.4701 | 354.0142 | 330.9985 | 296.034 | 268.7963 | 231.4547 | 202.8879 | 164.6862 | 133.0262 | 93.9353 | 59.0123 | 9.5701 | 0 | 0 | 0 | 0 | 0 | 0 | 0 | 0 | 0 | 0 | 0 | 0 | 0 | 0 | 0 | 0 | 0 | 0 | 0 | 0 | 0 | 0 | 0 | 0 | 0 | 0 | 0 | 0 | 0 | 0 | 0 | 0 | 0 | 0 | 0 | 0 | 0 | 0 | 0 | 0
|  |  |  | EBRD Loan scheduled repayment POS | 0 | USD 000s | 30448.519 | 0 | 0 | 0 | 0 | 0 | 0 | 0 | 0 | 0 | 181.1598 | 639.9236 | 733.343 | 693.0998 | 693.2645 | 642.6491 | 720.8096 | 680.0692 | 756.0289 | 717.4967 | 770.1106 | 725.9523 | 795.8557 | 750.7663 | 840.0012 | 803.9531 | 884.7024 | 667.0956 | 728.1008 | 683.89 | 781.7759 | 743.03 | 825.868 | 787.3875 | 693.9511 | 617.9659 | 885.0073 | 883.2585 | 969.7414 | 932.4155 | 1024.5994 | 990.8934 | 1084.7442 | 1051.6397 | 1147.7965 | 1115.5648 | 1212.8671 | 591.7407 | 0 | 0 | 0 | 0 | 0 | 0 | 0 | 0 | 0 | 0 | 0 | 0 | 0 | 0 | 0 | 0 | 0 | 0 | 0 | 0 | 0 | 0 | 0 | 0 | 0 | 0 | 0 | 0 | 0 | 0 | 0 | 0 | 0 | 0 | 0 | 0 | 0 | 0 | 0 | 0
|  |  |  | AIIB loan interest POS | 0 | USD 000s | 13511.7618 | 0 | 0 | 0 | 0 | 0 | 0 | 0 | 0 | 0 | 490.0749 | 634.9807 | 633.7246 | 610.6757 | 609.3705 | 591.4094 | 587.5786 | 563.381 | 558.4774 | 533.6807 | 527.238 | 502.7835 | 496.0197 | 472.166 | 459.5757 | 432.1955 | 419.7606 | 391.7631 | 381.4034 | 357.1309 | 345.7617 | 322.5786 | 307.2195 | 281.6727 | 266.3379 | 244.148 | 231.6048 | 207.852 | 194.3388 | 173.8101 | 157.8181 | 135.8938 | 119.1214 | 96.692 | 78.1036 | 55.1521 | 34.6478 | 5.6189 | 0 | 0 | 0 | 0 | 0 | 0 | 0 | 0 | 0 | 0 | 0 | 0 | 0 | 0 | 0 | 0 | 0 | 0 | 0 | 0 | 0 | 0 | 0 | 0 | 0 | 0 | 0 | 0 | 0 | 0 | 0 | 0 | 0 | 0 | 0 | 0 | 0 | 0 | 0 | 0
|  |  |  | AIIB scheduled repayment POS | 0 | USD 000s | 17877.2086 | 0 | 0 | 0 | 0 | 0 | 0 | 0 | 0 | 0 | 106.3642 | 375.7177 | 430.5669 | 406.939 | 407.0357 | 377.3179 | 423.2082 | 399.2884 | 443.8865 | 421.2631 | 452.1543 | 426.2276 | 467.27 | 440.7967 | 493.1891 | 472.0242 | 519.4344 | 391.6712 | 427.4891 | 401.5316 | 459.0033 | 436.2545 | 484.8911 | 462.298 | 407.4388 | 362.8257 | 519.6135 | 518.5867 | 569.3633 | 547.4482 | 601.572 | 581.7823 | 636.8848 | 617.4481 | 673.9046 | 654.9804 | 712.1094 | 347.4281 | 0 | 0 | 0 | 0 | 0 | 0 | 0 | 0 | 0 | 0 | 0 | 0 | 0 | 0 | 0 | 0 | 0 | 0 | 0 | 0 | 0 | 0 | 0 | 0 | 0 | 0 | 0 | 0 | 0 | 0 | 0 | 0 | 0 | 0 | 0 | 0 | 0 | 0 | 0 | 0
|  |  |  | EIB interest POS | 0 | USD 000s | 12507.6535 | 0 | 0 | 0 | 0 | 0 | 0 | 0 | 0 | 0 | 454.5759 | 587.9513 | 586.8793 | 565.8101 | 564.6971 | 548.2049 | 544.6824 | 522.3675 | 517.7153 | 494.7699 | 488.7108 | 466.0921 | 459.7205 | 437.6632 | 425.8648 | 400.4886 | 388.8107 | 362.9006 | 353.1255 | 330.6723 | 319.9476 | 298.4642 | 284.0896 | 260.4559 | 246.0889 | 225.4793 | 213.6436 | 191.6696 | 179.0078 | 160.0439 | 145.1566 | 124.9488 | 109.3798 | 88.7778 | 71.5534 | 50.5294 | 31.6152 | 5.0993 | 0 | 0 | 0 | 0 | 0 | 0 | 0 | 0 | 0 | 0 | 0 | 0 | 0 | 0 | 0 | 0 | 0 | 0 | 0 | 0 | 0 | 0 | 0 | 0 | 0 | 0 | 0 | 0 | 0 | 0 | 0 | 0 | 0 | 0 | 0 | 0 | 0 | 0 | 0 | 0
|  |  |  | EIB scheduled repayment POS | 0 | USD 000s | 17877.2089 | 0 | 0 | 0 | 0 | 0 | 0 | 0 | 0 | 0 | 147.1039 | 371.8459 | 420.8806 | 406.5788 | 404.5357 | 380.0184 | 420.8806 | 404.5357 | 443.3548 | 424.9668 | 451.5272 | 431.0961 | 465.829 | 445.3979 | 492.3894 | 476.0445 | 516.9067 | 396.3633 | 424.9668 | 406.5788 | 457.6565 | 439.2686 | 482.1739 | 465.829 | 406.5788 | 367.7597 | 516.9067 | 520.9929 | 565.9414 | 547.5534 | 596.588 | 580.2431 | 629.2778 | 614.976 | 664.0106 | 649.7088 | 700.7866 | 339.1562 | 0 | 0 | 0 | 0 | 0 | 0 | 0 | 0 | 0 | 0 | 0 | 0 | 0 | 0 | 0 | 0 | 0 | 0 | 0 | 0 | 0 | 0 | 0 | 0 | 0 | 0 | 0 | 0 | 0 | 0 | 0 | 0 | 0 | 0 | 0 | 0 | 0 | 0 | 0 | 0
|  |  |  | GB Refi debt interest POS | 0 | USD 000s | 0 | 0 | 0 | 0 | 0 | 0 | 0 | 0 | 0 | 0 | 0 | 0 | 0 | 0 | 0 | 0 | 0 | 0 | 0 | 0 | 0 | 0 | 0 | 0 | 0 | 0 | 0 | 0 | 0 | 0 | 0 | 0 | 0 | 0 | 0 | 0 | 0 | 0 | 0 | 0 | 0 | 0 | 0 | 0 | 0 | 0 | 0 | 0 | 0 | 0 | 0 | 0 | 0 | 0 | 0 | 0 | 0 | 0 | 0 | 0 | 0 | 0 | 0 | 0 | 0 | 0 | 0 | 0 | 0 | 0 | 0 | 0 | 0 | 0 | 0 | 0 | 0 | 0 | 0 | 0 | 0 | 0 | 0 | 0 | 0 | 0 | 0 | 0
|  |  |  | GB Refi debt sculpted repayment POS | 0 | USD 000s | 0 | 0 | 0 | 0 | 0 | 0 | 0 | 0 | 0 | 0 | 0 | 0 | 0 | 0 | 0 | 0 | 0 | 0 | 0 | 0 | 0 | 0 | 0 | 0 | 0 | 0 | 0 | 0 | 0 | 0 | 0 | 0 | 0 | 0 | 0 | 0 | 0 | 0 | 0 | 0 | 0 | 0 | 0 | 0 | 0 | 0 | 0 | 0 | 0 | 0 | 0 | 0 | 0 | 0 | 0 | 0 | 0 | 0 | 0 | 0 | 0 | 0 | 0 | 0 | 0 | 0 | 0 | 0 | 0 | 0 | 0 | 0 | 0 | 0 | 0 | 0 | 0 | 0 | 0 | 0 | 0 | 0 | 0 | 0 | 0 | 0 | 0 | 0
|  |  |  | Total agent bank fee - operations POS | 0 | USD 000s | 1140 | 0 | 0 | 0 | 0 | 0 | 0 | 0 | 0 | 0 | 60 | 0 | 60 | 0 | 60 | 0 | 60 | 0 | 60 | 0 | 60 | 0 | 60 | 0 | 60 | 0 | 60 | 0 | 60 | 0 | 60 | 0 | 60 | 0 | 60 | 0 | 60 | 0 | 60 | 0 | 60 | 0 | 60 | 0 | 60 | 0 | 60 | 0 | 0 | 0 | 0 | 0 | 0 | 0 | 0 | 0 | 0 | 0 | 0 | 0 | 0 | 0 | 0 | 0 | 0 | 0 | 0 | 0 | 0 | 0 | 0 | 0 | 0 | 0 | 0 | 0 | 0 | 0 | 0 | 0 | 0 | 0 | 0 | 0 | 0 | 0 | 0 | 0
|  |  |  | Senior debt service |  | USD 000s | 157096.4544 |  | 0 | 0 | 0 | 0 | 0 | 0 | 0 | 0 | 3047.7346 | 5003.0969 | 5325.4586 | 5043.3568 | 5095.3662 | 4803.6176 | 5069.2162 | 4778.0624 | 5031.0273 | 4739.9899 | 4918.2972 | 4613.6978 | 4839.1904 | 4535.3687 | 4789.7903 | 4493.8643 | 4722.9675 | 3893.3932 | 4074.0671 | 3772.2812 | 4057.0669 | 3773.4449 | 3995.1024 | 3702.5402 | 3408.1119 | 3021.4377 | 3795.7994 | 3618.7808 | 3860.14 | 3592.9916 | 3839.6852 | 3576.2552 | 3823.0604 | 3560.6719 | 3803.973 | 3541.1241 | 3779.8046 | 1756.62 | 0 | 0 | 0 | 0 | 0 | 0 | 0 | 0 | 0 | 0 | 0 | 0 | 0 | 0 | 0 | 0 | 0 | 0 | 0 | 0 | 0 | 0 | 0 | 0 | 0 | 0 | 0 | 0 | 0 | 0 | 0 | 0 | 0 | 0 | 0 | 0 | 0 | 0 | 0 | 0
COST OF DEBT
Average cost of EBL
Hold cost EBL
|  |  |  | EBL drawdown - neg for cost of debt | 0 | USD 000s | -2e-08 | 0 | -2e-08 | 0 | 0 | 0 | 0 | 0 | 0 | 0 | 0 | 0 | 0 | 0 | 0 | 0 | 0 | 0 | 0 | 0 | 0 | 0 | 0 | 0 | 0 | 0 | 0 | 0 | 0 | 0 | 0 | 0 | 0 | 0 | 0 | 0 | 0 | 0 | 0 | 0 | 0 | 0 | 0 | 0 | 0 | 0 | 0 | 0 | 0 | 0 | 0 | 0 | 0 | 0 | 0 | 0 | 0 | 0 | 0 | 0 | 0 | 0 | 0 | 0 | 0 | 0 | 0 | 0 | 0 | 0 | 0 | 0 | 0 | 0 | 0 | 0 | 0 | 0 | 0 | 0 | 0 | 0 | 0 | 0 | 0 | 0 | 0 | 0
|  |  |  | Hodlco EBL cashflow during operations | 0 | USD 000s | 0 | 0 | 0 | 0 | 0 | 0 | 0 | 0 | 0 | 0 | 0 | 0 | 0 | 0 | 0 | 0 | 0 | 0 | 0 | 0 | 0 | 0 | 0 | 0 | 0 | 0 | 0 | 0 | 0 | 0 | 0 | 0 | 0 | 0 | 0 | 0 | 0 | 0 | 0 | 0 | 0 | 0 | 0 | 0 | 0 | 0 | 0 | 0 | 0 | 0 | 0 | 0 | 0 | 0 | 0 | 0 | 0 | 0 | 0 | 0 | 0 | 0 | 0 | 0 | 0 | 0 | 0 | 0 | 0 | 0 | 0 | 0 | 0 | 0 | 0 | 0 | 0 | 0 | 0 | 0 | 0 | 0 | 0 | 0 | 0 | 0 | 0 | 0
|  |  |  | Model period end date - monthly | 0 | date | 0 | 0 | 2021-07-31 | 2021-08-31 | 2021-09-30 | 2021-10-31 | 2021-11-30 | 2021-12-31 | 2022-01-31 | 2022-02-28 | 2022-03-31 | 2022-04-30 | 2022-05-31 | 2022-06-30 | 2022-07-31 | 2022-08-31 | 2022-09-30 | 2022-10-31 | 2022-11-30 | 2022-12-31 | 2023-01-31 | 2023-02-28 | 2023-03-31 | 2023-04-30 | 2023-05-31 | 2023-06-30 | 2023-07-31 | 2023-08-31 | 2023-09-30 | 2023-10-31 | 2023-11-30 | 2023-12-31 | 2024-01-31 | 2024-02-29 | 2024-03-31 | 2024-04-30 | 2024-05-31 | 2024-06-30 | 2024-07-31 | 2024-08-31 | 2024-09-30 | 2024-10-31 | 2024-11-30 | 2024-12-31 | 2025-01-31 | 2025-02-28 | 2025-03-31 | 2025-04-30 | 2025-05-31 | 2025-06-30 | 2025-07-31 | 2025-08-31 | 2025-09-30 | 2025-10-31 | 2025-11-30 | 2025-12-31 | 2026-01-31 | 2026-02-28 | 0 | 0 | 0 | 0 | 0 | 0 | 0 | 0 | 0 | 0 | 0 | 0 | 0 | 0 | 0 | 0 | 0 | 0 | 0 | 0 | 0 | 0 | 0 | 0 | 0 | 0 | 0 | 0 | 0 | 0
|  |  |  | Model period end date | 0 | date | 0 | 0 | time axis 2021-12-31 to 2064-06-30
|  |  |  | Average cost of holdco EBL | 0% | % p.a.
Average cost of debt during operations
|  |  |  | Initial negative value for xirr | -1e-08 | USD 000s
|  |  |  | 1st model column flag | 0 | flag | 1 | 0 | 1 | 0 | 0 | 0 | 0 | 0 | 0 | 0 | 0 | 0 | 0 | 0 | 0 | 0 | 0 | 0 | 0 | 0 | 0 | 0 | 0 | 0 | 0 | 0 | 0 | 0 | 0 | 0 | 0 | 0 | 0 | 0 | 0 | 0 | 0 | 0 | 0 | 0 | 0 | 0 | 0 | 0 | 0 | 0 | 0 | 0 | 0 | 0 | 0 | 0 | 0 | 0 | 0 | 0 | 0 | 0 | 0 | 0 | 0 | 0 | 0 | 0 | 0 | 0 | 0 | 0 | 0 | 0 | 0 | 0 | 0 | 0 | 0 | 0 | 0 | 0 | 0 | 0 | 0 | 0 | 0 | 0 | 0 | 0 | 0 | 0
|  |  |  | ADB Loan drawdown - neg for cost of debt | 0 | USD 000s | -26505.2054 | 0 | 0 | 0 | 0 | 0 | 0 | 0 | 0 | 0 | 0 | 0 | 0 | 0 | 0 | 0 | 0 | 0 | 0 | 0 | 0 | 0 | 0 | 0 | -3485.0941 | -7194.1293 | -5660.0852 | -2535.5754 | -1233.0109 | -75.2697 | -75.22 | -746.9074 | -38.5446 | -52.1765 | -1025.8823 | -10.6678 | -2.8396 | -720.7358 | -2.8396 | -2.8396 | -2.7898 | -2.8396 | -2.7898 | -769.359 | -2.8396 | -2.6903 | -2.8396 | -4.7593 | -2.8396 | -2849.6414 | 0 | 0 | 0 | 0 | 0 | 0 | 0 | 0 | 0 | 0 | 0 | 0 | 0 | 0 | 0 | 0 | 0 | 0 | 0 | 0 | 0 | 0 | 0 | 0 | 0 | 0 | 0 | 0 | 0 | 0 | 0 | 0 | 0 | 0 | 0 | 0 | 0 | 0
|  |  |  | EBRD drawdown - neg for cost of debt | 0 | USD 000s | -34798.3079 | 0 | 0 | 0 | 0 | 0 | 0 | 0 | 0 | 0 | 0 | 0 | 0 | 0 | 0 | 0 | 0 | 0 | 0 | 0 | 0 | 0 | 0 | 0 | -4575.5306 | -9445.0702 | -7431.0455 | -3328.921 | -1618.8025 | -98.8205 | -98.7552 | -980.6041 | -50.6047 | -68.5018 | -1346.8664 | -14.0055 | -3.728 | -946.2438 | -3.728 | -3.728 | -3.6627 | -3.728 | -3.6627 | -1010.0805 | -3.728 | -3.532 | -3.728 | -6.2484 | -3.728 | -3741.2537 | 0 | 0 | 0 | 0 | 0 | 0 | 0 | 0 | 0 | 0 | 0 | 0 | 0 | 0 | 0 | 0 | 0 | 0 | 0 | 0 | 0 | 0 | 0 | 0 | 0 | 0 | 0 | 0 | 0 | 0 | 0 | 0 | 0 | 0 | 0 | 0 | 0 | 0
|  |  |  | AIIB drawdown - neg for cost of debt | 0 | USD 000s | -20431.0959 | 0 | 0 | 0 | 0 | 0 | 0 | 0 | 0 | 0 | 0 | 0 | 0 | 0 | 0 | 0 | 0 | 0 | 0 | 0 | 0 | 0 | 0 | 0 | -2686.4267 | -5545.4746 | -4362.9823 | -1954.5061 | -950.4459 | -58.0204 | -57.9821 | -575.7411 | -29.7115 | -40.2194 | -790.7843 | -8.2231 | -2.1888 | -555.5672 | -2.1888 | -2.1888 | -2.1505 | -2.1888 | -2.1505 | -593.0476 | -2.1888 | -2.0738 | -2.1888 | -3.6686 | -2.1888 | -2196.5985 | 0 | 0 | 0 | 0 | 0 | 0 | 0 | 0 | 0 | 0 | 0 | 0 | 0 | 0 | 0 | 0 | 0 | 0 | 0 | 0 | 0 | 0 | 0 | 0 | 0 | 0 | 0 | 0 | 0 | 0 | 0 | 0 | 0 | 0 | 0 | 0 | 0 | 0
|  |  |  | EIB drawdown - neg for cost of debt | 0 | USD 000s | -20431.0959 | 0 | 0 | 0 | 0 | 0 | 0 | 0 | 0 | 0 | 0 | 0 | 0 | 0 | 0 | 0 | 0 | 0 | 0 | 0 | 0 | 0 | 0 | 0 | -2686.4267 | -5545.4746 | -4362.9823 | -1954.5061 | -950.4459 | -58.0204 | -57.9821 | -575.7411 | -29.7115 | -40.2194 | -790.7843 | -8.2231 | -2.1888 | -555.5672 | -2.1888 | -2.1888 | -2.1505 | -2.1888 | -2.1505 | -593.0476 | -2.1888 | -2.0738 | -2.1888 | -3.6686 | -2.1888 | -2196.5985 | 0 | 0 | 0 | 0 | 0 | 0 | 0 | 0 | 0 | 0 | 0 | 0 | 0 | 0 | 0 | 0 | 0 | 0 | 0 | 0 | 0 | 0 | 0 | 0 | 0 | 0 | 0 | 0 | 0 | 0 | 0 | 0 | 0 | 0 | 0 | 0 | 0 | 0
|  |  |  | Debt drawdown - neg for cost of debt |  | USD 000s | -102165.7051 |  | -1e-08 | 0 | 0 | 0 | 0 | 0 | 0 | 0 | 0 | 0 | 0 | 0 | 0 | 0 | 0 | 0 | 0 | 0 | 0 | 0 | 0 | 0 | -13433.4782 | -27730.1487 | -21817.0954 | -9773.5085 | -4752.7051 | -290.1311 | -289.9393 | -2878.9937 | -148.5722 | -201.1171 | -3954.3173 | -41.1194 | -10.9452 | -2778.1141 | -10.9452 | -10.9452 | -10.7534 | -10.9452 | -10.7534 | -2965.5347 | -10.9452 | -10.3699 | -10.9452 | -18.3449 | -10.9452 | -10984.0921 | 0 | 0 | 0 | 0 | 0 | 0 | 0 | 0 | 0 | 0 | 0 | 0 | 0 | 0 | 0 | 0 | 0 | 0 | 0 | 0 | 0 | 0 | 0 | 0 | 0 | 0 | 0 | 0 | 0 | 0 | 0 | 0 | 0 | 0 | 0 | 0 | 0 | 0
|  |  |  | Senior debt service | 0 | USD 000s | 157096.4544 | 0 | 0 | 0 | 0 | 0 | 0 | 0 | 0 | 0 | 3047.7346 | 5003.0969 | 5325.4586 | 5043.3568 | 5095.3662 | 4803.6176 | 5069.2162 | 4778.0624 | 5031.0273 | 4739.9899 | 4918.2972 | 4613.6978 | 4839.1904 | 4535.3687 | 4789.7903 | 4493.8643 | 4722.9675 | 3893.3932 | 4074.0671 | 3772.2812 | 4057.0669 | 3773.4449 | 3995.1024 | 3702.5402 | 3408.1119 | 3021.4377 | 3795.7994 | 3618.7808 | 3860.14 | 3592.9916 | 3839.6852 | 3576.2552 | 3823.0604 | 3560.6719 | 3803.973 | 3541.1241 | 3779.8046 | 1756.62 | 0 | 0 | 0 | 0 | 0 | 0 | 0 | 0 | 0 | 0 | 0 | 0 | 0 | 0 | 0 | 0 | 0 | 0 | 0 | 0 | 0 | 0 | 0 | 0 | 0 | 0 | 0 | 0 | 0 | 0 | 0 | 0 | 0 | 0 | 0 | 0 | 0 | 0 | 0 | 0
|  |  |  | Senior debt repayment from Refi facility drawdown | 0 | USD 000s | 0 | 0 | 0 | 0 | 0 | 0 | 0 | 0 | 0 | 0 | 0 | 0 | 0 | 0 | 0 | 0 | 0 | 0 | 0 | 0 | 0 | 0 | 0 | 0 | 0 | 0 | 0 | 0 | 0 | 0 | 0 | 0 | 0 | 0 | 0 | 0 | 0 | 0 | 0 | 0 | 0 | 0 | 0 | 0 | 0 | 0 | 0 | 0 | 0 | 0 | 0 | 0 | 0 | 0 | 0 | 0 | 0 | 0 | 0 | 0 | 0 | 0 | 0 | 0 | 0 | 0 | 0 | 0 | 0 | 0 | 0 | 0 | 0 | 0 | 0 | 0 | 0 | 0 | 0 | 0 | 0 | 0 | 0 | 0 | 0 | 0 | 0 | 0
|  |  |  | GB Refi facility upfront fee paid | 0 | USD 000s | 0 | 0 | 0 | 0 | 0 | 0 | 0 | 0 | 0 | 0 | 0 | 0 | 0 | 0 | 0 | 0 | 0 | 0 | 0 | 0 | 0 | 0 | 0 | 0 | 0 | 0 | 0 | 0 | 0 | 0 | 0 | 0 | 0 | 0 | 0 | 0 | 0 | 0 | 0 | 0 | 0 | 0 | 0 | 0 | 0 | 0 | 0 | 0 | 0 | 0 | 0 | 0 | 0 | 0 | 0 | 0 | 0 | 0 | 0 | 0 | 0 | 0 | 0 | 0 | 0 | 0 | 0 | 0 | 0 | 0 | 0 | 0 | 0 | 0 | 0 | 0 | 0 | 0 | 0 | 0 | 0 | 0 | 0 | 0 | 0 | 0 | 0 | 0
|  |  |  | GB Refi facility drawdown | 0 | USD 000s | 0 | 0 | 0 | 0 | 0 | 0 | 0 | 0 | 0 | 0 | 0 | 0 | 0 | 0 | 0 | 0 | 0 | 0 | 0 | 0 | 0 | 0 | 0 | 0 | 0 | 0 | 0 | 0 | 0 | 0 | 0 | 0 | 0 | 0 | 0 | 0 | 0 | 0 | 0 | 0 | 0 | 0 | 0 | 0 | 0 | 0 | 0 | 0 | 0 | 0 | 0 | 0 | 0 | 0 | 0 | 0 | 0 | 0 | 0 | 0 | 0 | 0 | 0 | 0 | 0 | 0 | 0 | 0 | 0 | 0 | 0 | 0 | 0 | 0 | 0 | 0 | 0 | 0 | 0 | 0 | 0 | 0 | 0 | 0 | 0 | 0 | 0 | 0
|  |  |  | Senior debt flows during operations |  | USD 000s | 157096.4544 |  | 0 | 0 | 0 | 0 | 0 | 0 | 0 | 0 | 3047.7346 | 5003.0969 | 5325.4586 | 5043.3568 | 5095.3662 | 4803.6176 | 5069.2162 | 4778.0624 | 5031.0273 | 4739.9899 | 4918.2972 | 4613.6978 | 4839.1904 | 4535.3687 | 4789.7903 | 4493.8643 | 4722.9675 | 3893.3932 | 4074.0671 | 3772.2812 | 4057.0669 | 3773.4449 | 3995.1024 | 3702.5402 | 3408.1119 | 3021.4377 | 3795.7994 | 3618.7808 | 3860.14 | 3592.9916 | 3839.6852 | 3576.2552 | 3823.0604 | 3560.6719 | 3803.973 | 3541.1241 | 3779.8046 | 1756.62 | 0 | 0 | 0 | 0 | 0 | 0 | 0 | 0 | 0 | 0 | 0 | 0 | 0 | 0 | 0 | 0 | 0 | 0 | 0 | 0 | 0 | 0 | 0 | 0 | 0 | 0 | 0 | 0 | 0 | 0 | 0 | 0 | 0 | 0 | 0 | 0 | 0 | 0 | 0 | 0
|  |  |  | Debt drawdown - neg for cost of debt | 0 | USD 000s | -102165.7051 | 0 | -1e-08 | 0 | 0 | 0 | 0 | 0 | 0 | 0 | 0 | 0 | 0 | 0 | 0 | 0 | 0 | 0 | 0 | 0 | 0 | 0 | 0 | 0 | -13433.4782 | -27730.1487 | -21817.0954 | -9773.5085 | -4752.7051 | -290.1311 | -289.9393 | -2878.9937 | -148.5722 | -201.1171 | -3954.3173 | -41.1194 | -10.9452 | -2778.1141 | -10.9452 | -10.9452 | -10.7534 | -10.9452 | -10.7534 | -2965.5347 | -10.9452 | -10.3699 | -10.9452 | -18.3449 | -10.9452 | -10984.0921 | 0 | 0 | 0 | 0 | 0 | 0 | 0 | 0 | 0 | 0 | 0 | 0 | 0 | 0 | 0 | 0 | 0 | 0 | 0 | 0 | 0 | 0 | 0 | 0 | 0 | 0 | 0 | 0 | 0 | 0 | 0 | 0 | 0 | 0 | 0 | 0 | 0 | 0
|  |  |  | Senior debt flows during operations | 0 | USD 000s | 157096.4544 | 0 | 0 | 0 | 0 | 0 | 0 | 0 | 0 | 0 | 3047.7346 | 5003.0969 | 5325.4586 | 5043.3568 | 5095.3662 | 4803.6176 | 5069.2162 | 4778.0624 | 5031.0273 | 4739.9899 | 4918.2972 | 4613.6978 | 4839.1904 | 4535.3687 | 4789.7903 | 4493.8643 | 4722.9675 | 3893.3932 | 4074.0671 | 3772.2812 | 4057.0669 | 3773.4449 | 3995.1024 | 3702.5402 | 3408.1119 | 3021.4377 | 3795.7994 | 3618.7808 | 3860.14 | 3592.9916 | 3839.6852 | 3576.2552 | 3823.0604 | 3560.6719 | 3803.973 | 3541.1241 | 3779.8046 | 1756.62 | 0 | 0 | 0 | 0 | 0 | 0 | 0 | 0 | 0 | 0 | 0 | 0 | 0 | 0 | 0 | 0 | 0 | 0 | 0 | 0 | 0 | 0 | 0 | 0 | 0 | 0 | 0 | 0 | 0 | 0 | 0 | 0 | 0 | 0 | 0 | 0 | 0 | 0 | 0 | 0
|  |  |  | Model period end date - monthly | 0 | date | 0 | 0 | 2021-07-31 | 2021-08-31 | 2021-09-30 | 2021-10-31 | 2021-11-30 | 2021-12-31 | 2022-01-31 | 2022-02-28 | 2022-03-31 | 2022-04-30 | 2022-05-31 | 2022-06-30 | 2022-07-31 | 2022-08-31 | 2022-09-30 | 2022-10-31 | 2022-11-30 | 2022-12-31 | 2023-01-31 | 2023-02-28 | 2023-03-31 | 2023-04-30 | 2023-05-31 | 2023-06-30 | 2023-07-31 | 2023-08-31 | 2023-09-30 | 2023-10-31 | 2023-11-30 | 2023-12-31 | 2024-01-31 | 2024-02-29 | 2024-03-31 | 2024-04-30 | 2024-05-31 | 2024-06-30 | 2024-07-31 | 2024-08-31 | 2024-09-30 | 2024-10-31 | 2024-11-30 | 2024-12-31 | 2025-01-31 | 2025-02-28 | 2025-03-31 | 2025-04-30 | 2025-05-31 | 2025-06-30 | 2025-07-31 | 2025-08-31 | 2025-09-30 | 2025-10-31 | 2025-11-30 | 2025-12-31 | 2026-01-31 | 2026-02-28 | 0 | 0 | 0 | 0 | 0 | 0 | 0 | 0 | 0 | 0 | 0 | 0 | 0 | 0 | 0 | 0 | 0 | 0 | 0 | 0 | 0 | 0 | 0 | 0 | 0 | 0 | 0 | 0 | 0 | 0
|  |  |  | Model period end date | 0 | date | 0 | 0 | 2021-12-31 | 2022-06-30 | 2022-12-31 | 2023-06-30 | 2023-12-31 | 2024-06-30 | 2024-12-31 | 2025-06-30 | 2025-12-31 | 2026-06-30 | 2026-12-31 | 2027-06-30 | 2027-12-31 | 2028-06-30 | 2028-12-31 | 2029-06-30 | 2029-12-31 | 2030-06-30 | 2030-12-31 | 2031-06-30 | 2031-12-31 | 2032-06-30 | 2032-12-31 | 2033-06-30 | 2033-12-31 | 2034-06-30 | 2034-12-31 | 2035-06-30 | 2035-12-31 | 2036-06-30 | 2036-12-31 | 2037-06-30 | 2037-12-31 | 2038-06-30 | 2038-12-31 | 2039-06-30 | 2039-12-31 | 2040-06-30 | 2040-12-31 | 2041-06-30 | 2041-12-31 | 2042-06-30 | 2042-12-31 | 2043-06-30 | 2043-12-31 | 2044-06-30 | 2044-12-31 | 2045-06-30 | 2045-12-31 | 2046-06-30 | 2046-12-31 | 2047-06-30 | 2047-12-31 | 2048-06-30 | 2048-12-31 | 2049-06-30 | 2049-12-31 | 2050-06-30 | 2050-12-31 | 2051-06-30 | 2051-12-31 | 2052-06-30 | 2052-12-31 | 2053-06-30 | 2053-12-31 | 2054-06-30 | 2054-12-31 | 2055-06-30 | 2055-12-31 | 2056-06-30 | 2056-12-31 | 2057-06-30 | 2057-12-31 | 2058-06-30 | 2058-12-31 | 2059-06-30 | 2059-12-31 | 2060-06-30 | 2060-12-31 | 2061-06-30 | 2061-12-31 | 2062-06-30 | 2062-12-31 | 2063-06-30 | 2063-12-31 | 2064-06-30
|  |  |  | Average cost of debt during operations | 4.365% | % p.a.
Average cost of debt during construction
|  |  |  | ADB Loan debt interest - paid | 0 | USD 000s | 2860.1165 | 0 | 0 | 0 | 0 | 0 | 0 | 0 | 0 | 0 | 0 | 0 | 0 | 0 | 0 | 0 | 0 | 0 | 0 | 0 | 0 | 0 | 0 | 0 | 0 | 23.0215 | 0 | 0 | 0 | 0 | 0 | 634.8917 | 0 | 0 | 0 | 0 | 0 | 702.9152 | 0 | 0 | 0 | 0 | 0 | 744.7616 | 0 | 0 | 0 | 0 | 0 | 754.5266 | 0 | 0 | 0 | 0 | 0 | 0 | 0 | 0 | 0 | 0 | 0 | 0 | 0 | 0 | 0 | 0 | 0 | 0 | 0 | 0 | 0 | 0 | 0 | 0 | 0 | 0 | 0 | 0 | 0 | 0 | 0 | 0 | 0 | 0 | 0 | 0 | 0 | 0
|  |  |  | EBRD Loan debt interest - paid | 0 | USD 000s | 3755.0064 | 0 | 0 | 0 | 0 | 0 | 0 | 0 | 0 | 0 | 0 | 0 | 0 | 0 | 0 | 0 | 0 | 0 | 0 | 0 | 0 | 0 | 0 | 0 | 0 | 30.2246 | 0 | 0 | 0 | 0 | 0 | 833.5403 | 0 | 0 | 0 | 0 | 0 | 922.8473 | 0 | 0 | 0 | 0 | 0 | 977.7869 | 0 | 0 | 0 | 0 | 0 | 990.6073 | 0 | 0 | 0 | 0 | 0 | 0 | 0 | 0 | 0 | 0 | 0 | 0 | 0 | 0 | 0 | 0 | 0 | 0 | 0 | 0 | 0 | 0 | 0 | 0 | 0 | 0 | 0 | 0 | 0 | 0 | 0 | 0 | 0 | 0 | 0 | 0 | 0 | 0
|  |  |  | AIIB Loan debt interest - paid | 0 | USD 000s | 2204.6732 | 0 | 0 | 0 | 0 | 0 | 0 | 0 | 0 | 0 | 0 | 0 | 0 | 0 | 0 | 0 | 0 | 0 | 0 | 0 | 0 | 0 | 0 | 0 | 0 | 17.7457 | 0 | 0 | 0 | 0 | 0 | 489.3957 | 0 | 0 | 0 | 0 | 0 | 541.8304 | 0 | 0 | 0 | 0 | 0 | 574.087 | 0 | 0 | 0 | 0 | 0 | 581.6143 | 0 | 0 | 0 | 0 | 0 | 0 | 0 | 0 | 0 | 0 | 0 | 0 | 0 | 0 | 0 | 0 | 0 | 0 | 0 | 0 | 0 | 0 | 0 | 0 | 0 | 0 | 0 | 0 | 0 | 0 | 0 | 0 | 0 | 0 | 0 | 0 | 0 | 0
|  |  |  | EIB Loan debt interest - paid | 0 | USD 000s | 2052.6124 | 0 | 0 | 0 | 0 | 0 | 0 | 0 | 0 | 0 | 0 | 0 | 0 | 0 | 0 | 0 | 0 | 0 | 0 | 0 | 0 | 0 | 0 | 0 | 0 | 16.7383 | 0 | 0 | 0 | 0 | 0 | 457.9777 | 0 | 0 | 0 | 0 | 0 | 503.9706 | 0 | 0 | 0 | 0 | 0 | 533.5525 | 0 | 0 | 0 | 0 | 0 | 540.3732 | 0 | 0 | 0 | 0 | 0 | 0 | 0 | 0 | 0 | 0 | 0 | 0 | 0 | 0 | 0 | 0 | 0 | 0 | 0 | 0 | 0 | 0 | 0 | 0 | 0 | 0 | 0 | 0 | 0 | 0 | 0 | 0 | 0 | 0 | 0 | 0 | 0 | 0
|  |  |  | ADB Loan commitment fee - paid | 0 | USD 000s | 166.8287 | 0 | 0 | 0 | 0 | 0 | 0 | 0 | 0 | 0 | 0 | 0 | 0 | 0 | 0 | 0 | 0 | 0 | 0 | 0 | 0 | 0 | 0 | 0 | 0 | 64.095 | 0 | 0 | 0 | 0 | 0 | 44.8969 | 0 | 0 | 0 | 0 | 0 | 24.853 | 0 | 0 | 0 | 0 | 0 | 18.6148 | 0 | 0 | 0 | 0 | 0 | 14.3691 | 0 | 0 | 0 | 0 | 0 | 0 | 0 | 0 | 0 | 0 | 0 | 0 | 0 | 0 | 0 | 0 | 0 | 0 | 0 | 0 | 0 | 0 | 0 | 0 | 0 | 0 | 0 | 0 | 0 | 0 | 0 | 0 | 0 | 0 | 0 | 0 | 0 | 0
|  |  |  | EBRD Loan commitment fee - paid | 0 | USD 000s | 219.027 | 0 | 0 | 0 | 0 | 0 | 0 | 0 | 0 | 0 | 0 | 0 | 0 | 0 | 0 | 0 | 0 | 0 | 0 | 0 | 0 | 0 | 0 | 0 | 0 | 84.1494 | 0 | 0 | 0 | 0 | 0 | 58.9445 | 0 | 0 | 0 | 0 | 0 | 32.6291 | 0 | 0 | 0 | 0 | 0 | 24.439 | 0 | 0 | 0 | 0 | 0 | 18.865 | 0 | 0 | 0 | 0 | 0 | 0 | 0 | 0 | 0 | 0 | 0 | 0 | 0 | 0 | 0 | 0 | 0 | 0 | 0 | 0 | 0 | 0 | 0 | 0 | 0 | 0 | 0 | 0 | 0 | 0 | 0 | 0 | 0 | 0 | 0 | 0 | 0 | 0
|  |  |  | AIIB Loan commitment fee - paid | 0 | USD 000s | 128.5971 | 0 | 0 | 0 | 0 | 0 | 0 | 0 | 0 | 0 | 0 | 0 | 0 | 0 | 0 | 0 | 0 | 0 | 0 | 0 | 0 | 0 | 0 | 0 | 0 | 49.4066 | 0 | 0 | 0 | 0 | 0 | 34.608 | 0 | 0 | 0 | 0 | 0 | 19.1575 | 0 | 0 | 0 | 0 | 0 | 14.3489 | 0 | 0 | 0 | 0 | 0 | 11.0762 | 0 | 0 | 0 | 0 | 0 | 0 | 0 | 0 | 0 | 0 | 0 | 0 | 0 | 0 | 0 | 0 | 0 | 0 | 0 | 0 | 0 | 0 | 0 | 0 | 0 | 0 | 0 | 0 | 0 | 0 | 0 | 0 | 0 | 0 | 0 | 0 | 0 | 0
|  |  |  | EIB Loan commitment fee - paid | 0 | USD 000s | 128.5971 | 0 | 0 | 0 | 0 | 0 | 0 | 0 | 0 | 0 | 0 | 0 | 0 | 0 | 0 | 0 | 0 | 0 | 0 | 0 | 0 | 0 | 0 | 0 | 0 | 49.4066 | 0 | 0 | 0 | 0 | 0 | 34.608 | 0 | 0 | 0 | 0 | 0 | 19.1575 | 0 | 0 | 0 | 0 | 0 | 14.3489 | 0 | 0 | 0 | 0 | 0 | 11.0762 | 0 | 0 | 0 | 0 | 0 | 0 | 0 | 0 | 0 | 0 | 0 | 0 | 0 | 0 | 0 | 0 | 0 | 0 | 0 | 0 | 0 | 0 | 0 | 0 | 0 | 0 | 0 | 0 | 0 | 0 | 0 | 0 | 0 | 0 | 0 | 0 | 0 | 0
|  |  |  | ADB Loan upfront fee | 0 | USD 000s | 268.0754 | 0 | 0 | 0 | 0 | 0 | 0 | 0 | 0 | 0 | 0 | 0 | 0 | 0 | 0 | 0 | 0 | 0 | 0 | 0 | 0 | 0 | 268.0754 | 0 | 0 | 0 | 0 | 0 | 0 | 0 | 0 | 0 | 0 | 0 | 0 | 0 | 0 | 0 | 0 | 0 | 0 | 0 | 0 | 0 | 0 | 0 | 0 | 0 | 0 | 0 | 0 | 0 | 0 | 0 | 0 | 0 | 0 | 0 | 0 | 0 | 0 | 0 | 0 | 0 | 0 | 0 | 0 | 0 | 0 | 0 | 0 | 0 | 0 | 0 | 0 | 0 | 0 | 0 | 0 | 0 | 0 | 0 | 0 | 0 | 0 | 0 | 0 | 0
|  |  |  | EBRD upfront fee | 0 | USD 000s | 351.9524 | 0 | 0 | 0 | 0 | 0 | 0 | 0 | 0 | 0 | 0 | 0 | 0 | 0 | 0 | 0 | 0 | 0 | 0 | 0 | 0 | 0 | 351.9524 | 0 | 0 | 0 | 0 | 0 | 0 | 0 | 0 | 0 | 0 | 0 | 0 | 0 | 0 | 0 | 0 | 0 | 0 | 0 | 0 | 0 | 0 | 0 | 0 | 0 | 0 | 0 | 0 | 0 | 0 | 0 | 0 | 0 | 0 | 0 | 0 | 0 | 0 | 0 | 0 | 0 | 0 | 0 | 0 | 0 | 0 | 0 | 0 | 0 | 0 | 0 | 0 | 0 | 0 | 0 | 0 | 0 | 0 | 0 | 0 | 0 | 0 | 0 | 0 | 0
|  |  |  | AIIB upfront fee | 0 | USD 000s | 206.6415 | 0 | 0 | 0 | 0 | 0 | 0 | 0 | 0 | 0 | 0 | 0 | 0 | 0 | 0 | 0 | 0 | 0 | 0 | 0 | 0 | 0 | 206.6415 | 0 | 0 | 0 | 0 | 0 | 0 | 0 | 0 | 0 | 0 | 0 | 0 | 0 | 0 | 0 | 0 | 0 | 0 | 0 | 0 | 0 | 0 | 0 | 0 | 0 | 0 | 0 | 0 | 0 | 0 | 0 | 0 | 0 | 0 | 0 | 0 | 0 | 0 | 0 | 0 | 0 | 0 | 0 | 0 | 0 | 0 | 0 | 0 | 0 | 0 | 0 | 0 | 0 | 0 | 0 | 0 | 0 | 0 | 0 | 0 | 0 | 0 | 0 | 0 | 0
|  |  |  | EIB upfront fee | 0 | USD 000s | 206.6415 | 0 | 0 | 0 | 0 | 0 | 0 | 0 | 0 | 0 | 0 | 0 | 0 | 0 | 0 | 0 | 0 | 0 | 0 | 0 | 0 | 0 | 206.6415 | 0 | 0 | 0 | 0 | 0 | 0 | 0 | 0 | 0 | 0 | 0 | 0 | 0 | 0 | 0 | 0 | 0 | 0 | 0 | 0 | 0 | 0 | 0 | 0 | 0 | 0 | 0 | 0 | 0 | 0 | 0 | 0 | 0 | 0 | 0 | 0 | 0 | 0 | 0 | 0 | 0 | 0 | 0 | 0 | 0 | 0 | 0 | 0 | 0 | 0 | 0 | 0 | 0 | 0 | 0 | 0 | 0 | 0 | 0 | 0 | 0 | 0 | 0 | 0 | 0
|  |  |  | Agent bank fee - m | 0 | USD 000s | 157.6438 | 0 | 0 | 0 | 0 | 0 | 0 | 0 | 0 | 0 | 0 | 0 | 0 | 0 | 0 | 0 | 0 | 0 | 0 | 0 | 0 | 0 | 0 | 5.7534 | 5.9452 | 5.7534 | 5.9452 | 5.9452 | 5.7534 | 5.9452 | 5.7534 | 5.9452 | 5.9452 | 5.5616 | 5.9452 | 5.7534 | 5.9452 | 5.7534 | 5.9452 | 5.9452 | 5.7534 | 5.9452 | 5.7534 | 5.9452 | 5.9452 | 5.3699 | 5.9452 | 5.7534 | 5.9452 | 5.7534 | 0 | 0 | 0 | 0 | 0 | 0 | 0 | 0 | 0 | 0 | 0 | 0 | 0 | 0 | 0 | 0 | 0 | 0 | 0 | 0 | 0 | 0 | 0 | 0 | 0 | 0 | 0 | 0 | 0 | 0 | 0 | 0 | 0 | 0 | 0 | 0 | 0 | 0
|  |  |  | Financing costs exc. wcf during construction |  | USD 000s | 12706.413 |  | 0 | 0 | 0 | 0 | 0 | 0 | 0 | 0 | 0 | 0 | 0 | 0 | 0 | 0 | 0 | 0 | 0 | 0 | 0 | 0 | 1033.3107 | 5.7534 | 5.9452 | 340.5412 | 5.9452 | 5.9452 | 5.7534 | 5.9452 | 5.7534 | 2594.8078 | 5.9452 | 5.5616 | 5.9452 | 5.7534 | 5.9452 | 2773.1141 | 5.9452 | 5.9452 | 5.7534 | 5.9452 | 5.7534 | 2907.8847 | 5.9452 | 5.3699 | 5.9452 | 5.7534 | 5.9452 | 2928.2612 | 0 | 0 | 0 | 0 | 0 | 0 | 0 | 0 | 0 | 0 | 0 | 0 | 0 | 0 | 0 | 0 | 0 | 0 | 0 | 0 | 0 | 0 | 0 | 0 | 0 | 0 | 0 | 0 | 0 | 0 | 0 | 0 | 0 | 0 | 0 | 0 | 0 | 0
|  |  |  | Debt drawdown - neg for cost of debt | 0 | USD 000s | -102165.7051 | 0 | -1e-08 | 0 | 0 | 0 | 0 | 0 | 0 | 0 | 0 | 0 | 0 | 0 | 0 | 0 | 0 | 0 | 0 | 0 | 0 | 0 | 0 | 0 | -13433.4782 | -27730.1487 | -21817.0954 | -9773.5085 | -4752.7051 | -290.1311 | -289.9393 | -2878.9937 | -148.5722 | -201.1171 | -3954.3173 | -41.1194 | -10.9452 | -2778.1141 | -10.9452 | -10.9452 | -10.7534 | -10.9452 | -10.7534 | -2965.5347 | -10.9452 | -10.3699 | -10.9452 | -18.3449 | -10.9452 | -10984.0921 | 0 | 0 | 0 | 0 | 0 | 0 | 0 | 0 | 0 | 0 | 0 | 0 | 0 | 0 | 0 | 0 | 0 | 0 | 0 | 0 | 0 | 0 | 0 | 0 | 0 | 0 | 0 | 0 | 0 | 0 | 0 | 0 | 0 | 0 | 0 | 0 | 0 | 0
|  |  |  | Financing costs exc. wcf during construction | 0 | USD 000s | 12706.413 | 0 | 0 | 0 | 0 | 0 | 0 | 0 | 0 | 0 | 0 | 0 | 0 | 0 | 0 | 0 | 0 | 0 | 0 | 0 | 0 | 0 | 1033.3107 | 5.7534 | 5.9452 | 340.5412 | 5.9452 | 5.9452 | 5.7534 | 5.9452 | 5.7534 | 2594.8078 | 5.9452 | 5.5616 | 5.9452 | 5.7534 | 5.9452 | 2773.1141 | 5.9452 | 5.9452 | 5.7534 | 5.9452 | 5.7534 | 2907.8847 | 5.9452 | 5.3699 | 5.9452 | 5.7534 | 5.9452 | 2928.2612 | 0 | 0 | 0 | 0 | 0 | 0 | 0 | 0 | 0 | 0 | 0 | 0 | 0 | 0 | 0 | 0 | 0 | 0 | 0 | 0 | 0 | 0 | 0 | 0 | 0 | 0 | 0 | 0 | 0 | 0 | 0 | 0 | 0 | 0 | 0 | 0 | 0 | 0
|  |  |  | Debt cashflow during construction |  | USD 000s | -89459.2921 |  | -1e-08 | 0 | 0 | 0 | 0 | 0 | 0 | 0 | 0 | 0 | 0 | 0 | 0 | 0 | 0 | 0 | 0 | 0 | 0 | 0 | 1033.3107 | 5.7534 | -13427.533 | -27389.6075 | -21811.1502 | -9767.5633 | -4746.9517 | -284.1859 | -284.1859 | -284.1859 | -142.627 | -195.5555 | -3948.3721 | -35.366 | -5 | -5 | -5 | -5 | -5 | -5 | -5 | -57.65 | -5 | -5 | -5 | -12.5915 | -5 | -8055.8309 | 0 | 0 | 0 | 0 | 0 | 0 | 0 | 0 | 0 | 0 | 0 | 0 | 0 | 0 | 0 | 0 | 0 | 0 | 0 | 0 | 0 | 0 | 0 | 0 | 0 | 0 | 0 | 0 | 0 | 0 | 0 | 0 | 0 | 0 | 0 | 0 | 0 | 0
Average cost of debt
|  |  |  | Debt cashflow during construction | 0 | USD 000s | -89459.2921 | 0 | -1e-08 | 0 | 0 | 0 | 0 | 0 | 0 | 0 | 0 | 0 | 0 | 0 | 0 | 0 | 0 | 0 | 0 | 0 | 0 | 0 | 1033.3107 | 5.7534 | -13427.533 | -27389.6075 | -21811.1502 | -9767.5633 | -4746.9517 | -284.1859 | -284.1859 | -284.1859 | -142.627 | -195.5555 | -3948.3721 | -35.366 | -5 | -5 | -5 | -5 | -5 | -5 | -5 | -57.65 | -5 | -5 | -5 | -12.5915 | -5 | -8055.8309 | 0 | 0 | 0 | 0 | 0 | 0 | 0 | 0 | 0 | 0 | 0 | 0 | 0 | 0 | 0 | 0 | 0 | 0 | 0 | 0 | 0 | 0 | 0 | 0 | 0 | 0 | 0 | 0 | 0 | 0 | 0 | 0 | 0 | 0 | 0 | 0 | 0 | 0
|  |  |  | Senior debt flows during operations | 0 | USD 000s | 157096.4544 | 0 | 0 | 0 | 0 | 0 | 0 | 0 | 0 | 0 | 3047.7346 | 5003.0969 | 5325.4586 | 5043.3568 | 5095.3662 | 4803.6176 | 5069.2162 | 4778.0624 | 5031.0273 | 4739.9899 | 4918.2972 | 4613.6978 | 4839.1904 | 4535.3687 | 4789.7903 | 4493.8643 | 4722.9675 | 3893.3932 | 4074.0671 | 3772.2812 | 4057.0669 | 3773.4449 | 3995.1024 | 3702.5402 | 3408.1119 | 3021.4377 | 3795.7994 | 3618.7808 | 3860.14 | 3592.9916 | 3839.6852 | 3576.2552 | 3823.0604 | 3560.6719 | 3803.973 | 3541.1241 | 3779.8046 | 1756.62 | 0 | 0 | 0 | 0 | 0 | 0 | 0 | 0 | 0 | 0 | 0 | 0 | 0 | 0 | 0 | 0 | 0 | 0 | 0 | 0 | 0 | 0 | 0 | 0 | 0 | 0 | 0 | 0 | 0 | 0 | 0 | 0 | 0 | 0 | 0 | 0 | 0 | 0 | 0 | 0
|  |  |  | Model period end date - monthly | 0 | date | 0 | 0 | 2021-07-31 | 2021-08-31 | 2021-09-30 | 2021-10-31 | 2021-11-30 | 2021-12-31 | 2022-01-31 | 2022-02-28 | 2022-03-31 | 2022-04-30 | 2022-05-31 | 2022-06-30 | 2022-07-31 | 2022-08-31 | 2022-09-30 | 2022-10-31 | 2022-11-30 | 2022-12-31 | 2023-01-31 | 2023-02-28 | 2023-03-31 | 2023-04-30 | 2023-05-31 | 2023-06-30 | 2023-07-31 | 2023-08-31 | 2023-09-30 | 2023-10-31 | 2023-11-30 | 2023-12-31 | 2024-01-31 | 2024-02-29 | 2024-03-31 | 2024-04-30 | 2024-05-31 | 2024-06-30 | 2024-07-31 | 2024-08-31 | 2024-09-30 | 2024-10-31 | 2024-11-30 | 2024-12-31 | 2025-01-31 | 2025-02-28 | 2025-03-31 | 2025-04-30 | 2025-05-31 | 2025-06-30 | 2025-07-31 | 2025-08-31 | 2025-09-30 | 2025-10-31 | 2025-11-30 | 2025-12-31 | 2026-01-31 | 2026-02-28 | 0 | 0 | 0 | 0 | 0 | 0 | 0 | 0 | 0 | 0 | 0 | 0 | 0 | 0 | 0 | 0 | 0 | 0 | 0 | 0 | 0 | 0 | 0 | 0 | 0 | 0 | 0 | 0 | 0 | 0
|  |  |  | Model period end date | 0 | date | 0 | 0 | time axis 2021-12-31 to 2064-06-30
|  |  |  | Average cost of senior debt | 5.799% | % p.a.
ADB Loan
|  |  |  | Initial negative value for xirr | -1e-08 | USD 000s
|  |  |  | 1st model column flag | 0 | flag | 1 | 0 | 1 | 0 | 0 | 0 | 0 | 0 | 0 | 0 | 0 | 0 | 0 | 0 | 0 | 0 | 0 | 0 | 0 | 0 | 0 | 0 | 0 | 0 | 0 | 0 | 0 | 0 | 0 | 0 | 0 | 0 | 0 | 0 | 0 | 0 | 0 | 0 | 0 | 0 | 0 | 0 | 0 | 0 | 0 | 0 | 0 | 0 | 0 | 0 | 0 | 0 | 0 | 0 | 0 | 0 | 0 | 0 | 0 | 0 | 0 | 0 | 0 | 0 | 0 | 0 | 0 | 0 | 0 | 0 | 0 | 0 | 0 | 0 | 0 | 0 | 0 | 0 | 0 | 0 | 0 | 0 | 0 | 0 | 0 | 0 | 0 | 0
|  |  |  | ADB Loan drawdown - neg for cost of debt | 0 | USD 000s | -26505.2054 | 0 | 0 | 0 | 0 | 0 | 0 | 0 | 0 | 0 | 0 | 0 | 0 | 0 | 0 | 0 | 0 | 0 | 0 | 0 | 0 | 0 | 0 | 0 | -3485.0941 | -7194.1293 | -5660.0852 | -2535.5754 | -1233.0109 | -75.2697 | -75.22 | -746.9074 | -38.5446 | -52.1765 | -1025.8823 | -10.6678 | -2.8396 | -720.7358 | -2.8396 | -2.8396 | -2.7898 | -2.8396 | -2.7898 | -769.359 | -2.8396 | -2.6903 | -2.8396 | -4.7593 | -2.8396 | -2849.6414 | 0 | 0 | 0 | 0 | 0 | 0 | 0 | 0 | 0 | 0 | 0 | 0 | 0 | 0 | 0 | 0 | 0 | 0 | 0 | 0 | 0 | 0 | 0 | 0 | 0 | 0 | 0 | 0 | 0 | 0 | 0 | 0 | 0 | 0 | 0 | 0 | 0 | 0
|  |  |  | ADB Loan debt interest - paid | 0 | USD 000s | 2860.1165 | 0 | 0 | 0 | 0 | 0 | 0 | 0 | 0 | 0 | 0 | 0 | 0 | 0 | 0 | 0 | 0 | 0 | 0 | 0 | 0 | 0 | 0 | 0 | 0 | 23.0215 | 0 | 0 | 0 | 0 | 0 | 634.8917 | 0 | 0 | 0 | 0 | 0 | 702.9152 | 0 | 0 | 0 | 0 | 0 | 744.7616 | 0 | 0 | 0 | 0 | 0 | 754.5266 | 0 | 0 | 0 | 0 | 0 | 0 | 0 | 0 | 0 | 0 | 0 | 0 | 0 | 0 | 0 | 0 | 0 | 0 | 0 | 0 | 0 | 0 | 0 | 0 | 0 | 0 | 0 | 0 | 0 | 0 | 0 | 0 | 0 | 0 | 0 | 0 | 0 | 0
|  |  |  | ADB Loan commitment fee - paid | 0 | USD 000s | 166.8287 | 0 | 0 | 0 | 0 | 0 | 0 | 0 | 0 | 0 | 0 | 0 | 0 | 0 | 0 | 0 | 0 | 0 | 0 | 0 | 0 | 0 | 0 | 0 | 0 | 64.095 | 0 | 0 | 0 | 0 | 0 | 44.8969 | 0 | 0 | 0 | 0 | 0 | 24.853 | 0 | 0 | 0 | 0 | 0 | 18.6148 | 0 | 0 | 0 | 0 | 0 | 14.3691 | 0 | 0 | 0 | 0 | 0 | 0 | 0 | 0 | 0 | 0 | 0 | 0 | 0 | 0 | 0 | 0 | 0 | 0 | 0 | 0 | 0 | 0 | 0 | 0 | 0 | 0 | 0 | 0 | 0 | 0 | 0 | 0 | 0 | 0 | 0 | 0 | 0 | 0
|  |  |  | ADB Loan upfront fee | 0 | USD 000s | 268.0754 | 0 | 0 | 0 | 0 | 0 | 0 | 0 | 0 | 0 | 0 | 0 | 0 | 0 | 0 | 0 | 0 | 0 | 0 | 0 | 0 | 0 | 268.0754 | 0 | 0 | 0 | 0 | 0 | 0 | 0 | 0 | 0 | 0 | 0 | 0 | 0 | 0 | 0 | 0 | 0 | 0 | 0 | 0 | 0 | 0 | 0 | 0 | 0 | 0 | 0 | 0 | 0 | 0 | 0 | 0 | 0 | 0 | 0 | 0 | 0 | 0 | 0 | 0 | 0 | 0 | 0 | 0 | 0 | 0 | 0 | 0 | 0 | 0 | 0 | 0 | 0 | 0 | 0 | 0 | 0 | 0 | 0 | 0 | 0 | 0 | 0 | 0 | 0
|  |  |  | ADB agent bank fees - m | 0 | USD 000s | 157.6438 | 0 | 0 | 0 | 0 | 0 | 0 | 0 | 0 | 0 | 0 | 0 | 0 | 0 | 0 | 0 | 0 | 0 | 0 | 0 | 0 | 0 | 0 | 5.7534 | 5.9452 | 5.7534 | 5.9452 | 5.9452 | 5.7534 | 5.9452 | 5.7534 | 5.9452 | 5.9452 | 5.5616 | 5.9452 | 5.7534 | 5.9452 | 5.7534 | 5.9452 | 5.9452 | 5.7534 | 5.9452 | 5.7534 | 5.9452 | 5.9452 | 5.3699 | 5.9452 | 5.7534 | 5.9452 | 5.7534 | 0 | 0 | 0 | 0 | 0 | 0 | 0 | 0 | 0 | 0 | 0 | 0 | 0 | 0 | 0 | 0 | 0 | 0 | 0 | 0 | 0 | 0 | 0 | 0 | 0 | 0 | 0 | 0 | 0 | 0 | 0 | 0 | 0 | 0 | 0 | 0 | 0 | 0
|  |  |  | ADB Loan cashflow during construction |  | USD 000s | -23052.541 |  | -1e-08 | 0 | 0 | 0 | 0 | 0 | 0 | 0 | 0 | 0 | 0 | 0 | 0 | 0 | 0 | 0 | 0 | 0 | 0 | 0 | 268.0754 | 5.7534 | -3479.1489 | -7101.2593 | -5654.14 | -2529.6302 | -1227.2575 | -69.3245 | -69.4665 | -61.1736 | -32.5994 | -46.6149 | -1019.9371 | -4.9143 | 3.1057 | 12.7857 | 3.1057 | 3.1057 | 2.9636 | 3.1057 | 2.9636 | -0.037506 | 3.1057 | 2.6796 | 3.1057 | 0.99414 | 3.1057 | -2074.9922 | 0 | 0 | 0 | 0 | 0 | 0 | 0 | 0 | 0 | 0 | 0 | 0 | 0 | 0 | 0 | 0 | 0 | 0 | 0 | 0 | 0 | 0 | 0 | 0 | 0 | 0 | 0 | 0 | 0 | 0 | 0 | 0 | 0 | 0 | 0 | 0 | 0 | 0
|  |  |  | ADB Loan interest POS | 0 | USD 000s | 17528.7721 | 0 | 0 | 0 | 0 | 0 | 0 | 0 | 0 | 0 | 635.7729 | 823.7588 | 822.1292 | 792.2279 | 790.5347 | 767.2339 | 762.2642 | 730.8726 | 724.5112 | 692.3425 | 683.9844 | 652.2597 | 643.4851 | 612.5397 | 596.2064 | 560.686 | 544.5543 | 508.2333 | 494.7936 | 463.305 | 448.5557 | 418.4804 | 398.5551 | 365.4133 | 345.5194 | 316.7325 | 300.4603 | 269.6458 | 252.1152 | 225.4834 | 204.737 | 176.2946 | 154.5358 | 125.4383 | 101.3235 | 71.5487 | 44.9485 | 7.2893 | 0 | 0 | 0 | 0 | 0 | 0 | 0 | 0 | 0 | 0 | 0 | 0 | 0 | 0 | 0 | 0 | 0 | 0 | 0 | 0 | 0 | 0 | 0 | 0 | 0 | 0 | 0 | 0 | 0 | 0 | 0 | 0 | 0 | 0 | 0 | 0 | 0 | 0 | 0 | 0
|  |  |  | ADB Loan scheduled repayment POS | 0 | USD 000s | 23192.0545 | 0 | 0 | 0 | 0 | 0 | 0 | 0 | 0 | 0 | 137.986 | 487.4176 | 558.5733 | 527.9209 | 528.0463 | 489.4935 | 549.0268 | 517.9957 | 575.8528 | 546.5035 | 586.5785 | 552.9439 | 606.1881 | 571.8443 | 639.8129 | 612.3557 | 673.8609 | 508.114 | 554.5804 | 520.9059 | 595.4638 | 565.9518 | 629.0479 | 599.738 | 528.5693 | 470.6928 | 674.0931 | 672.7611 | 738.6335 | 710.2031 | 780.4178 | 754.7445 | 826.2289 | 801.0138 | 874.2546 | 849.7044 | 923.8177 | 450.7175 | 0 | 0 | 0 | 0 | 0 | 0 | 0 | 0 | 0 | 0 | 0 | 0 | 0 | 0 | 0 | 0 | 0 | 0 | 0 | 0 | 0 | 0 | 0 | 0 | 0 | 0 | 0 | 0 | 0 | 0 | 0 | 0 | 0 | 0 | 0 | 0 | 0 | 0 | 0 | 0
|  |  |  | ADB Cashsweep repayment | 0 | USD 000s | -3313.1507 | 0 | 0 | 0 | 0 | 0 | 0 | 0 | 0 | 0 | 0 | 0 | 0 | 0 | 0 | 0 | -96.6833 | -92.6763 | -99.2149 | -95.2567 | -100.4674 | -96.2602 | -174.3365 | -169.4853 | -183.4714 | -179.0902 | -192.9356 | -170.8269 | -182.8185 | -177.6293 | -193.6461 | -189.7511 | -203.8903 | -199.2906 | -196.4192 | -187.4519 | -131.5489 | 0 | 0 | 0 | 0 | 0 | 0 | 0 | 0 | 0 | 0 | 0 | 0 | 0 | 0 | 0 | 0 | 0 | 0 | 0 | 0 | 0 | 0 | 0 | 0 | 0 | 0 | 0 | 0 | 0 | 0 | 0 | 0 | 0 | 0 | 0 | 0 | 0 | 0 | 0 | 0 | 0 | 0 | 0 | 0 | 0 | 0 | 0 | 0 | 0 | 0 | 0
|  |  |  | ADB - repayment from Refi facility | 0 | USD 000s | 0 | 0 | 0 | 0 | 0 | 0 | 0 | 0 | 0 | 0 | 0 | 0 | 0 | 0 | 0 | 0 | 0 | 0 | 0 | 0 | 0 | 0 | 0 | 0 | 0 | 0 | 0 | 0 | 0 | 0 | 0 | 0 | 0 | 0 | 0 | 0 | 0 | 0 | 0 | 0 | 0 | 0 | 0 | 0 | 0 | 0 | 0 | 0 | 0 | 0 | 0 | 0 | 0 | 0 | 0 | 0 | 0 | 0 | 0 | 0 | 0 | 0 | 0 | 0 | 0 | 0 | 0 | 0 | 0 | 0 | 0 | 0 | 0 | 0 | 0 | 0 | 0 | 0 | 0 | 0 | 0 | 0 | 0 | 0 | 0 | 0 | 0 | 0
|  |  |  | Agent bank fee - operations ADB | 0 | USD 000s | 1140 | 0 | 0 | 0 | 0 | 0 | 0 | 0 | 0 | 0 | 60 | 0 | 60 | 0 | 60 | 0 | 60 | 0 | 60 | 0 | 60 | 0 | 60 | 0 | 60 | 0 | 60 | 0 | 60 | 0 | 60 | 0 | 60 | 0 | 60 | 0 | 60 | 0 | 60 | 0 | 60 | 0 | 60 | 0 | 60 | 0 | 60 | 0 | 0 | 0 | 0 | 0 | 0 | 0 | 0 | 0 | 0 | 0 | 0 | 0 | 0 | 0 | 0 | 0 | 0 | 0 | 0 | 0 | 0 | 0 | 0 | 0 | 0 | 0 | 0 | 0 | 0 | 0 | 0 | 0 | 0 | 0 | 0 | 0 | 0 | 0 | 0 | 0
|  |  |  | ADB Loan cashflow during operation |  | USD 000s | 38547.6759 |  | 0 | 0 | 0 | 0 | 0 | 0 | 0 | 0 | 833.7588 | 1311.1764 | 1440.7025 | 1320.1487 | 1378.581 | 1256.7274 | 1274.6077 | 1156.192 | 1261.1491 | 1143.5893 | 1230.0955 | 1108.9435 | 1135.3366 | 1014.8987 | 1112.5478 | 993.9515 | 1085.4795 | 845.5203 | 926.5555 | 806.5816 | 910.3734 | 794.681 | 883.7127 | 765.8607 | 737.6695 | 599.9734 | 903.0046 | 942.4069 | 1050.7487 | 935.6865 | 1045.1548 | 931.0392 | 1040.7647 | 926.4521 | 1035.5781 | 921.2531 | 1028.7662 | 458.0069 | 0 | 0 | 0 | 0 | 0 | 0 | 0 | 0 | 0 | 0 | 0 | 0 | 0 | 0 | 0 | 0 | 0 | 0 | 0 | 0 | 0 | 0 | 0 | 0 | 0 | 0 | 0 | 0 | 0 | 0 | 0 | 0 | 0 | 0 | 0 | 0 | 0 | 0 | 0 | 0
|  |  |  | ADB Loan cashflow during construction | 0 | USD 000s | -23052.541 | 0 | -1e-08 | 0 | 0 | 0 | 0 | 0 | 0 | 0 | 0 | 0 | 0 | 0 | 0 | 0 | 0 | 0 | 0 | 0 | 0 | 0 | 268.0754 | 5.7534 | -3479.1489 | -7101.2593 | -5654.14 | -2529.6302 | -1227.2575 | -69.3245 | -69.4665 | -61.1736 | -32.5994 | -46.6149 | -1019.9371 | -4.9143 | 3.1057 | 12.7857 | 3.1057 | 3.1057 | 2.9636 | 3.1057 | 2.9636 | -0.037506 | 3.1057 | 2.6796 | 3.1057 | 0.99414 | 3.1057 | -2074.9922 | 0 | 0 | 0 | 0 | 0 | 0 | 0 | 0 | 0 | 0 | 0 | 0 | 0 | 0 | 0 | 0 | 0 | 0 | 0 | 0 | 0 | 0 | 0 | 0 | 0 | 0 | 0 | 0 | 0 | 0 | 0 | 0 | 0 | 0 | 0 | 0 | 0 | 0
|  |  |  | ADB Loan cashflow during operation | 0 | USD 000s | 38547.6759 | 0 | 0 | 0 | 0 | 0 | 0 | 0 | 0 | 0 | 833.7588 | 1311.1764 | 1440.7025 | 1320.1487 | 1378.581 | 1256.7274 | 1274.6077 | 1156.192 | 1261.1491 | 1143.5893 | 1230.0955 | 1108.9435 | 1135.3366 | 1014.8987 | 1112.5478 | 993.9515 | 1085.4795 | 845.5203 | 926.5555 | 806.5816 | 910.3734 | 794.681 | 883.7127 | 765.8607 | 737.6695 | 599.9734 | 903.0046 | 942.4069 | 1050.7487 | 935.6865 | 1045.1548 | 931.0392 | 1040.7647 | 926.4521 | 1035.5781 | 921.2531 | 1028.7662 | 458.0069 | 0 | 0 | 0 | 0 | 0 | 0 | 0 | 0 | 0 | 0 | 0 | 0 | 0 | 0 | 0 | 0 | 0 | 0 | 0 | 0 | 0 | 0 | 0 | 0 | 0 | 0 | 0 | 0 | 0 | 0 | 0 | 0 | 0 | 0 | 0 | 0 | 0 | 0 | 0 | 0
|  |  |  | Model period end date - monthly | 0 | date | 0 | 0 | 2021-07-31 | 2021-08-31 | 2021-09-30 | 2021-10-31 | 2021-11-30 | 2021-12-31 | 2022-01-31 | 2022-02-28 | 2022-03-31 | 2022-04-30 | 2022-05-31 | 2022-06-30 | 2022-07-31 | 2022-08-31 | 2022-09-30 | 2022-10-31 | 2022-11-30 | 2022-12-31 | 2023-01-31 | 2023-02-28 | 2023-03-31 | 2023-04-30 | 2023-05-31 | 2023-06-30 | 2023-07-31 | 2023-08-31 | 2023-09-30 | 2023-10-31 | 2023-11-30 | 2023-12-31 | 2024-01-31 | 2024-02-29 | 2024-03-31 | 2024-04-30 | 2024-05-31 | 2024-06-30 | 2024-07-31 | 2024-08-31 | 2024-09-30 | 2024-10-31 | 2024-11-30 | 2024-12-31 | 2025-01-31 | 2025-02-28 | 2025-03-31 | 2025-04-30 | 2025-05-31 | 2025-06-30 | 2025-07-31 | 2025-08-31 | 2025-09-30 | 2025-10-31 | 2025-11-30 | 2025-12-31 | 2026-01-31 | 2026-02-28 | 0 | 0 | 0 | 0 | 0 | 0 | 0 | 0 | 0 | 0 | 0 | 0 | 0 | 0 | 0 | 0 | 0 | 0 | 0 | 0 | 0 | 0 | 0 | 0 | 0 | 0 | 0 | 0 | 0 | 0
|  |  |  | Model period end date | 0 | date | 0 | 0 | 2021-12-31 | 2022-06-30 | 2022-12-31 | 2023-06-30 | 2023-12-31 | 2024-06-30 | 2024-12-31 | 2025-06-30 | 2025-12-31 | 2026-06-30 | 2026-12-31 | 2027-06-30 | 2027-12-31 | 2028-06-30 | 2028-12-31 | 2029-06-30 | 2029-12-31 | 2030-06-30 | 2030-12-31 | 2031-06-30 | 2031-12-31 | 2032-06-30 | 2032-12-31 | 2033-06-30 | 2033-12-31 | 2034-06-30 | 2034-12-31 | 2035-06-30 | 2035-12-31 | 2036-06-30 | 2036-12-31 | 2037-06-30 | 2037-12-31 | 2038-06-30 | 2038-12-31 | 2039-06-30 | 2039-12-31 | 2040-06-30 | 2040-12-31 | 2041-06-30 | 2041-12-31 | 2042-06-30 | 2042-12-31 | 2043-06-30 | 2043-12-31 | 2044-06-30 | 2044-12-31 | 2045-06-30 | 2045-12-31 | 2046-06-30 | 2046-12-31 | 2047-06-30 | 2047-12-31 | 2048-06-30 | 2048-12-31 | 2049-06-30 | 2049-12-31 | 2050-06-30 | 2050-12-31 | 2051-06-30 | 2051-12-31 | 2052-06-30 | 2052-12-31 | 2053-06-30 | 2053-12-31 | 2054-06-30 | 2054-12-31 | 2055-06-30 | 2055-12-31 | 2056-06-30 | 2056-12-31 | 2057-06-30 | 2057-12-31 | 2058-06-30 | 2058-12-31 | 2059-06-30 | 2059-12-31 | 2060-06-30 | 2060-12-31 | 2061-06-30 | 2061-12-31 | 2062-06-30 | 2062-12-31 | 2063-06-30 | 2063-12-31 | 2064-06-30
|  |  |  | Average cost of ADB Loan | 5.268% | % p.a.
EBRD Loan
|  |  |  | Initial negative value for xirr | -1e-08 | USD 000s
|  |  |  | 1st model column flag | 0 | flag | 1 | 0 | 1 | 0 | 0 | 0 | 0 | 0 | 0 | 0 | 0 | 0 | 0 | 0 | 0 | 0 | 0 | 0 | 0 | 0 | 0 | 0 | 0 | 0 | 0 | 0 | 0 | 0 | 0 | 0 | 0 | 0 | 0 | 0 | 0 | 0 | 0 | 0 | 0 | 0 | 0 | 0 | 0 | 0 | 0 | 0 | 0 | 0 | 0 | 0 | 0 | 0 | 0 | 0 | 0 | 0 | 0 | 0 | 0 | 0 | 0 | 0 | 0 | 0 | 0 | 0 | 0 | 0 | 0 | 0 | 0 | 0 | 0 | 0 | 0 | 0 | 0 | 0 | 0 | 0 | 0 | 0 | 0 | 0 | 0 | 0 | 0 | 0
|  |  |  | EBRD drawdown - neg for cost of debt | 0 | USD 000s | -34798.3079 | 0 | 0 | 0 | 0 | 0 | 0 | 0 | 0 | 0 | 0 | 0 | 0 | 0 | 0 | 0 | 0 | 0 | 0 | 0 | 0 | 0 | 0 | 0 | -4575.5306 | -9445.0702 | -7431.0455 | -3328.921 | -1618.8025 | -98.8205 | -98.7552 | -980.6041 | -50.6047 | -68.5018 | -1346.8664 | -14.0055 | -3.728 | -946.2438 | -3.728 | -3.728 | -3.6627 | -3.728 | -3.6627 | -1010.0805 | -3.728 | -3.532 | -3.728 | -6.2484 | -3.728 | -3741.2537 | 0 | 0 | 0 | 0 | 0 | 0 | 0 | 0 | 0 | 0 | 0 | 0 | 0 | 0 | 0 | 0 | 0 | 0 | 0 | 0 | 0 | 0 | 0 | 0 | 0 | 0 | 0 | 0 | 0 | 0 | 0 | 0 | 0 | 0 | 0 | 0 | 0 | 0
|  |  |  | EBRD Loan debt interest - paid | 0 | USD 000s | 3755.0064 | 0 | 0 | 0 | 0 | 0 | 0 | 0 | 0 | 0 | 0 | 0 | 0 | 0 | 0 | 0 | 0 | 0 | 0 | 0 | 0 | 0 | 0 | 0 | 0 | 30.2246 | 0 | 0 | 0 | 0 | 0 | 833.5403 | 0 | 0 | 0 | 0 | 0 | 922.8473 | 0 | 0 | 0 | 0 | 0 | 977.7869 | 0 | 0 | 0 | 0 | 0 | 990.6073 | 0 | 0 | 0 | 0 | 0 | 0 | 0 | 0 | 0 | 0 | 0 | 0 | 0 | 0 | 0 | 0 | 0 | 0 | 0 | 0 | 0 | 0 | 0 | 0 | 0 | 0 | 0 | 0 | 0 | 0 | 0 | 0 | 0 | 0 | 0 | 0 | 0 | 0
|  |  |  | EBRD Loan commitment fee - paid | 0 | USD 000s | 219.027 | 0 | 0 | 0 | 0 | 0 | 0 | 0 | 0 | 0 | 0 | 0 | 0 | 0 | 0 | 0 | 0 | 0 | 0 | 0 | 0 | 0 | 0 | 0 | 0 | 84.1494 | 0 | 0 | 0 | 0 | 0 | 58.9445 | 0 | 0 | 0 | 0 | 0 | 32.6291 | 0 | 0 | 0 | 0 | 0 | 24.439 | 0 | 0 | 0 | 0 | 0 | 18.865 | 0 | 0 | 0 | 0 | 0 | 0 | 0 | 0 | 0 | 0 | 0 | 0 | 0 | 0 | 0 | 0 | 0 | 0 | 0 | 0 | 0 | 0 | 0 | 0 | 0 | 0 | 0 | 0 | 0 | 0 | 0 | 0 | 0 | 0 | 0 | 0 | 0 | 0
|  |  |  | EBRD upfront fee | 0 | USD 000s | 351.9524 | 0 | 0 | 0 | 0 | 0 | 0 | 0 | 0 | 0 | 0 | 0 | 0 | 0 | 0 | 0 | 0 | 0 | 0 | 0 | 0 | 0 | 351.9524 | 0 | 0 | 0 | 0 | 0 | 0 | 0 | 0 | 0 | 0 | 0 | 0 | 0 | 0 | 0 | 0 | 0 | 0 | 0 | 0 | 0 | 0 | 0 | 0 | 0 | 0 | 0 | 0 | 0 | 0 | 0 | 0 | 0 | 0 | 0 | 0 | 0 | 0 | 0 | 0 | 0 | 0 | 0 | 0 | 0 | 0 | 0 | 0 | 0 | 0 | 0 | 0 | 0 | 0 | 0 | 0 | 0 | 0 | 0 | 0 | 0 | 0 | 0 | 0 | 0
|  |  |  | EBRD agent bank fees - m | 0 | USD 000s | 0 | 0 | 0 | 0 | 0 | 0 | 0 | 0 | 0 | 0 | 0 | 0 | 0 | 0 | 0 | 0 | 0 | 0 | 0 | 0 | 0 | 0 | 0 | 0 | 0 | 0 | 0 | 0 | 0 | 0 | 0 | 0 | 0 | 0 | 0 | 0 | 0 | 0 | 0 | 0 | 0 | 0 | 0 | 0 | 0 | 0 | 0 | 0 | 0 | 0 | 0 | 0 | 0 | 0 | 0 | 0 | 0 | 0 | 0 | 0 | 0 | 0 | 0 | 0 | 0 | 0 | 0 | 0 | 0 | 0 | 0 | 0 | 0 | 0 | 0 | 0 | 0 | 0 | 0 | 0 | 0 | 0 | 0 | 0 | 0 | 0 | 0 | 0
|  |  |  | EBRD Loan cashflow during construction |  | USD 000s | -30472.3221 |  | -1e-08 | 0 | 0 | 0 | 0 | 0 | 0 | 0 | 0 | 0 | 0 | 0 | 0 | 0 | 0 | 0 | 0 | 0 | 0 | 0 | 351.9524 | 0 | -4575.5306 | -9330.6961 | -7431.0455 | -3328.921 | -1618.8025 | -98.8205 | -98.7552 | -88.1194 | -50.6047 | -68.5018 | -1346.8664 | -14.0055 | -3.728 | 9.2326 | -3.728 | -3.728 | -3.6627 | -3.728 | -3.6627 | -7.8546 | -3.728 | -3.532 | -3.728 | -6.2484 | -3.728 | -2731.7814 | 0 | 0 | 0 | 0 | 0 | 0 | 0 | 0 | 0 | 0 | 0 | 0 | 0 | 0 | 0 | 0 | 0 | 0 | 0 | 0 | 0 | 0 | 0 | 0 | 0 | 0 | 0 | 0 | 0 | 0 | 0 | 0 | 0 | 0 | 0 | 0 | 0 | 0
|  |  |  | EBRD Loan interest POS | 0 | USD 000s | 23013.276 | 0 | 0 | 0 | 0 | 0 | 0 | 0 | 0 | 0 | 834.6972 | 1081.5012 | 1079.3617 | 1040.1047 | 1037.8817 | 1007.2904 | 1000.7658 | 959.5523 | 951.2005 | 908.9667 | 897.9934 | 856.3425 | 844.8224 | 804.1946 | 782.7509 | 736.1167 | 714.9376 | 667.2522 | 649.6075 | 608.2666 | 588.9024 | 549.4169 | 523.2573 | 479.7459 | 453.6276 | 415.8336 | 394.4701 | 354.0142 | 330.9985 | 296.034 | 268.7963 | 231.4547 | 202.8879 | 164.6862 | 133.0262 | 93.9353 | 59.0123 | 9.5701 | 0 | 0 | 0 | 0 | 0 | 0 | 0 | 0 | 0 | 0 | 0 | 0 | 0 | 0 | 0 | 0 | 0 | 0 | 0 | 0 | 0 | 0 | 0 | 0 | 0 | 0 | 0 | 0 | 0 | 0 | 0 | 0 | 0 | 0 | 0 | 0 | 0 | 0 | 0 | 0
|  |  |  | EBRD Loan scheduled repayment POS | 0 | USD 000s | 30448.519 | 0 | 0 | 0 | 0 | 0 | 0 | 0 | 0 | 0 | 181.1598 | 639.9236 | 733.343 | 693.0998 | 693.2645 | 642.6491 | 720.8096 | 680.0692 | 756.0289 | 717.4967 | 770.1106 | 725.9523 | 795.8557 | 750.7663 | 840.0012 | 803.9531 | 884.7024 | 667.0956 | 728.1008 | 683.89 | 781.7759 | 743.03 | 825.868 | 787.3875 | 693.9511 | 617.9659 | 885.0073 | 883.2585 | 969.7414 | 932.4155 | 1024.5994 | 990.8934 | 1084.7442 | 1051.6397 | 1147.7965 | 1115.5648 | 1212.8671 | 591.7407 | 0 | 0 | 0 | 0 | 0 | 0 | 0 | 0 | 0 | 0 | 0 | 0 | 0 | 0 | 0 | 0 | 0 | 0 | 0 | 0 | 0 | 0 | 0 | 0 | 0 | 0 | 0 | 0 | 0 | 0 | 0 | 0 | 0 | 0 | 0 | 0 | 0 | 0 | 0 | 0
|  |  |  | EBRD Cashsweep repayment | 0 | USD 000s | -4349.7885 | 0 | 0 | 0 | 0 | 0 | 0 | 0 | 0 | 0 | 0 | 0 | 0 | 0 | 0 | 0 | -126.9342 | -121.6734 | -130.2578 | -125.0612 | -131.9023 | -126.3786 | -228.884 | -222.5148 | -240.877 | -235.125 | -253.3024 | -224.2762 | -240.0198 | -233.207 | -254.2352 | -249.1215 | -267.6846 | -261.6458 | -257.876 | -246.103 | -172.7087 | 0 | 0 | 0 | 0 | 0 | 0 | 0 | 0 | 0 | 0 | 0 | 0 | 0 | 0 | 0 | 0 | 0 | 0 | 0 | 0 | 0 | 0 | 0 | 0 | 0 | 0 | 0 | 0 | 0 | 0 | 0 | 0 | 0 | 0 | 0 | 0 | 0 | 0 | 0 | 0 | 0 | 0 | 0 | 0 | 0 | 0 | 0 | 0 | 0 | 0 | 0
|  |  |  | EBRD - repayment from Refi facility | 0 | USD 000s | 0 | 0 | 0 | 0 | 0 | 0 | 0 | 0 | 0 | 0 | 0 | 0 | 0 | 0 | 0 | 0 | 0 | 0 | 0 | 0 | 0 | 0 | 0 | 0 | 0 | 0 | 0 | 0 | 0 | 0 | 0 | 0 | 0 | 0 | 0 | 0 | 0 | 0 | 0 | 0 | 0 | 0 | 0 | 0 | 0 | 0 | 0 | 0 | 0 | 0 | 0 | 0 | 0 | 0 | 0 | 0 | 0 | 0 | 0 | 0 | 0 | 0 | 0 | 0 | 0 | 0 | 0 | 0 | 0 | 0 | 0 | 0 | 0 | 0 | 0 | 0 | 0 | 0 | 0 | 0 | 0 | 0 | 0 | 0 | 0 | 0 | 0 | 0
|  |  |  | Agent bank fee - operations EBRD | 0 | USD 000s | 0 | 0 | 0 | 0 | 0 | 0 | 0 | 0 | 0 | 0 | 0 | 0 | 0 | 0 | 0 | 0 | 0 | 0 | 0 | 0 | 0 | 0 | 0 | 0 | 0 | 0 | 0 | 0 | 0 | 0 | 0 | 0 | 0 | 0 | 0 | 0 | 0 | 0 | 0 | 0 | 0 | 0 | 0 | 0 | 0 | 0 | 0 | 0 | 0 | 0 | 0 | 0 | 0 | 0 | 0 | 0 | 0 | 0 | 0 | 0 | 0 | 0 | 0 | 0 | 0 | 0 | 0 | 0 | 0 | 0 | 0 | 0 | 0 | 0 | 0 | 0 | 0 | 0 | 0 | 0 | 0 | 0 | 0 | 0 | 0 | 0 | 0 | 0
|  |  |  | EBRD Loan cashflow during operation |  | USD 000s | 49112.0066 |  | 0 | 0 | 0 | 0 | 0 | 0 | 0 | 0 | 1015.857 | 1721.4248 | 1812.7047 | 1733.2045 | 1731.1462 | 1649.9395 | 1594.6412 | 1517.9481 | 1576.9716 | 1501.4022 | 1536.2018 | 1455.9162 | 1411.7942 | 1332.4461 | 1381.8751 | 1304.9448 | 1346.3375 | 1110.0716 | 1137.6884 | 1058.9495 | 1116.4431 | 1043.3255 | 1081.4407 | 1005.4876 | 889.7027 | 787.6966 | 1106.7687 | 1237.2727 | 1300.7399 | 1228.4495 | 1293.3957 | 1222.3481 | 1287.632 | 1216.3258 | 1280.8227 | 1209.5001 | 1271.8794 | 601.3107 | 0 | 0 | 0 | 0 | 0 | 0 | 0 | 0 | 0 | 0 | 0 | 0 | 0 | 0 | 0 | 0 | 0 | 0 | 0 | 0 | 0 | 0 | 0 | 0 | 0 | 0 | 0 | 0 | 0 | 0 | 0 | 0 | 0 | 0 | 0 | 0 | 0 | 0 | 0 | 0
|  |  |  | EBRD Loan cashflow during construction | 0 | USD 000s | -30472.3221 | 0 | -1e-08 | 0 | 0 | 0 | 0 | 0 | 0 | 0 | 0 | 0 | 0 | 0 | 0 | 0 | 0 | 0 | 0 | 0 | 0 | 0 | 351.9524 | 0 | -4575.5306 | -9330.6961 | -7431.0455 | -3328.921 | -1618.8025 | -98.8205 | -98.7552 | -88.1194 | -50.6047 | -68.5018 | -1346.8664 | -14.0055 | -3.728 | 9.2326 | -3.728 | -3.728 | -3.6627 | -3.728 | -3.6627 | -7.8546 | -3.728 | -3.532 | -3.728 | -6.2484 | -3.728 | -2731.7814 | 0 | 0 | 0 | 0 | 0 | 0 | 0 | 0 | 0 | 0 | 0 | 0 | 0 | 0 | 0 | 0 | 0 | 0 | 0 | 0 | 0 | 0 | 0 | 0 | 0 | 0 | 0 | 0 | 0 | 0 | 0 | 0 | 0 | 0 | 0 | 0 | 0 | 0
|  |  |  | EBRD Loan cashflow during operation | 0 | USD 000s | 49112.0066 | 0 | 0 | 0 | 0 | 0 | 0 | 0 | 0 | 0 | 1015.857 | 1721.4248 | 1812.7047 | 1733.2045 | 1731.1462 | 1649.9395 | 1594.6412 | 1517.9481 | 1576.9716 | 1501.4022 | 1536.2018 | 1455.9162 | 1411.7942 | 1332.4461 | 1381.8751 | 1304.9448 | 1346.3375 | 1110.0716 | 1137.6884 | 1058.9495 | 1116.4431 | 1043.3255 | 1081.4407 | 1005.4876 | 889.7027 | 787.6966 | 1106.7687 | 1237.2727 | 1300.7399 | 1228.4495 | 1293.3957 | 1222.3481 | 1287.632 | 1216.3258 | 1280.8227 | 1209.5001 | 1271.8794 | 601.3107 | 0 | 0 | 0 | 0 | 0 | 0 | 0 | 0 | 0 | 0 | 0 | 0 | 0 | 0 | 0 | 0 | 0 | 0 | 0 | 0 | 0 | 0 | 0 | 0 | 0 | 0 | 0 | 0 | 0 | 0 | 0 | 0 | 0 | 0 | 0 | 0 | 0 | 0 | 0 | 0
|  |  |  | Model period end date - monthly | 0 | date | 0 | 0 | 2021-07-31 | 2021-08-31 | 2021-09-30 | 2021-10-31 | 2021-11-30 | 2021-12-31 | 2022-01-31 | 2022-02-28 | 2022-03-31 | 2022-04-30 | 2022-05-31 | 2022-06-30 | 2022-07-31 | 2022-08-31 | 2022-09-30 | 2022-10-31 | 2022-11-30 | 2022-12-31 | 2023-01-31 | 2023-02-28 | 2023-03-31 | 2023-04-30 | 2023-05-31 | 2023-06-30 | 2023-07-31 | 2023-08-31 | 2023-09-30 | 2023-10-31 | 2023-11-30 | 2023-12-31 | 2024-01-31 | 2024-02-29 | 2024-03-31 | 2024-04-30 | 2024-05-31 | 2024-06-30 | 2024-07-31 | 2024-08-31 | 2024-09-30 | 2024-10-31 | 2024-11-30 | 2024-12-31 | 2025-01-31 | 2025-02-28 | 2025-03-31 | 2025-04-30 | 2025-05-31 | 2025-06-30 | 2025-07-31 | 2025-08-31 | 2025-09-30 | 2025-10-31 | 2025-11-30 | 2025-12-31 | 2026-01-31 | 2026-02-28 | 0 | 0 | 0 | 0 | 0 | 0 | 0 | 0 | 0 | 0 | 0 | 0 | 0 | 0 | 0 | 0 | 0 | 0 | 0 | 0 | 0 | 0 | 0 | 0 | 0 | 0 | 0 | 0 | 0 | 0
|  |  |  | Model period end date | 0 | date | 0 | 0 | 2021-12-31 | 2022-06-30 | 2022-12-31 | 2023-06-30 | 2023-12-31 | 2024-06-30 | 2024-12-31 | 2025-06-30 | 2025-12-31 | 2026-06-30 | 2026-12-31 | 2027-06-30 | 2027-12-31 | 2028-06-30 | 2028-12-31 | 2029-06-30 | 2029-12-31 | 2030-06-30 | 2030-12-31 | 2031-06-30 | 2031-12-31 | 2032-06-30 | 2032-12-31 | 2033-06-30 | 2033-12-31 | 2034-06-30 | 2034-12-31 | 2035-06-30 | 2035-12-31 | 2036-06-30 | 2036-12-31 | 2037-06-30 | 2037-12-31 | 2038-06-30 | 2038-12-31 | 2039-06-30 | 2039-12-31 | 2040-06-30 | 2040-12-31 | 2041-06-30 | 2041-12-31 | 2042-06-30 | 2042-12-31 | 2043-06-30 | 2043-12-31 | 2044-06-30 | 2044-12-31 | 2045-06-30 | 2045-12-31 | 2046-06-30 | 2046-12-31 | 2047-06-30 | 2047-12-31 | 2048-06-30 | 2048-12-31 | 2049-06-30 | 2049-12-31 | 2050-06-30 | 2050-12-31 | 2051-06-30 | 2051-12-31 | 2052-06-30 | 2052-12-31 | 2053-06-30 | 2053-12-31 | 2054-06-30 | 2054-12-31 | 2055-06-30 | 2055-12-31 | 2056-06-30 | 2056-12-31 | 2057-06-30 | 2057-12-31 | 2058-06-30 | 2058-12-31 | 2059-06-30 | 2059-12-31 | 2060-06-30 | 2060-12-31 | 2061-06-30 | 2061-12-31 | 2062-06-30 | 2062-12-31 | 2063-06-30 | 2063-12-31 | 2064-06-30
|  |  |  | Average cost of EBRD Loan | 4.864% | % p.a.
AIIB Loan
|  |  |  | Initial negative value for xirr | -1e-08 | USD 000s
|  |  |  | 1st model column flag | 0 | flag | 1 | 0 | 1 | 0 | 0 | 0 | 0 | 0 | 0 | 0 | 0 | 0 | 0 | 0 | 0 | 0 | 0 | 0 | 0 | 0 | 0 | 0 | 0 | 0 | 0 | 0 | 0 | 0 | 0 | 0 | 0 | 0 | 0 | 0 | 0 | 0 | 0 | 0 | 0 | 0 | 0 | 0 | 0 | 0 | 0 | 0 | 0 | 0 | 0 | 0 | 0 | 0 | 0 | 0 | 0 | 0 | 0 | 0 | 0 | 0 | 0 | 0 | 0 | 0 | 0 | 0 | 0 | 0 | 0 | 0 | 0 | 0 | 0 | 0 | 0 | 0 | 0 | 0 | 0 | 0 | 0 | 0 | 0 | 0 | 0 | 0 | 0 | 0
|  |  |  | AIIB drawdown - neg for cost of debt | 0 | USD 000s | -20431.0959 | 0 | 0 | 0 | 0 | 0 | 0 | 0 | 0 | 0 | 0 | 0 | 0 | 0 | 0 | 0 | 0 | 0 | 0 | 0 | 0 | 0 | 0 | 0 | -2686.4267 | -5545.4746 | -4362.9823 | -1954.5061 | -950.4459 | -58.0204 | -57.9821 | -575.7411 | -29.7115 | -40.2194 | -790.7843 | -8.2231 | -2.1888 | -555.5672 | -2.1888 | -2.1888 | -2.1505 | -2.1888 | -2.1505 | -593.0476 | -2.1888 | -2.0738 | -2.1888 | -3.6686 | -2.1888 | -2196.5985 | 0 | 0 | 0 | 0 | 0 | 0 | 0 | 0 | 0 | 0 | 0 | 0 | 0 | 0 | 0 | 0 | 0 | 0 | 0 | 0 | 0 | 0 | 0 | 0 | 0 | 0 | 0 | 0 | 0 | 0 | 0 | 0 | 0 | 0 | 0 | 0 | 0 | 0
|  |  |  | AIIB Loan debt interest - paid | 0 | USD 000s | 2204.6732 | 0 | 0 | 0 | 0 | 0 | 0 | 0 | 0 | 0 | 0 | 0 | 0 | 0 | 0 | 0 | 0 | 0 | 0 | 0 | 0 | 0 | 0 | 0 | 0 | 17.7457 | 0 | 0 | 0 | 0 | 0 | 489.3957 | 0 | 0 | 0 | 0 | 0 | 541.8304 | 0 | 0 | 0 | 0 | 0 | 574.087 | 0 | 0 | 0 | 0 | 0 | 581.6143 | 0 | 0 | 0 | 0 | 0 | 0 | 0 | 0 | 0 | 0 | 0 | 0 | 0 | 0 | 0 | 0 | 0 | 0 | 0 | 0 | 0 | 0 | 0 | 0 | 0 | 0 | 0 | 0 | 0 | 0 | 0 | 0 | 0 | 0 | 0 | 0 | 0 | 0
|  |  |  | AIIB Loan commitment fee - paid | 0 | USD 000s | 128.5971 | 0 | 0 | 0 | 0 | 0 | 0 | 0 | 0 | 0 | 0 | 0 | 0 | 0 | 0 | 0 | 0 | 0 | 0 | 0 | 0 | 0 | 0 | 0 | 0 | 49.4066 | 0 | 0 | 0 | 0 | 0 | 34.608 | 0 | 0 | 0 | 0 | 0 | 19.1575 | 0 | 0 | 0 | 0 | 0 | 14.3489 | 0 | 0 | 0 | 0 | 0 | 11.0762 | 0 | 0 | 0 | 0 | 0 | 0 | 0 | 0 | 0 | 0 | 0 | 0 | 0 | 0 | 0 | 0 | 0 | 0 | 0 | 0 | 0 | 0 | 0 | 0 | 0 | 0 | 0 | 0 | 0 | 0 | 0 | 0 | 0 | 0 | 0 | 0 | 0 | 0
|  |  |  | AIIB upfront fee | 0 | USD 000s | 206.6415 | 0 | 0 | 0 | 0 | 0 | 0 | 0 | 0 | 0 | 0 | 0 | 0 | 0 | 0 | 0 | 0 | 0 | 0 | 0 | 0 | 0 | 206.6415 | 0 | 0 | 0 | 0 | 0 | 0 | 0 | 0 | 0 | 0 | 0 | 0 | 0 | 0 | 0 | 0 | 0 | 0 | 0 | 0 | 0 | 0 | 0 | 0 | 0 | 0 | 0 | 0 | 0 | 0 | 0 | 0 | 0 | 0 | 0 | 0 | 0 | 0 | 0 | 0 | 0 | 0 | 0 | 0 | 0 | 0 | 0 | 0 | 0 | 0 | 0 | 0 | 0 | 0 | 0 | 0 | 0 | 0 | 0 | 0 | 0 | 0 | 0 | 0 | 0
|  |  |  | AIIB agent bank fees - m | 0 | USD 000s | 0 | 0 | 0 | 0 | 0 | 0 | 0 | 0 | 0 | 0 | 0 | 0 | 0 | 0 | 0 | 0 | 0 | 0 | 0 | 0 | 0 | 0 | 0 | 0 | 0 | 0 | 0 | 0 | 0 | 0 | 0 | 0 | 0 | 0 | 0 | 0 | 0 | 0 | 0 | 0 | 0 | 0 | 0 | 0 | 0 | 0 | 0 | 0 | 0 | 0 | 0 | 0 | 0 | 0 | 0 | 0 | 0 | 0 | 0 | 0 | 0 | 0 | 0 | 0 | 0 | 0 | 0 | 0 | 0 | 0 | 0 | 0 | 0 | 0 | 0 | 0 | 0 | 0 | 0 | 0 | 0 | 0 | 0 | 0 | 0 | 0 | 0 | 0
|  |  |  | AIIB cashflow during construction |  | USD 000s | -17891.1841 |  | -1e-08 | 0 | 0 | 0 | 0 | 0 | 0 | 0 | 0 | 0 | 0 | 0 | 0 | 0 | 0 | 0 | 0 | 0 | 0 | 0 | 206.6415 | 0 | -2686.4267 | -5478.3223 | -4362.9823 | -1954.5061 | -950.4459 | -58.0204 | -57.9821 | -51.7374 | -29.7115 | -40.2194 | -790.7843 | -8.2231 | -2.1888 | 5.4207 | -2.1888 | -2.1888 | -2.1505 | -2.1888 | -2.1505 | -4.6117 | -2.1888 | -2.0738 | -2.1888 | -3.6686 | -2.1888 | -1603.9081 | 0 | 0 | 0 | 0 | 0 | 0 | 0 | 0 | 0 | 0 | 0 | 0 | 0 | 0 | 0 | 0 | 0 | 0 | 0 | 0 | 0 | 0 | 0 | 0 | 0 | 0 | 0 | 0 | 0 | 0 | 0 | 0 | 0 | 0 | 0 | 0 | 0 | 0
|  |  |  | AIIB loan interest POS | 0 | USD 000s | 13511.7618 | 0 | 0 | 0 | 0 | 0 | 0 | 0 | 0 | 0 | 490.0749 | 634.9807 | 633.7246 | 610.6757 | 609.3705 | 591.4094 | 587.5786 | 563.381 | 558.4774 | 533.6807 | 527.238 | 502.7835 | 496.0197 | 472.166 | 459.5757 | 432.1955 | 419.7606 | 391.7631 | 381.4034 | 357.1309 | 345.7617 | 322.5786 | 307.2195 | 281.6727 | 266.3379 | 244.148 | 231.6048 | 207.852 | 194.3388 | 173.8101 | 157.8181 | 135.8938 | 119.1214 | 96.692 | 78.1036 | 55.1521 | 34.6478 | 5.6189 | 0 | 0 | 0 | 0 | 0 | 0 | 0 | 0 | 0 | 0 | 0 | 0 | 0 | 0 | 0 | 0 | 0 | 0 | 0 | 0 | 0 | 0 | 0 | 0 | 0 | 0 | 0 | 0 | 0 | 0 | 0 | 0 | 0 | 0 | 0 | 0 | 0 | 0 | 0 | 0
|  |  |  | AIIB scheduled repayment POS | 0 | USD 000s | 17877.2086 | 0 | 0 | 0 | 0 | 0 | 0 | 0 | 0 | 0 | 106.3642 | 375.7177 | 430.5669 | 406.939 | 407.0357 | 377.3179 | 423.2082 | 399.2884 | 443.8865 | 421.2631 | 452.1543 | 426.2276 | 467.27 | 440.7967 | 493.1891 | 472.0242 | 519.4344 | 391.6712 | 427.4891 | 401.5316 | 459.0033 | 436.2545 | 484.8911 | 462.298 | 407.4388 | 362.8257 | 519.6135 | 518.5867 | 569.3633 | 547.4482 | 601.572 | 581.7823 | 636.8848 | 617.4481 | 673.9046 | 654.9804 | 712.1094 | 347.4281 | 0 | 0 | 0 | 0 | 0 | 0 | 0 | 0 | 0 | 0 | 0 | 0 | 0 | 0 | 0 | 0 | 0 | 0 | 0 | 0 | 0 | 0 | 0 | 0 | 0 | 0 | 0 | 0 | 0 | 0 | 0 | 0 | 0 | 0 | 0 | 0 | 0 | 0 | 0 | 0
|  |  |  | AIIB Cashsweep repayment | 0 | USD 000s | -2553.887 | 0 | 0 | 0 | 0 | 0 | 0 | 0 | 0 | 0 | 0 | 0 | 0 | 0 | 0 | 0 | -74.5267 | -71.438 | -76.4781 | -73.4271 | -77.4436 | -74.2006 | -134.3844 | -130.6449 | -141.4259 | -138.0487 | -148.7212 | -131.6791 | -140.9226 | -136.9226 | -149.2688 | -146.2664 | -157.1654 | -153.6198 | -151.4065 | -144.4942 | -101.4023 | 0 | 0 | 0 | 0 | 0 | 0 | 0 | 0 | 0 | 0 | 0 | 0 | 0 | 0 | 0 | 0 | 0 | 0 | 0 | 0 | 0 | 0 | 0 | 0 | 0 | 0 | 0 | 0 | 0 | 0 | 0 | 0 | 0 | 0 | 0 | 0 | 0 | 0 | 0 | 0 | 0 | 0 | 0 | 0 | 0 | 0 | 0 | 0 | 0 | 0 | 0
|  |  |  | AIIB - repayment from Refi facility | 0 | USD 000s | 0 | 0 | 0 | 0 | 0 | 0 | 0 | 0 | 0 | 0 | 0 | 0 | 0 | 0 | 0 | 0 | 0 | 0 | 0 | 0 | 0 | 0 | 0 | 0 | 0 | 0 | 0 | 0 | 0 | 0 | 0 | 0 | 0 | 0 | 0 | 0 | 0 | 0 | 0 | 0 | 0 | 0 | 0 | 0 | 0 | 0 | 0 | 0 | 0 | 0 | 0 | 0 | 0 | 0 | 0 | 0 | 0 | 0 | 0 | 0 | 0 | 0 | 0 | 0 | 0 | 0 | 0 | 0 | 0 | 0 | 0 | 0 | 0 | 0 | 0 | 0 | 0 | 0 | 0 | 0 | 0 | 0 | 0 | 0 | 0 | 0 | 0 | 0
|  |  |  | Agent bank fee - operations AIIB | 0 | USD 000s | 0 | 0 | 0 | 0 | 0 | 0 | 0 | 0 | 0 | 0 | 0 | 0 | 0 | 0 | 0 | 0 | 0 | 0 | 0 | 0 | 0 | 0 | 0 | 0 | 0 | 0 | 0 | 0 | 0 | 0 | 0 | 0 | 0 | 0 | 0 | 0 | 0 | 0 | 0 | 0 | 0 | 0 | 0 | 0 | 0 | 0 | 0 | 0 | 0 | 0 | 0 | 0 | 0 | 0 | 0 | 0 | 0 | 0 | 0 | 0 | 0 | 0 | 0 | 0 | 0 | 0 | 0 | 0 | 0 | 0 | 0 | 0 | 0 | 0 | 0 | 0 | 0 | 0 | 0 | 0 | 0 | 0 | 0 | 0 | 0 | 0 | 0 | 0
|  |  |  | AIIB cashflow during operation |  | USD 000s | 28835.0835 |  | 0 | 0 | 0 | 0 | 0 | 0 | 0 | 0 | 596.4391 | 1010.6985 | 1064.2915 | 1017.6147 | 1016.4062 | 968.7274 | 936.2601 | 891.2313 | 925.8858 | 881.5168 | 901.9486 | 854.8106 | 828.9053 | 782.3178 | 811.3389 | 766.1709 | 790.4738 | 651.7552 | 667.9699 | 621.74 | 655.4961 | 612.5666 | 634.9452 | 590.3509 | 522.3703 | 462.4795 | 649.816 | 726.4387 | 763.7021 | 721.2583 | 759.3901 | 717.676 | 756.0061 | 714.1402 | 752.0081 | 710.1326 | 746.7573 | 353.047 | 0 | 0 | 0 | 0 | 0 | 0 | 0 | 0 | 0 | 0 | 0 | 0 | 0 | 0 | 0 | 0 | 0 | 0 | 0 | 0 | 0 | 0 | 0 | 0 | 0 | 0 | 0 | 0 | 0 | 0 | 0 | 0 | 0 | 0 | 0 | 0 | 0 | 0 | 0 | 0
|  |  |  | AIIB cashflow during construction | 0 | USD 000s | -17891.1841 | 0 | -1e-08 | 0 | 0 | 0 | 0 | 0 | 0 | 0 | 0 | 0 | 0 | 0 | 0 | 0 | 0 | 0 | 0 | 0 | 0 | 0 | 206.6415 | 0 | -2686.4267 | -5478.3223 | -4362.9823 | -1954.5061 | -950.4459 | -58.0204 | -57.9821 | -51.7374 | -29.7115 | -40.2194 | -790.7843 | -8.2231 | -2.1888 | 5.4207 | -2.1888 | -2.1888 | -2.1505 | -2.1888 | -2.1505 | -4.6117 | -2.1888 | -2.0738 | -2.1888 | -3.6686 | -2.1888 | -1603.9081 | 0 | 0 | 0 | 0 | 0 | 0 | 0 | 0 | 0 | 0 | 0 | 0 | 0 | 0 | 0 | 0 | 0 | 0 | 0 | 0 | 0 | 0 | 0 | 0 | 0 | 0 | 0 | 0 | 0 | 0 | 0 | 0 | 0 | 0 | 0 | 0 | 0 | 0
|  |  |  | AIIB cashflow during operation | 0 | USD 000s | 28835.0835 | 0 | 0 | 0 | 0 | 0 | 0 | 0 | 0 | 0 | 596.4391 | 1010.6985 | 1064.2915 | 1017.6147 | 1016.4062 | 968.7274 | 936.2601 | 891.2313 | 925.8858 | 881.5168 | 901.9486 | 854.8106 | 828.9053 | 782.3178 | 811.3389 | 766.1709 | 790.4738 | 651.7552 | 667.9699 | 621.74 | 655.4961 | 612.5666 | 634.9452 | 590.3509 | 522.3703 | 462.4795 | 649.816 | 726.4387 | 763.7021 | 721.2583 | 759.3901 | 717.676 | 756.0061 | 714.1402 | 752.0081 | 710.1326 | 746.7573 | 353.047 | 0 | 0 | 0 | 0 | 0 | 0 | 0 | 0 | 0 | 0 | 0 | 0 | 0 | 0 | 0 | 0 | 0 | 0 | 0 | 0 | 0 | 0 | 0 | 0 | 0 | 0 | 0 | 0 | 0 | 0 | 0 | 0 | 0 | 0 | 0 | 0 | 0 | 0 | 0 | 0
|  |  |  | Model period end date - monthly | 0 | date | 0 | 0 | 2021-07-31 | 2021-08-31 | 2021-09-30 | 2021-10-31 | 2021-11-30 | 2021-12-31 | 2022-01-31 | 2022-02-28 | 2022-03-31 | 2022-04-30 | 2022-05-31 | 2022-06-30 | 2022-07-31 | 2022-08-31 | 2022-09-30 | 2022-10-31 | 2022-11-30 | 2022-12-31 | 2023-01-31 | 2023-02-28 | 2023-03-31 | 2023-04-30 | 2023-05-31 | 2023-06-30 | 2023-07-31 | 2023-08-31 | 2023-09-30 | 2023-10-31 | 2023-11-30 | 2023-12-31 | 2024-01-31 | 2024-02-29 | 2024-03-31 | 2024-04-30 | 2024-05-31 | 2024-06-30 | 2024-07-31 | 2024-08-31 | 2024-09-30 | 2024-10-31 | 2024-11-30 | 2024-12-31 | 2025-01-31 | 2025-02-28 | 2025-03-31 | 2025-04-30 | 2025-05-31 | 2025-06-30 | 2025-07-31 | 2025-08-31 | 2025-09-30 | 2025-10-31 | 2025-11-30 | 2025-12-31 | 2026-01-31 | 2026-02-28 | 0 | 0 | 0 | 0 | 0 | 0 | 0 | 0 | 0 | 0 | 0 | 0 | 0 | 0 | 0 | 0 | 0 | 0 | 0 | 0 | 0 | 0 | 0 | 0 | 0 | 0 | 0 | 0 | 0 | 0
|  |  |  | Model period end date | 0 | date | 0 | 0 | 2021-12-31 | 2022-06-30 | 2022-12-31 | 2023-06-30 | 2023-12-31 | 2024-06-30 | 2024-12-31 | 2025-06-30 | 2025-12-31 | 2026-06-30 | 2026-12-31 | 2027-06-30 | 2027-12-31 | 2028-06-30 | 2028-12-31 | 2029-06-30 | 2029-12-31 | 2030-06-30 | 2030-12-31 | 2031-06-30 | 2031-12-31 | 2032-06-30 | 2032-12-31 | 2033-06-30 | 2033-12-31 | 2034-06-30 | 2034-12-31 | 2035-06-30 | 2035-12-31 | 2036-06-30 | 2036-12-31 | 2037-06-30 | 2037-12-31 | 2038-06-30 | 2038-12-31 | 2039-06-30 | 2039-12-31 | 2040-06-30 | 2040-12-31 | 2041-06-30 | 2041-12-31 | 2042-06-30 | 2042-12-31 | 2043-06-30 | 2043-12-31 | 2044-06-30 | 2044-12-31 | 2045-06-30 | 2045-12-31 | 2046-06-30 | 2046-12-31 | 2047-06-30 | 2047-12-31 | 2048-06-30 | 2048-12-31 | 2049-06-30 | 2049-12-31 | 2050-06-30 | 2050-12-31 | 2051-06-30 | 2051-12-31 | 2052-06-30 | 2052-12-31 | 2053-06-30 | 2053-12-31 | 2054-06-30 | 2054-12-31 | 2055-06-30 | 2055-12-31 | 2056-06-30 | 2056-12-31 | 2057-06-30 | 2057-12-31 | 2058-06-30 | 2058-12-31 | 2059-06-30 | 2059-12-31 | 2060-06-30 | 2060-12-31 | 2061-06-30 | 2061-12-31 | 2062-06-30 | 2062-12-31 | 2063-06-30 | 2063-12-31 | 2064-06-30
|  |  |  | Average cost of AIIB | 4.864% | % p.a.
EIB Loan
|  |  |  | Initial negative value for xirr | -1e-08 | USD 000s
|  |  |  | 1st model column flag | 0 | flag | 1 | 0 | 1 | 0 | 0 | 0 | 0 | 0 | 0 | 0 | 0 | 0 | 0 | 0 | 0 | 0 | 0 | 0 | 0 | 0 | 0 | 0 | 0 | 0 | 0 | 0 | 0 | 0 | 0 | 0 | 0 | 0 | 0 | 0 | 0 | 0 | 0 | 0 | 0 | 0 | 0 | 0 | 0 | 0 | 0 | 0 | 0 | 0 | 0 | 0 | 0 | 0 | 0 | 0 | 0 | 0 | 0 | 0 | 0 | 0 | 0 | 0 | 0 | 0 | 0 | 0 | 0 | 0 | 0 | 0 | 0 | 0 | 0 | 0 | 0 | 0 | 0 | 0 | 0 | 0 | 0 | 0 | 0 | 0 | 0 | 0 | 0 | 0
|  |  |  | EIB drawdown - neg for cost of debt | 0 | USD 000s | -20431.0959 | 0 | 0 | 0 | 0 | 0 | 0 | 0 | 0 | 0 | 0 | 0 | 0 | 0 | 0 | 0 | 0 | 0 | 0 | 0 | 0 | 0 | 0 | 0 | -2686.4267 | -5545.4746 | -4362.9823 | -1954.5061 | -950.4459 | -58.0204 | -57.9821 | -575.7411 | -29.7115 | -40.2194 | -790.7843 | -8.2231 | -2.1888 | -555.5672 | -2.1888 | -2.1888 | -2.1505 | -2.1888 | -2.1505 | -593.0476 | -2.1888 | -2.0738 | -2.1888 | -3.6686 | -2.1888 | -2196.5985 | 0 | 0 | 0 | 0 | 0 | 0 | 0 | 0 | 0 | 0 | 0 | 0 | 0 | 0 | 0 | 0 | 0 | 0 | 0 | 0 | 0 | 0 | 0 | 0 | 0 | 0 | 0 | 0 | 0 | 0 | 0 | 0 | 0 | 0 | 0 | 0 | 0 | 0
|  |  |  | EIB Loan debt interest - paid | 0 | USD 000s | 2052.6124 | 0 | 0 | 0 | 0 | 0 | 0 | 0 | 0 | 0 | 0 | 0 | 0 | 0 | 0 | 0 | 0 | 0 | 0 | 0 | 0 | 0 | 0 | 0 | 0 | 16.7383 | 0 | 0 | 0 | 0 | 0 | 457.9777 | 0 | 0 | 0 | 0 | 0 | 503.9706 | 0 | 0 | 0 | 0 | 0 | 533.5525 | 0 | 0 | 0 | 0 | 0 | 540.3732 | 0 | 0 | 0 | 0 | 0 | 0 | 0 | 0 | 0 | 0 | 0 | 0 | 0 | 0 | 0 | 0 | 0 | 0 | 0 | 0 | 0 | 0 | 0 | 0 | 0 | 0 | 0 | 0 | 0 | 0 | 0 | 0 | 0 | 0 | 0 | 0 | 0 | 0
|  |  |  | EIB Loan commitment fee - paid | 0 | USD 000s | 128.5971 | 0 | 0 | 0 | 0 | 0 | 0 | 0 | 0 | 0 | 0 | 0 | 0 | 0 | 0 | 0 | 0 | 0 | 0 | 0 | 0 | 0 | 0 | 0 | 0 | 49.4066 | 0 | 0 | 0 | 0 | 0 | 34.608 | 0 | 0 | 0 | 0 | 0 | 19.1575 | 0 | 0 | 0 | 0 | 0 | 14.3489 | 0 | 0 | 0 | 0 | 0 | 11.0762 | 0 | 0 | 0 | 0 | 0 | 0 | 0 | 0 | 0 | 0 | 0 | 0 | 0 | 0 | 0 | 0 | 0 | 0 | 0 | 0 | 0 | 0 | 0 | 0 | 0 | 0 | 0 | 0 | 0 | 0 | 0 | 0 | 0 | 0 | 0 | 0 | 0 | 0
|  |  |  | EIB upfront fee | 0 | USD 000s | 206.6415 | 0 | 0 | 0 | 0 | 0 | 0 | 0 | 0 | 0 | 0 | 0 | 0 | 0 | 0 | 0 | 0 | 0 | 0 | 0 | 0 | 0 | 206.6415 | 0 | 0 | 0 | 0 | 0 | 0 | 0 | 0 | 0 | 0 | 0 | 0 | 0 | 0 | 0 | 0 | 0 | 0 | 0 | 0 | 0 | 0 | 0 | 0 | 0 | 0 | 0 | 0 | 0 | 0 | 0 | 0 | 0 | 0 | 0 | 0 | 0 | 0 | 0 | 0 | 0 | 0 | 0 | 0 | 0 | 0 | 0 | 0 | 0 | 0 | 0 | 0 | 0 | 0 | 0 | 0 | 0 | 0 | 0 | 0 | 0 | 0 | 0 | 0 | 0
|  |  |  | EIB agent bank fees - m | 0 | USD 000s | 0 | 0 | 0 | 0 | 0 | 0 | 0 | 0 | 0 | 0 | 0 | 0 | 0 | 0 | 0 | 0 | 0 | 0 | 0 | 0 | 0 | 0 | 0 | 0 | 0 | 0 | 0 | 0 | 0 | 0 | 0 | 0 | 0 | 0 | 0 | 0 | 0 | 0 | 0 | 0 | 0 | 0 | 0 | 0 | 0 | 0 | 0 | 0 | 0 | 0 | 0 | 0 | 0 | 0 | 0 | 0 | 0 | 0 | 0 | 0 | 0 | 0 | 0 | 0 | 0 | 0 | 0 | 0 | 0 | 0 | 0 | 0 | 0 | 0 | 0 | 0 | 0 | 0 | 0 | 0 | 0 | 0 | 0 | 0 | 0 | 0 | 0 | 0
|  |  |  | EIB cashflow during construction |  | USD 000s | -18043.2449 |  | -1e-08 | 0 | 0 | 0 | 0 | 0 | 0 | 0 | 0 | 0 | 0 | 0 | 0 | 0 | 0 | 0 | 0 | 0 | 0 | 0 | 206.6415 | 0 | -2686.4267 | -5479.3297 | -4362.9823 | -1954.5061 | -950.4459 | -58.0204 | -57.9821 | -83.1554 | -29.7115 | -40.2194 | -790.7843 | -8.2231 | -2.1888 | -32.4391 | -2.1888 | -2.1888 | -2.1505 | -2.1888 | -2.1505 | -45.1462 | -2.1888 | -2.0738 | -2.1888 | -3.6686 | -2.1888 | -1645.1492 | 0 | 0 | 0 | 0 | 0 | 0 | 0 | 0 | 0 | 0 | 0 | 0 | 0 | 0 | 0 | 0 | 0 | 0 | 0 | 0 | 0 | 0 | 0 | 0 | 0 | 0 | 0 | 0 | 0 | 0 | 0 | 0 | 0 | 0 | 0 | 0 | 0 | 0
|  |  |  | EIB interest POS | 0 | USD 000s | 12507.6535 | 0 | 0 | 0 | 0 | 0 | 0 | 0 | 0 | 0 | 454.5759 | 587.9513 | 586.8793 | 565.8101 | 564.6971 | 548.2049 | 544.6824 | 522.3675 | 517.7153 | 494.7699 | 488.7108 | 466.0921 | 459.7205 | 437.6632 | 425.8648 | 400.4886 | 388.8107 | 362.9006 | 353.1255 | 330.6723 | 319.9476 | 298.4642 | 284.0896 | 260.4559 | 246.0889 | 225.4793 | 213.6436 | 191.6696 | 179.0078 | 160.0439 | 145.1566 | 124.9488 | 109.3798 | 88.7778 | 71.5534 | 50.5294 | 31.6152 | 5.0993 | 0 | 0 | 0 | 0 | 0 | 0 | 0 | 0 | 0 | 0 | 0 | 0 | 0 | 0 | 0 | 0 | 0 | 0 | 0 | 0 | 0 | 0 | 0 | 0 | 0 | 0 | 0 | 0 | 0 | 0 | 0 | 0 | 0 | 0 | 0 | 0 | 0 | 0 | 0 | 0
|  |  |  | EIB scheduled repayment POS | 0 | USD 000s | 17877.2089 | 0 | 0 | 0 | 0 | 0 | 0 | 0 | 0 | 0 | 147.1039 | 371.8459 | 420.8806 | 406.5788 | 404.5357 | 380.0184 | 420.8806 | 404.5357 | 443.3548 | 424.9668 | 451.5272 | 431.0961 | 465.829 | 445.3979 | 492.3894 | 476.0445 | 516.9067 | 396.3633 | 424.9668 | 406.5788 | 457.6565 | 439.2686 | 482.1739 | 465.829 | 406.5788 | 367.7597 | 516.9067 | 520.9929 | 565.9414 | 547.5534 | 596.588 | 580.2431 | 629.2778 | 614.976 | 664.0106 | 649.7088 | 700.7866 | 339.1562 | 0 | 0 | 0 | 0 | 0 | 0 | 0 | 0 | 0 | 0 | 0 | 0 | 0 | 0 | 0 | 0 | 0 | 0 | 0 | 0 | 0 | 0 | 0 | 0 | 0 | 0 | 0 | 0 | 0 | 0 | 0 | 0 | 0 | 0 | 0 | 0 | 0 | 0 | 0 | 0
|  |  |  | EIB Cashsweep repayment | 0 | USD 000s | -2553.887 | 0 | 0 | 0 | 0 | 0 | 0 | 0 | 0 | 0 | 0 | 0 | 0 | 0 | 0 | 0 | -74.5267 | -71.438 | -76.4781 | -73.4271 | -77.4436 | -74.2006 | -134.3844 | -130.6449 | -141.4259 | -138.0487 | -148.7212 | -131.6791 | -140.9226 | -136.9226 | -149.2688 | -146.2664 | -157.1654 | -153.6198 | -151.4065 | -144.4942 | -101.4023 | 0 | 0 | 0 | 0 | 0 | 0 | 0 | 0 | 0 | 0 | 0 | 0 | 0 | 0 | 0 | 0 | 0 | 0 | 0 | 0 | 0 | 0 | 0 | 0 | 0 | 0 | 0 | 0 | 0 | 0 | 0 | 0 | 0 | 0 | 0 | 0 | 0 | 0 | 0 | 0 | 0 | 0 | 0 | 0 | 0 | 0 | 0 | 0 | 0 | 0 | 0
|  |  |  | EIB - repayment from Refi facility POS | 0 | USD 000s | 0 | 0 | 0 | 0 | 0 | 0 | 0 | 0 | 0 | 0 | 0 | 0 | 0 | 0 | 0 | 0 | 0 | 0 | 0 | 0 | 0 | 0 | 0 | 0 | 0 | 0 | 0 | 0 | 0 | 0 | 0 | 0 | 0 | 0 | 0 | 0 | 0 | 0 | 0 | 0 | 0 | 0 | 0 | 0 | 0 | 0 | 0 | 0 | 0 | 0 | 0 | 0 | 0 | 0 | 0 | 0 | 0 | 0 | 0 | 0 | 0 | 0 | 0 | 0 | 0 | 0 | 0 | 0 | 0 | 0 | 0 | 0 | 0 | 0 | 0 | 0 | 0 | 0 | 0 | 0 | 0 | 0 | 0 | 0 | 0 | 0 | 0 | 0
|  |  |  | Agent bank fee - operations EIB | 0 | USD 000s | 0 | 0 | 0 | 0 | 0 | 0 | 0 | 0 | 0 | 0 | 0 | 0 | 0 | 0 | 0 | 0 | 0 | 0 | 0 | 0 | 0 | 0 | 0 | 0 | 0 | 0 | 0 | 0 | 0 | 0 | 0 | 0 | 0 | 0 | 0 | 0 | 0 | 0 | 0 | 0 | 0 | 0 | 0 | 0 | 0 | 0 | 0 | 0 | 0 | 0 | 0 | 0 | 0 | 0 | 0 | 0 | 0 | 0 | 0 | 0 | 0 | 0 | 0 | 0 | 0 | 0 | 0 | 0 | 0 | 0 | 0 | 0 | 0 | 0 | 0 | 0 | 0 | 0 | 0 | 0 | 0 | 0 | 0 | 0 | 0 | 0 | 0 | 0
|  |  |  | EIB cashflow during operation |  | USD 000s | 27830.9754 |  | 0 | 0 | 0 | 0 | 0 | 0 | 0 | 0 | 601.6798 | 959.7972 | 1007.7599 | 972.3889 | 969.2328 | 928.2233 | 891.0363 | 855.4652 | 884.5919 | 846.3097 | 862.7944 | 822.9877 | 791.1651 | 752.4161 | 776.8283 | 738.4845 | 756.9962 | 627.5848 | 637.1697 | 600.3285 | 628.3353 | 591.4664 | 609.0981 | 572.665 | 501.2613 | 448.7448 | 629.148 | 712.6625 | 744.9491 | 707.5973 | 741.7446 | 705.1919 | 738.6576 | 703.7538 | 735.564 | 700.2383 | 732.4018 | 344.2555 | 0 | 0 | 0 | 0 | 0 | 0 | 0 | 0 | 0 | 0 | 0 | 0 | 0 | 0 | 0 | 0 | 0 | 0 | 0 | 0 | 0 | 0 | 0 | 0 | 0 | 0 | 0 | 0 | 0 | 0 | 0 | 0 | 0 | 0 | 0 | 0 | 0 | 0 | 0 | 0
|  |  |  | EIB cashflow during construction | 0 | USD 000s | -18043.2449 | 0 | -1e-08 | 0 | 0 | 0 | 0 | 0 | 0 | 0 | 0 | 0 | 0 | 0 | 0 | 0 | 0 | 0 | 0 | 0 | 0 | 0 | 206.6415 | 0 | -2686.4267 | -5479.3297 | -4362.9823 | -1954.5061 | -950.4459 | -58.0204 | -57.9821 | -83.1554 | -29.7115 | -40.2194 | -790.7843 | -8.2231 | -2.1888 | -32.4391 | -2.1888 | -2.1888 | -2.1505 | -2.1888 | -2.1505 | -45.1462 | -2.1888 | -2.0738 | -2.1888 | -3.6686 | -2.1888 | -1645.1492 | 0 | 0 | 0 | 0 | 0 | 0 | 0 | 0 | 0 | 0 | 0 | 0 | 0 | 0 | 0 | 0 | 0 | 0 | 0 | 0 | 0 | 0 | 0 | 0 | 0 | 0 | 0 | 0 | 0 | 0 | 0 | 0 | 0 | 0 | 0 | 0 | 0 | 0
|  |  |  | EIB cashflow during operation | 0 | USD 000s | 27830.9754 | 0 | 0 | 0 | 0 | 0 | 0 | 0 | 0 | 0 | 601.6798 | 959.7972 | 1007.7599 | 972.3889 | 969.2328 | 928.2233 | 891.0363 | 855.4652 | 884.5919 | 846.3097 | 862.7944 | 822.9877 | 791.1651 | 752.4161 | 776.8283 | 738.4845 | 756.9962 | 627.5848 | 637.1697 | 600.3285 | 628.3353 | 591.4664 | 609.0981 | 572.665 | 501.2613 | 448.7448 | 629.148 | 712.6625 | 744.9491 | 707.5973 | 741.7446 | 705.1919 | 738.6576 | 703.7538 | 735.564 | 700.2383 | 732.4018 | 344.2555 | 0 | 0 | 0 | 0 | 0 | 0 | 0 | 0 | 0 | 0 | 0 | 0 | 0 | 0 | 0 | 0 | 0 | 0 | 0 | 0 | 0 | 0 | 0 | 0 | 0 | 0 | 0 | 0 | 0 | 0 | 0 | 0 | 0 | 0 | 0 | 0 | 0 | 0 | 0 | 0
|  |  |  | Model period end date - monthly | 0 | date | 0 | 0 | 2021-07-31 | 2021-08-31 | 2021-09-30 | 2021-10-31 | 2021-11-30 | 2021-12-31 | 2022-01-31 | 2022-02-28 | 2022-03-31 | 2022-04-30 | 2022-05-31 | 2022-06-30 | 2022-07-31 | 2022-08-31 | 2022-09-30 | 2022-10-31 | 2022-11-30 | 2022-12-31 | 2023-01-31 | 2023-02-28 | 2023-03-31 | 2023-04-30 | 2023-05-31 | 2023-06-30 | 2023-07-31 | 2023-08-31 | 2023-09-30 | 2023-10-31 | 2023-11-30 | 2023-12-31 | 2024-01-31 | 2024-02-29 | 2024-03-31 | 2024-04-30 | 2024-05-31 | 2024-06-30 | 2024-07-31 | 2024-08-31 | 2024-09-30 | 2024-10-31 | 2024-11-30 | 2024-12-31 | 2025-01-31 | 2025-02-28 | 2025-03-31 | 2025-04-30 | 2025-05-31 | 2025-06-30 | 2025-07-31 | 2025-08-31 | 2025-09-30 | 2025-10-31 | 2025-11-30 | 2025-12-31 | 2026-01-31 | 2026-02-28 | 0 | 0 | 0 | 0 | 0 | 0 | 0 | 0 | 0 | 0 | 0 | 0 | 0 | 0 | 0 | 0 | 0 | 0 | 0 | 0 | 0 | 0 | 0 | 0 | 0 | 0 | 0 | 0 | 0 | 0
|  |  |  | Model period end date | 0 | date | 0 | 0 | 2021-12-31 | 2022-06-30 | 2022-12-31 | 2023-06-30 | 2023-12-31 | 2024-06-30 | 2024-12-31 | 2025-06-30 | 2025-12-31 | 2026-06-30 | 2026-12-31 | 2027-06-30 | 2027-12-31 | 2028-06-30 | 2028-12-31 | 2029-06-30 | 2029-12-31 | 2030-06-30 | 2030-12-31 | 2031-06-30 | 2031-12-31 | 2032-06-30 | 2032-12-31 | 2033-06-30 | 2033-12-31 | 2034-06-30 | 2034-12-31 | 2035-06-30 | 2035-12-31 | 2036-06-30 | 2036-12-31 | 2037-06-30 | 2037-12-31 | 2038-06-30 | 2038-12-31 | 2039-06-30 | 2039-12-31 | 2040-06-30 | 2040-12-31 | 2041-06-30 | 2041-12-31 | 2042-06-30 | 2042-12-31 | 2043-06-30 | 2043-12-31 | 2044-06-30 | 2044-12-31 | 2045-06-30 | 2045-12-31 | 2046-06-30 | 2046-12-31 | 2047-06-30 | 2047-12-31 | 2048-06-30 | 2048-12-31 | 2049-06-30 | 2049-12-31 | 2050-06-30 | 2050-12-31 | 2051-06-30 | 2051-12-31 | 2052-06-30 | 2052-12-31 | 2053-06-30 | 2053-12-31 | 2054-06-30 | 2054-12-31 | 2055-06-30 | 2055-12-31 | 2056-06-30 | 2056-12-31 | 2057-06-30 | 2057-12-31 | 2058-06-30 | 2058-12-31 | 2059-06-30 | 2059-12-31 | 2060-06-30 | 2060-12-31 | 2061-06-30 | 2061-12-31 | 2062-06-30 | 2062-12-31 | 2063-06-30 | 2063-12-31 | 2064-06-30
|  |  |  | Average cost of EIB | 4.36% | % p.a.
ADDITIONAL FINANCING FEES
DSRA LC
|  |  |  | DSRA target balance for LC funding | 0 | USD 000s | 0 | 0 | 0 | 0 | 0 | 0 | 0 | 0 | 0 | 8050.8315 | 10328.5555 | 10368.8154 | 10138.723 | 9898.9837 | 9872.8337 | 9847.2786 | 9809.0897 | 9771.0172 | 9658.2871 | 9531.9951 | 9452.8883 | 9374.5591 | 9325.159 | 9283.6546 | 9216.8318 | 8616.3607 | 7967.4603 | 7846.3482 | 7829.348 | 7830.5118 | 7768.5473 | 7697.6426 | 7110.6521 | 6429.5496 | 6817.2371 | 7414.5802 | 7478.9208 | 7453.1315 | 7432.6767 | 7415.9403 | 7399.3156 | 7383.7323 | 7364.6449 | 7345.0971 | 7320.9287 | 5536.4247 | 1756.62 | 0 | 0 | 0 | 0 | 0 | 0 | 0 | 0 | 0 | 0 | 0 | 0 | 0 | 0 | 0 | 0 | 0 | 0 | 0 | 0 | 0 | 0 | 0 | 0 | 0 | 0 | 0 | 0 | 0 | 0 | 0 | 0 | 0 | 0 | 0 | 0 | 0 | 0 | 0 | 0 | 0
|  |  |  | DSRA balance | 0 | USD 000s | 0 | 0 | 0 | 0 | 0 | 0 | 0 | 0 | 0 | 8050.8315 | 0 | 0 | 0 | 0 | 0 | 0 | 0 | 0 | 0 | 0 | 0 | 0 | 0 | 0 | 0 | 0 | 0 | 0 | 0 | 0 | 0 | 0 | 0 | 0 | 0 | 0 | 0 | 0 | 0 | 0 | 0 | 0 | 0 | 0 | 0 | 0 | 0 | 0 | 0 | 0 | 0 | 0 | 0 | 0 | 0 | 0 | 0 | 0 | 0 | 0 | 0 | 0 | 0 | 0 | 0 | 0 | 0 | 0 | 0 | 0 | 0 | 0 | 0 | 0 | 0 | 0 | 0 | 0 | 0 | 0 | 0 | 0 | 0 | 0 | 0 | 0 | 0 | 0
|  |  |  | DSRA balance for LC |  | USD 000s |  |  | 0 | 0 | 0 | 0 | 0 | 0 | 0 | 0 | 10328.5555 | 10368.8154 | 10138.723 | 9898.9837 | 9872.8337 | 9847.2786 | 9809.0897 | 9771.0172 | 9658.2871 | 9531.9951 | 9452.8883 | 9374.5591 | 9325.159 | 9283.6546 | 9216.8318 | 8616.3607 | 7967.4603 | 7846.3482 | 7829.348 | 7830.5118 | 7768.5473 | 7697.6426 | 7110.6521 | 6429.5496 | 6817.2371 | 7414.5802 | 7478.9208 | 7453.1315 | 7432.6767 | 7415.9403 | 7399.3156 | 7383.7323 | 7364.6449 | 7345.0971 | 7320.9287 | 5536.4247 | 1756.62 | 0 | 0 | 0 | 0 | 0 | 0 | 0 | 0 | 0 | 0 | 0 | 0 | 0 | 0 | 0 | 0 | 0 | 0 | 0 | 0 | 0 | 0 | 0 | 0 | 0 | 0 | 0 | 0 | 0 | 0 | 0 | 0 | 0 | 0 | 0 | 0 | 0 | 0 | 0 | 0 | 0
|  |  |  | DSRA cash or LC funded | 2 | 1 = cash, 2 = LC
|  |  |  | DSRA LC fee | 0.3% | % p.a.
|  |  |  | Applicable DSRA LC fee % | 0.3% | % p.a.
|  |  |  | Applicable DSRA LC fee % | 0.3% | % p.a.
|  |  |  | Senior debt day count convention | 360 | days
|  |  |  | Days in period | 0 | days | 15706 | 0 | 184 | 181 | 184 | 181 | 184 | 182 | 184 | 181 | 184 | 181 | 184 | 181 | 184 | 182 | 184 | 181 | 184 | 181 | 184 | 181 | 184 | 182 | 184 | 181 | 184 | 181 | 184 | 181 | 184 | 182 | 184 | 181 | 184 | 181 | 184 | 181 | 184 | 182 | 184 | 181 | 184 | 181 | 184 | 181 | 184 | 182 | 184 | 181 | 184 | 181 | 184 | 181 | 184 | 182 | 184 | 181 | 184 | 181 | 184 | 181 | 184 | 182 | 184 | 181 | 184 | 181 | 184 | 181 | 184 | 182 | 184 | 181 | 184 | 181 | 184 | 181 | 184 | 182 | 184 | 181 | 184 | 181 | 184 | 181 | 184 | 182
|  |  |  | DSRA balance for LC - fixed - P90 | 0 | USD 000s | 0 | 0 | 0 | 0 | 0 | 0 | 0 | 0 | 0 | 0 | 10328.5555 | 10368.8154 | 10138.723 | 9898.9837 | 9872.8337 | 9847.2786 | 9809.0897 | 9771.0172 | 9658.2871 | 9531.9951 | 9452.8883 | 9374.5591 | 9325.159 | 9283.6546 | 9216.8318 | 8616.3607 | 7967.4603 | 7846.3482 | 7829.348 | 7830.5118 | 7768.5473 | 7697.6426 | 7110.6521 | 6429.5496 | 6817.2371 | 7414.5802 | 7478.9208 | 7453.1315 | 7432.6767 | 7415.9403 | 7399.3156 | 7383.7323 | 7364.6449 | 7345.0971 | 7320.9287 | 5536.4247 | 1756.62 | 0 | 0 | 0 | 0 | 0 | 0 | 0 | 0 | 0 | 0 | 0 | 0 | 0 | 0 | 0 | 0 | 0 | 0 | 0 | 0 | 0 | 0 | 0 | 0 | 0 | 0 | 0 | 0 | 0 | 0 | 0 | 0 | 0 | 0 | 0 | 0 | 0 | 0 | 0 | 0 | 0
|  |  |  | Senior + Refi debt service PPF | 0 | factor | 37.5 | 0 | 0 | 0 | 0 | 0 | 0 | 0 | 0 | 0 | 1 | 1 | 1 | 1 | 1 | 1 | 1 | 1 | 1 | 1 | 1 | 1 | 1 | 1 | 1 | 1 | 1 | 1 | 1 | 1 | 1 | 1 | 1 | 1 | 1 | 1 | 1 | 1 | 1 | 1 | 1 | 1 | 1 | 1 | 1 | 1 | 1 | 0.5 | 0 | 0 | 0 | 0 | 0 | 0 | 0 | 0 | 0 | 0 | 0 | 0 | 0 | 0 | 0 | 0 | 0 | 0 | 0 | 0 | 0 | 0 | 0 | 0 | 0 | 0 | 0 | 0 | 0 | 0 | 0 | 0 | 0 | 0 | 0 | 0 | 0 | 0 | 0 | 0
|  |  |  | DSRA LC fee POS |  | USD 000s | 461.3039 |  | 0 | 0 | 0 | 0 | 0 | 0 | 0 | 0 | 15.8371 | 15.6396 | 15.546 | 14.931 | 15.1383 | 14.935 | 15.0406 | 14.738 | 14.8094 | 14.3774 | 14.4944 | 14.14 | 14.2986 | 14.0802 | 14.1325 | 12.9963 | 12.2168 | 11.8349 | 12.005 | 11.811 | 11.9118 | 11.6748 | 10.903 | 9.6979 | 10.4531 | 11.1837 | 11.4677 | 11.2418 | 11.3968 | 11.2475 | 11.3456 | 11.1371 | 11.2925 | 11.0789 | 11.2254 | 8.3508 | 2.6935 | 0 | 0 | 0 | 0 | 0 | 0 | 0 | 0 | 0 | 0 | 0 | 0 | 0 | 0 | 0 | 0 | 0 | 0 | 0 | 0 | 0 | 0 | 0 | 0 | 0 | 0 | 0 | 0 | 0 | 0 | 0 | 0 | 0 | 0 | 0 | 0 | 0 | 0 | 0 | 0 | 0
|  |  |  | DSRA LC fee |  | USD 000s | -461.3039 |  | 0 | 0 | 0 | 0 | 0 | 0 | 0 | 0 | -15.8371 | -15.6396 | -15.546 | -14.931 | -15.1383 | -14.935 | -15.0406 | -14.738 | -14.8094 | -14.3774 | -14.4944 | -14.14 | -14.2986 | -14.0802 | -14.1325 | -12.9963 | -12.2168 | -11.8349 | -12.005 | -11.811 | -11.9118 | -11.6748 | -10.903 | -9.6979 | -10.4531 | -11.1837 | -11.4677 | -11.2418 | -11.3968 | -11.2475 | -11.3456 | -11.1371 | -11.2925 | -11.0789 | -11.2254 | -8.3508 | -2.6935 | 0 | 0 | 0 | 0 | 0 | 0 | 0 | 0 | 0 | 0 | 0 | 0 | 0 | 0 | 0 | 0 | 0 | 0 | 0 | 0 | 0 | 0 | 0 | 0 | 0 | 0 | 0 | 0 | 0 | 0 | 0 | 0 | 0 | 0 | 0 | 0 | 0 | 0 | 0 | 0 | 0
EQUITY BRIDGE LOAN
Masdar
|  |  |  | Equity bridge balance masdar BEG | 0 | USD 000s | 0 | 0 | 0 | 0 | 0 | 0 | 0 | 0 | 0 | 0 | 0 | 0 | 0 | 0 | 0 | 0 | 0 | 0 | 0 | 0 | 0 | 0 | 0 | 0 | 0 | 0 | 0 | 0 | 0 | 0 | 0 | 0 | 0 | 0 | 0 | 0 | 0 | 0 | 0 | 0 | 0 | 0 | 0 | 0 | 0 | 0 | 0 | 0 | 0 | 0 | 0 | 0 | 0 | 0 | 0 | 0 | 0 | 0 | 0 | 0 | 0 | 0 | 0 | 0 | 0 | 0 | 0 | 0 | 0 | 0 | 0 | 0 | 0 | 0 | 0 | 0 | 0 | 0 | 0 | 0 | 0 | 0 | 0 | 0 | 0 | 0 | 0 | 0
|  |  |  | Equity bridge repayment date flag - masdar | 0 | flag | 1 | 0 | 0 | 0 | 0 | 0 | 0 | 0 | 0 | 0 | 0 | 0 | 0 | 0 | 0 | 0 | 0 | 1 | 0 | 0 | 0 | 0 | 0 | 0 | 0 | 0 | 0 | 0 | 0 | 0 | 0 | 0 | 0 | 0 | 0 | 0 | 0 | 0 | 0 | 0 | 0 | 0 | 0 | 0 | 0 | 0 | 0 | 0 | 0 | 0 | 0 | 0 | 0 | 0 | 0 | 0 | 0 | 0 | 0 | 0 | 0 | 0 | 0 | 0 | 0 | 0 | 0 | 0 | 0 | 0 | 0 | 0 | 0 | 0 | 0 | 0 | 0 | 0 | 0 | 0 | 0 | 0 | 0 | 0 | 0 | 0 | 0 | 0
|  |  |  | Operations period flag | 0 | flag | 60 | 0 | 0 | 0 | 0 | 0 | 0 | 0 | 0 | 0 | 1 | 1 | 1 | 1 | 1 | 1 | 1 | 1 | 1 | 1 | 1 | 1 | 1 | 1 | 1 | 1 | 1 | 1 | 1 | 1 | 1 | 1 | 1 | 1 | 1 | 1 | 1 | 1 | 1 | 1 | 1 | 1 | 1 | 1 | 1 | 1 | 1 | 1 | 1 | 1 | 1 | 1 | 1 | 1 | 1 | 1 | 1 | 1 | 1 | 1 | 1 | 1 | 1 | 1 | 1 | 1 | 1 | 1 | 1 | 1 | 0 | 0 | 0 | 0 | 0 | 0 | 0 | 0 | 0 | 0 | 0 | 0 | 0 | 0 | 0 | 0 | 0 | 0
|  |  |  | Equity bridge bullet repayment during operations Masdar |  | USD 000s | 0 |  | 0 | 0 | 0 | 0 | 0 | 0 | 0 | 0 | 0 | 0 | 0 | 0 | 0 | 0 | 0 | 0 | 0 | 0 | 0 | 0 | 0 | 0 | 0 | 0 | 0 | 0 | 0 | 0 | 0 | 0 | 0 | 0 | 0 | 0 | 0 | 0 | 0 | 0 | 0 | 0 | 0 | 0 | 0 | 0 | 0 | 0 | 0 | 0 | 0 | 0 | 0 | 0 | 0 | 0 | 0 | 0 | 0 | 0 | 0 | 0 | 0 | 0 | 0 | 0 | 0 | 0 | 0 | 0 | 0 | 0 | 0 | 0 | 0 | 0 | 0 | 0 | 0 | 0 | 0 | 0 | 0 | 0 | 0 | 0 | 0 | 0
|  |  |  | Repayment of equity bridge - construction - masdar s.a. POS | 0 | USD 000s | 0 | 0 | 0 | 0 | 0 | 0 | 0 | 0 | 0 | 0 | 0 | 0 | 0 | 0 | 0 | 0 | 0 | 0 | 0 | 0 | 0 | 0 | 0 | 0 | 0 | 0 | 0 | 0 | 0 | 0 | 0 | 0 | 0 | 0 | 0 | 0 | 0 | 0 | 0 | 0 | 0 | 0 | 0 | 0 | 0 | 0 | 0 | 0 | 0 | 0 | 0 | 0 | 0 | 0 | 0 | 0 | 0 | 0 | 0 | 0 | 0 | 0 | 0 | 0 | 0 | 0 | 0 | 0 | 0 | 0 | 0 | 0 | 0 | 0 | 0 | 0 | 0 | 0 | 0 | 0 | 0 | 0 | 0 | 0 | 0 | 0 | 0 | 0
|  |  |  | Construction period flag | 0 | flag | 5 | 0 | 0 | 0 | 0 | 1 | 1 | 1 | 1 | 1 | 0 | 0 | 0 | 0 | 0 | 0 | 0 | 0 | 0 | 0 | 0 | 0 | 0 | 0 | 0 | 0 | 0 | 0 | 0 | 0 | 0 | 0 | 0 | 0 | 0 | 0 | 0 | 0 | 0 | 0 | 0 | 0 | 0 | 0 | 0 | 0 | 0 | 0 | 0 | 0 | 0 | 0 | 0 | 0 | 0 | 0 | 0 | 0 | 0 | 0 | 0 | 0 | 0 | 0 | 0 | 0 | 0 | 0 | 0 | 0 | 0 | 0 | 0 | 0 | 0 | 0 | 0 | 0 | 0 | 0 | 0 | 0 | 0 | 0 | 0 | 0 | 0 | 0
|  |  |  | Equity bridge repayment - end of construction masdar |  | USD 000s | 0 |  | 0 | 0 | 0 | 0 | 0 | 0 | 0 | 0 | 0 | 0 | 0 | 0 | 0 | 0 | 0 | 0 | 0 | 0 | 0 | 0 | 0 | 0 | 0 | 0 | 0 | 0 | 0 | 0 | 0 | 0 | 0 | 0 | 0 | 0 | 0 | 0 | 0 | 0 | 0 | 0 | 0 | 0 | 0 | 0 | 0 | 0 | 0 | 0 | 0 | 0 | 0 | 0 | 0 | 0 | 0 | 0 | 0 | 0 | 0 | 0 | 0 | 0 | 0 | 0 | 0 | 0 | 0 | 0 | 0 | 0 | 0 | 0 | 0 | 0 | 0 | 0 | 0 | 0 | 0 | 0 | 0 | 0 | 0 | 0 | 0 | 0
|  |  |  | Equity bridge bullet repayment during operations Masdar | 0 | USD 000s | 0 | 0 | 0 | 0 | 0 | 0 | 0 | 0 | 0 | 0 | 0 | 0 | 0 | 0 | 0 | 0 | 0 | 0 | 0 | 0 | 0 | 0 | 0 | 0 | 0 | 0 | 0 | 0 | 0 | 0 | 0 | 0 | 0 | 0 | 0 | 0 | 0 | 0 | 0 | 0 | 0 | 0 | 0 | 0 | 0 | 0 | 0 | 0 | 0 | 0 | 0 | 0 | 0 | 0 | 0 | 0 | 0 | 0 | 0 | 0 | 0 | 0 | 0 | 0 | 0 | 0 | 0 | 0 | 0 | 0 | 0 | 0 | 0 | 0 | 0 | 0 | 0 | 0 | 0 | 0 | 0 | 0 | 0 | 0 | 0 | 0 | 0 | 0
|  |  |  | Equity bridge repayment - end of construction masdar | 0 | USD 000s | 0 | 0 | 0 | 0 | 0 | 0 | 0 | 0 | 0 | 0 | 0 | 0 | 0 | 0 | 0 | 0 | 0 | 0 | 0 | 0 | 0 | 0 | 0 | 0 | 0 | 0 | 0 | 0 | 0 | 0 | 0 | 0 | 0 | 0 | 0 | 0 | 0 | 0 | 0 | 0 | 0 | 0 | 0 | 0 | 0 | 0 | 0 | 0 | 0 | 0 | 0 | 0 | 0 | 0 | 0 | 0 | 0 | 0 | 0 | 0 | 0 | 0 | 0 | 0 | 0 | 0 | 0 | 0 | 0 | 0 | 0 | 0 | 0 | 0 | 0 | 0 | 0 | 0 | 0 | 0 | 0 | 0 | 0 | 0 | 0 | 0 | 0 | 0
|  |  |  | Equity bridge repayment masdar |  | USD 000s | 0 |  | 0 | 0 | 0 | 0 | 0 | 0 | 0 | 0 | 0 | 0 | 0 | 0 | 0 | 0 | 0 | 0 | 0 | 0 | 0 | 0 | 0 | 0 | 0 | 0 | 0 | 0 | 0 | 0 | 0 | 0 | 0 | 0 | 0 | 0 | 0 | 0 | 0 | 0 | 0 | 0 | 0 | 0 | 0 | 0 | 0 | 0 | 0 | 0 | 0 | 0 | 0 | 0 | 0 | 0 | 0 | 0 | 0 | 0 | 0 | 0 | 0 | 0 | 0 | 0 | 0 | 0 | 0 | 0 | 0 | 0 | 0 | 0 | 0 | 0 | 0 | 0 | 0 | 0 | 0 | 0 | 0 | 0 | 0 | 0 | 0 | 0
|  |  |  | Share of equity drawdown as share capital | 25% | %
|  |  |  | Equity bridge bullet repayment during operations Masdar | 0 | USD 000s | 0 | 0 | 0 | 0 | 0 | 0 | 0 | 0 | 0 | 0 | 0 | 0 | 0 | 0 | 0 | 0 | 0 | 0 | 0 | 0 | 0 | 0 | 0 | 0 | 0 | 0 | 0 | 0 | 0 | 0 | 0 | 0 | 0 | 0 | 0 | 0 | 0 | 0 | 0 | 0 | 0 | 0 | 0 | 0 | 0 | 0 | 0 | 0 | 0 | 0 | 0 | 0 | 0 | 0 | 0 | 0 | 0 | 0 | 0 | 0 | 0 | 0 | 0 | 0 | 0 | 0 | 0 | 0 | 0 | 0 | 0 | 0 | 0 | 0 | 0 | 0 | 0 | 0 | 0 | 0 | 0 | 0 | 0 | 0 | 0 | 0 | 0 | 0
|  |  |  | Repayment of equity bridge from share capital masdar |  | USD 000s | 0 |  | 0 | 0 | 0 | 0 | 0 | 0 | 0 | 0 | 0 | 0 | 0 | 0 | 0 | 0 | 0 | 0 | 0 | 0 | 0 | 0 | 0 | 0 | 0 | 0 | 0 | 0 | 0 | 0 | 0 | 0 | 0 | 0 | 0 | 0 | 0 | 0 | 0 | 0 | 0 | 0 | 0 | 0 | 0 | 0 | 0 | 0 | 0 | 0 | 0 | 0 | 0 | 0 | 0 | 0 | 0 | 0 | 0 | 0 | 0 | 0 | 0 | 0 | 0 | 0 | 0 | 0 | 0 | 0 | 0 | 0 | 0 | 0 | 0 | 0 | 0 | 0 | 0 | 0 | 0 | 0 | 0 | 0 | 0 | 0 | 0 | 0
|  |  |  | Equity bridge balance masdar BEG |  | USD 000s |  |  | 0 | 0 | 0 | 0 | 0 | 0 | 0 | 0 | 0 | 0 | 0 | 0 | 0 | 0 | 0 | 0 | 0 | 0 | 0 | 0 | 0 | 0 | 0 | 0 | 0 | 0 | 0 | 0 | 0 | 0 | 0 | 0 | 0 | 0 | 0 | 0 | 0 | 0 | 0 | 0 | 0 | 0 | 0 | 0 | 0 | 0 | 0 | 0 | 0 | 0 | 0 | 0 | 0 | 0 | 0 | 0 | 0 | 0 | 0 | 0 | 0 | 0 | 0 | 0 | 0 | 0 | 0 | 0 | 0 | 0 | 0 | 0 | 0 | 0 | 0 | 0 | 0 | 0 | 0 | 0 | 0 | 0 | 0 | 0 | 0 | 0
|  |  | Plus | Equity bridge drawdown - masdar s.a. | 0 | USD 000s | 0 | 0 | 0 | 0 | 0 | 0 | 0 | 0 | 0 | 0 | 0 | 0 | 0 | 0 | 0 | 0 | 0 | 0 | 0 | 0 | 0 | 0 | 0 | 0 | 0 | 0 | 0 | 0 | 0 | 0 | 0 | 0 | 0 | 0 | 0 | 0 | 0 | 0 | 0 | 0 | 0 | 0 | 0 | 0 | 0 | 0 | 0 | 0 | 0 | 0 | 0 | 0 | 0 | 0 | 0 | 0 | 0 | 0 | 0 | 0 | 0 | 0 | 0 | 0 | 0 | 0 | 0 | 0 | 0 | 0 | 0 | 0 | 0 | 0 | 0 | 0 | 0 | 0 | 0 | 0 | 0 | 0 | 0 | 0 | 0 | 0 | 0 | 0
|  |  | Plus | Equity bridge interest and fees rolled-up - masdar | 0 | USD 000s | 0 | 0 | 0 | 0 | 0 | 0 | 0 | 0 | 0 | 0 | 0 | 0 | 0 | 0 | 0 | 0 | 0 | 0 | 0 | 0 | 0 | 0 | 0 | 0 | 0 | 0 | 0 | 0 | 0 | 0 | 0 | 0 | 0 | 0 | 0 | 0 | 0 | 0 | 0 | 0 | 0 | 0 | 0 | 0 | 0 | 0 | 0 | 0 | 0 | 0 | 0 | 0 | 0 | 0 | 0 | 0 | 0 | 0 | 0 | 0 | 0 | 0 | 0 | 0 | 0 | 0 | 0 | 0 | 0 | 0 | 0 | 0 | 0 | 0 | 0 | 0 | 0 | 0 | 0 | 0 | 0 | 0 | 0 | 0 | 0 | 0 | 0 | 0
|  |  | Less | Equity bridge repayment masdar | 0 | USD 000s | 0 | 0 | 0 | 0 | 0 | 0 | 0 | 0 | 0 | 0 | 0 | 0 | 0 | 0 | 0 | 0 | 0 | 0 | 0 | 0 | 0 | 0 | 0 | 0 | 0 | 0 | 0 | 0 | 0 | 0 | 0 | 0 | 0 | 0 | 0 | 0 | 0 | 0 | 0 | 0 | 0 | 0 | 0 | 0 | 0 | 0 | 0 | 0 | 0 | 0 | 0 | 0 | 0 | 0 | 0 | 0 | 0 | 0 | 0 | 0 | 0 | 0 | 0 | 0 | 0 | 0 | 0 | 0 | 0 | 0 | 0 | 0 | 0 | 0 | 0 | 0 | 0 | 0 | 0 | 0 | 0 | 0 | 0 | 0 | 0 | 0 | 0 | 0
|  |  |  | Equity bridge balance masdar |  | USD 000s |  |  | 0 | 0 | 0 | 0 | 0 | 0 | 0 | 0 | 0 | 0 | 0 | 0 | 0 | 0 | 0 | 0 | 0 | 0 | 0 | 0 | 0 | 0 | 0 | 0 | 0 | 0 | 0 | 0 | 0 | 0 | 0 | 0 | 0 | 0 | 0 | 0 | 0 | 0 | 0 | 0 | 0 | 0 | 0 | 0 | 0 | 0 | 0 | 0 | 0 | 0 | 0 | 0 | 0 | 0 | 0 | 0 | 0 | 0 | 0 | 0 | 0 | 0 | 0 | 0 | 0 | 0 | 0 | 0 | 0 | 0 | 0 | 0 | 0 | 0 | 0 | 0 | 0 | 0 | 0 | 0 | 0 | 0 | 0 | 0 | 0 | 0
[Sponsor 2]
|  |  |  | Equity bridge balance [sponsor 2] BEG | 0 | USD 000s | 0 | 0 | 0 | 0 | 0 | 0 | 0 | 0 | 0 | 0 | 0 | 0 | 0 | 0 | 0 | 0 | 0 | 0 | 0 | 0 | 0 | 0 | 0 | 0 | 0 | 0 | 0 | 0 | 0 | 0 | 0 | 0 | 0 | 0 | 0 | 0 | 0 | 0 | 0 | 0 | 0 | 0 | 0 | 0 | 0 | 0 | 0 | 0 | 0 | 0 | 0 | 0 | 0 | 0 | 0 | 0 | 0 | 0 | 0 | 0 | 0 | 0 | 0 | 0 | 0 | 0 | 0 | 0 | 0 | 0 | 0 | 0 | 0 | 0 | 0 | 0 | 0 | 0 | 0 | 0 | 0 | 0 | 0 | 0 | 0 | 0 | 0 | 0
|  |  |  | Equity bridge repayment date flag - [sponsor 2] | 0 | flag | 1 | 0 | 0 | 0 | 0 | 0 | 0 | 0 | 0 | 1 | 0 | 0 | 0 | 0 | 0 | 0 | 0 | 0 | 0 | 0 | 0 | 0 | 0 | 0 | 0 | 0 | 0 | 0 | 0 | 0 | 0 | 0 | 0 | 0 | 0 | 0 | 0 | 0 | 0 | 0 | 0 | 0 | 0 | 0 | 0 | 0 | 0 | 0 | 0 | 0 | 0 | 0 | 0 | 0 | 0 | 0 | 0 | 0 | 0 | 0 | 0 | 0 | 0 | 0 | 0 | 0 | 0 | 0 | 0 | 0 | 0 | 0 | 0 | 0 | 0 | 0 | 0 | 0 | 0 | 0 | 0 | 0 | 0 | 0 | 0 | 0 | 0 | 0
|  |  |  | Operations period flag | 0 | flag | 60 | 0 | 0 | 0 | 0 | 0 | 0 | 0 | 0 | 0 | 1 | 1 | 1 | 1 | 1 | 1 | 1 | 1 | 1 | 1 | 1 | 1 | 1 | 1 | 1 | 1 | 1 | 1 | 1 | 1 | 1 | 1 | 1 | 1 | 1 | 1 | 1 | 1 | 1 | 1 | 1 | 1 | 1 | 1 | 1 | 1 | 1 | 1 | 1 | 1 | 1 | 1 | 1 | 1 | 1 | 1 | 1 | 1 | 1 | 1 | 1 | 1 | 1 | 1 | 1 | 1 | 1 | 1 | 1 | 1 | 0 | 0 | 0 | 0 | 0 | 0 | 0 | 0 | 0 | 0 | 0 | 0 | 0 | 0 | 0 | 0 | 0 | 0
|  |  |  | Equity bridge bullet repayment during operations [sponsor 2] |  | USD 000s | 0 |  | 0 | 0 | 0 | 0 | 0 | 0 | 0 | 0 | 0 | 0 | 0 | 0 | 0 | 0 | 0 | 0 | 0 | 0 | 0 | 0 | 0 | 0 | 0 | 0 | 0 | 0 | 0 | 0 | 0 | 0 | 0 | 0 | 0 | 0 | 0 | 0 | 0 | 0 | 0 | 0 | 0 | 0 | 0 | 0 | 0 | 0 | 0 | 0 | 0 | 0 | 0 | 0 | 0 | 0 | 0 | 0 | 0 | 0 | 0 | 0 | 0 | 0 | 0 | 0 | 0 | 0 | 0 | 0 | 0 | 0 | 0 | 0 | 0 | 0 | 0 | 0 | 0 | 0 | 0 | 0 | 0 | 0 | 0 | 0 | 0 | 0
|  |  |  | Repayment of equity bridge - construction - [sponsor 2] s.a. POS | 0 | USD 000s | 0 | 0 | 0 | 0 | 0 | 0 | 0 | 0 | 0 | 0 | 0 | 0 | 0 | 0 | 0 | 0 | 0 | 0 | 0 | 0 | 0 | 0 | 0 | 0 | 0 | 0 | 0 | 0 | 0 | 0 | 0 | 0 | 0 | 0 | 0 | 0 | 0 | 0 | 0 | 0 | 0 | 0 | 0 | 0 | 0 | 0 | 0 | 0 | 0 | 0 | 0 | 0 | 0 | 0 | 0 | 0 | 0 | 0 | 0 | 0 | 0 | 0 | 0 | 0 | 0 | 0 | 0 | 0 | 0 | 0 | 0 | 0 | 0 | 0 | 0 | 0 | 0 | 0 | 0 | 0 | 0 | 0 | 0 | 0 | 0 | 0 | 0 | 0
|  |  |  | Construction period flag | 0 | flag | 5 | 0 | 0 | 0 | 0 | 1 | 1 | 1 | 1 | 1 | 0 | 0 | 0 | 0 | 0 | 0 | 0 | 0 | 0 | 0 | 0 | 0 | 0 | 0 | 0 | 0 | 0 | 0 | 0 | 0 | 0 | 0 | 0 | 0 | 0 | 0 | 0 | 0 | 0 | 0 | 0 | 0 | 0 | 0 | 0 | 0 | 0 | 0 | 0 | 0 | 0 | 0 | 0 | 0 | 0 | 0 | 0 | 0 | 0 | 0 | 0 | 0 | 0 | 0 | 0 | 0 | 0 | 0 | 0 | 0 | 0 | 0 | 0 | 0 | 0 | 0 | 0 | 0 | 0 | 0 | 0 | 0 | 0 | 0 | 0 | 0 | 0 | 0
|  |  |  | Equity bridge repayment - end of construction [sponsor 2] |  | USD 000s | 0 |  | 0 | 0 | 0 | 0 | 0 | 0 | 0 | 0 | 0 | 0 | 0 | 0 | 0 | 0 | 0 | 0 | 0 | 0 | 0 | 0 | 0 | 0 | 0 | 0 | 0 | 0 | 0 | 0 | 0 | 0 | 0 | 0 | 0 | 0 | 0 | 0 | 0 | 0 | 0 | 0 | 0 | 0 | 0 | 0 | 0 | 0 | 0 | 0 | 0 | 0 | 0 | 0 | 0 | 0 | 0 | 0 | 0 | 0 | 0 | 0 | 0 | 0 | 0 | 0 | 0 | 0 | 0 | 0 | 0 | 0 | 0 | 0 | 0 | 0 | 0 | 0 | 0 | 0 | 0 | 0 | 0 | 0 | 0 | 0 | 0 | 0
|  |  |  | Equity bridge bullet repayment during operations [sponsor 2] | 0 | USD 000s | 0 | 0 | 0 | 0 | 0 | 0 | 0 | 0 | 0 | 0 | 0 | 0 | 0 | 0 | 0 | 0 | 0 | 0 | 0 | 0 | 0 | 0 | 0 | 0 | 0 | 0 | 0 | 0 | 0 | 0 | 0 | 0 | 0 | 0 | 0 | 0 | 0 | 0 | 0 | 0 | 0 | 0 | 0 | 0 | 0 | 0 | 0 | 0 | 0 | 0 | 0 | 0 | 0 | 0 | 0 | 0 | 0 | 0 | 0 | 0 | 0 | 0 | 0 | 0 | 0 | 0 | 0 | 0 | 0 | 0 | 0 | 0 | 0 | 0 | 0 | 0 | 0 | 0 | 0 | 0 | 0 | 0 | 0 | 0 | 0 | 0 | 0 | 0
|  |  |  | Equity bridge repayment - end of construction [sponsor 2] | 0 | USD 000s | 0 | 0 | 0 | 0 | 0 | 0 | 0 | 0 | 0 | 0 | 0 | 0 | 0 | 0 | 0 | 0 | 0 | 0 | 0 | 0 | 0 | 0 | 0 | 0 | 0 | 0 | 0 | 0 | 0 | 0 | 0 | 0 | 0 | 0 | 0 | 0 | 0 | 0 | 0 | 0 | 0 | 0 | 0 | 0 | 0 | 0 | 0 | 0 | 0 | 0 | 0 | 0 | 0 | 0 | 0 | 0 | 0 | 0 | 0 | 0 | 0 | 0 | 0 | 0 | 0 | 0 | 0 | 0 | 0 | 0 | 0 | 0 | 0 | 0 | 0 | 0 | 0 | 0 | 0 | 0 | 0 | 0 | 0 | 0 | 0 | 0 | 0 | 0
|  |  |  | Equity bridge repayment [sponsor 2] |  | USD 000s | 0 |  | 0 | 0 | 0 | 0 | 0 | 0 | 0 | 0 | 0 | 0 | 0 | 0 | 0 | 0 | 0 | 0 | 0 | 0 | 0 | 0 | 0 | 0 | 0 | 0 | 0 | 0 | 0 | 0 | 0 | 0 | 0 | 0 | 0 | 0 | 0 | 0 | 0 | 0 | 0 | 0 | 0 | 0 | 0 | 0 | 0 | 0 | 0 | 0 | 0 | 0 | 0 | 0 | 0 | 0 | 0 | 0 | 0 | 0 | 0 | 0 | 0 | 0 | 0 | 0 | 0 | 0 | 0 | 0 | 0 | 0 | 0 | 0 | 0 | 0 | 0 | 0 | 0 | 0 | 0 | 0 | 0 | 0 | 0 | 0 | 0 | 0
|  |  |  | Share of equity drawdown as share capital | 25% | %
|  |  |  | Equity bridge bullet repayment during operations [sponsor 2] | 0 | USD 000s | 0 | 0 | 0 | 0 | 0 | 0 | 0 | 0 | 0 | 0 | 0 | 0 | 0 | 0 | 0 | 0 | 0 | 0 | 0 | 0 | 0 | 0 | 0 | 0 | 0 | 0 | 0 | 0 | 0 | 0 | 0 | 0 | 0 | 0 | 0 | 0 | 0 | 0 | 0 | 0 | 0 | 0 | 0 | 0 | 0 | 0 | 0 | 0 | 0 | 0 | 0 | 0 | 0 | 0 | 0 | 0 | 0 | 0 | 0 | 0 | 0 | 0 | 0 | 0 | 0 | 0 | 0 | 0 | 0 | 0 | 0 | 0 | 0 | 0 | 0 | 0 | 0 | 0 | 0 | 0 | 0 | 0 | 0 | 0 | 0 | 0 | 0 | 0
|  |  |  | Repayment of equity bridge from share capital [sponsor 2] |  | USD 000s | 0 |  | 0 | 0 | 0 | 0 | 0 | 0 | 0 | 0 | 0 | 0 | 0 | 0 | 0 | 0 | 0 | 0 | 0 | 0 | 0 | 0 | 0 | 0 | 0 | 0 | 0 | 0 | 0 | 0 | 0 | 0 | 0 | 0 | 0 | 0 | 0 | 0 | 0 | 0 | 0 | 0 | 0 | 0 | 0 | 0 | 0 | 0 | 0 | 0 | 0 | 0 | 0 | 0 | 0 | 0 | 0 | 0 | 0 | 0 | 0 | 0 | 0 | 0 | 0 | 0 | 0 | 0 | 0 | 0 | 0 | 0 | 0 | 0 | 0 | 0 | 0 | 0 | 0 | 0 | 0 | 0 | 0 | 0 | 0 | 0 | 0 | 0
|  |  |  | Equity bridge balance [sponsor 2] BEG |  | USD 000s |  |  | 0 | 0 | 0 | 0 | 0 | 0 | 0 | 0 | 0 | 0 | 0 | 0 | 0 | 0 | 0 | 0 | 0 | 0 | 0 | 0 | 0 | 0 | 0 | 0 | 0 | 0 | 0 | 0 | 0 | 0 | 0 | 0 | 0 | 0 | 0 | 0 | 0 | 0 | 0 | 0 | 0 | 0 | 0 | 0 | 0 | 0 | 0 | 0 | 0 | 0 | 0 | 0 | 0 | 0 | 0 | 0 | 0 | 0 | 0 | 0 | 0 | 0 | 0 | 0 | 0 | 0 | 0 | 0 | 0 | 0 | 0 | 0 | 0 | 0 | 0 | 0 | 0 | 0 | 0 | 0 | 0 | 0 | 0 | 0 | 0 | 0
|  |  | Plus | Equity bridge drawdown - [sponsor 2] s.a. | 0 | USD 000s | 0 | 0 | 0 | 0 | 0 | 0 | 0 | 0 | 0 | 0 | 0 | 0 | 0 | 0 | 0 | 0 | 0 | 0 | 0 | 0 | 0 | 0 | 0 | 0 | 0 | 0 | 0 | 0 | 0 | 0 | 0 | 0 | 0 | 0 | 0 | 0 | 0 | 0 | 0 | 0 | 0 | 0 | 0 | 0 | 0 | 0 | 0 | 0 | 0 | 0 | 0 | 0 | 0 | 0 | 0 | 0 | 0 | 0 | 0 | 0 | 0 | 0 | 0 | 0 | 0 | 0 | 0 | 0 | 0 | 0 | 0 | 0 | 0 | 0 | 0 | 0 | 0 | 0 | 0 | 0 | 0 | 0 | 0 | 0 | 0 | 0 | 0 | 0
|  |  | Plus | Equity bridge interest and fees rolled-up - [sponsor 2] s.a. | 0 | USD 000s | 0 | 0 | 0 | 0 | 0 | 0 | 0 | 0 | 0 | 0 | 0 | 0 | 0 | 0 | 0 | 0 | 0 | 0 | 0 | 0 | 0 | 0 | 0 | 0 | 0 | 0 | 0 | 0 | 0 | 0 | 0 | 0 | 0 | 0 | 0 | 0 | 0 | 0 | 0 | 0 | 0 | 0 | 0 | 0 | 0 | 0 | 0 | 0 | 0 | 0 | 0 | 0 | 0 | 0 | 0 | 0 | 0 | 0 | 0 | 0 | 0 | 0 | 0 | 0 | 0 | 0 | 0 | 0 | 0 | 0 | 0 | 0 | 0 | 0 | 0 | 0 | 0 | 0 | 0 | 0 | 0 | 0 | 0 | 0 | 0 | 0 | 0 | 0
|  |  | Less | Equity bridge repayment [sponsor 2] | 0 | USD 000s | 0 | 0 | 0 | 0 | 0 | 0 | 0 | 0 | 0 | 0 | 0 | 0 | 0 | 0 | 0 | 0 | 0 | 0 | 0 | 0 | 0 | 0 | 0 | 0 | 0 | 0 | 0 | 0 | 0 | 0 | 0 | 0 | 0 | 0 | 0 | 0 | 0 | 0 | 0 | 0 | 0 | 0 | 0 | 0 | 0 | 0 | 0 | 0 | 0 | 0 | 0 | 0 | 0 | 0 | 0 | 0 | 0 | 0 | 0 | 0 | 0 | 0 | 0 | 0 | 0 | 0 | 0 | 0 | 0 | 0 | 0 | 0 | 0 | 0 | 0 | 0 | 0 | 0 | 0 | 0 | 0 | 0 | 0 | 0 | 0 | 0 | 0 | 0
|  |  |  | Equity bridge balance [sponsor 2] |  | USD 000s |  |  | 0 | 0 | 0 | 0 | 0 | 0 | 0 | 0 | 0 | 0 | 0 | 0 | 0 | 0 | 0 | 0 | 0 | 0 | 0 | 0 | 0 | 0 | 0 | 0 | 0 | 0 | 0 | 0 | 0 | 0 | 0 | 0 | 0 | 0 | 0 | 0 | 0 | 0 | 0 | 0 | 0 | 0 | 0 | 0 | 0 | 0 | 0 | 0 | 0 | 0 | 0 | 0 | 0 | 0 | 0 | 0 | 0 | 0 | 0 | 0 | 0 | 0 | 0 | 0 | 0 | 0 | 0 | 0 | 0 | 0 | 0 | 0 | 0 | 0 | 0 | 0 | 0 | 0 | 0 | 0 | 0 | 0 | 0 | 0 | 0 | 0
Equity bridge balance
|  |  |  | Equity bridge repayment masdar | 0 | USD 000s | 0 | 0 | 0 | 0 | 0 | 0 | 0 | 0 | 0 | 0 | 0 | 0 | 0 | 0 | 0 | 0 | 0 | 0 | 0 | 0 | 0 | 0 | 0 | 0 | 0 | 0 | 0 | 0 | 0 | 0 | 0 | 0 | 0 | 0 | 0 | 0 | 0 | 0 | 0 | 0 | 0 | 0 | 0 | 0 | 0 | 0 | 0 | 0 | 0 | 0 | 0 | 0 | 0 | 0 | 0 | 0 | 0 | 0 | 0 | 0 | 0 | 0 | 0 | 0 | 0 | 0 | 0 | 0 | 0 | 0 | 0 | 0 | 0 | 0 | 0 | 0 | 0 | 0 | 0 | 0 | 0 | 0 | 0 | 0 | 0 | 0 | 0 | 0
|  |  |  | Equity bridge repayment [sponsor 2] | 0 | USD 000s | 0 | 0 | 0 | 0 | 0 | 0 | 0 | 0 | 0 | 0 | 0 | 0 | 0 | 0 | 0 | 0 | 0 | 0 | 0 | 0 | 0 | 0 | 0 | 0 | 0 | 0 | 0 | 0 | 0 | 0 | 0 | 0 | 0 | 0 | 0 | 0 | 0 | 0 | 0 | 0 | 0 | 0 | 0 | 0 | 0 | 0 | 0 | 0 | 0 | 0 | 0 | 0 | 0 | 0 | 0 | 0 | 0 | 0 | 0 | 0 | 0 | 0 | 0 | 0 | 0 | 0 | 0 | 0 | 0 | 0 | 0 | 0 | 0 | 0 | 0 | 0 | 0 | 0 | 0 | 0 | 0 | 0 | 0 | 0 | 0 | 0 | 0 | 0
|  |  |  | Equity bridge repayment POS |  | USD 000s | 0 |  | 0 | 0 | 0 | 0 | 0 | 0 | 0 | 0 | 0 | 0 | 0 | 0 | 0 | 0 | 0 | 0 | 0 | 0 | 0 | 0 | 0 | 0 | 0 | 0 | 0 | 0 | 0 | 0 | 0 | 0 | 0 | 0 | 0 | 0 | 0 | 0 | 0 | 0 | 0 | 0 | 0 | 0 | 0 | 0 | 0 | 0 | 0 | 0 | 0 | 0 | 0 | 0 | 0 | 0 | 0 | 0 | 0 | 0 | 0 | 0 | 0 | 0 | 0 | 0 | 0 | 0 | 0 | 0 | 0 | 0 | 0 | 0 | 0 | 0 | 0 | 0 | 0 | 0 | 0 | 0 | 0 | 0 | 0 | 0 | 0 | 0
|  |  |  | Equity bridge repayment |  | USD 000s | 0 |  | 0 | 0 | 0 | 0 | 0 | 0 | 0 | 0 | 0 | 0 | 0 | 0 | 0 | 0 | 0 | 0 | 0 | 0 | 0 | 0 | 0 | 0 | 0 | 0 | 0 | 0 | 0 | 0 | 0 | 0 | 0 | 0 | 0 | 0 | 0 | 0 | 0 | 0 | 0 | 0 | 0 | 0 | 0 | 0 | 0 | 0 | 0 | 0 | 0 | 0 | 0 | 0 | 0 | 0 | 0 | 0 | 0 | 0 | 0 | 0 | 0 | 0 | 0 | 0 | 0 | 0 | 0 | 0 | 0 | 0 | 0 | 0 | 0 | 0 | 0 | 0 | 0 | 0 | 0 | 0 | 0 | 0 | 0 | 0 | 0 | 0
|  |  |  | Repayment of equity bridge from share capital masdar | 0 | USD 000s | 0 | 0 | 0 | 0 | 0 | 0 | 0 | 0 | 0 | 0 | 0 | 0 | 0 | 0 | 0 | 0 | 0 | 0 | 0 | 0 | 0 | 0 | 0 | 0 | 0 | 0 | 0 | 0 | 0 | 0 | 0 | 0 | 0 | 0 | 0 | 0 | 0 | 0 | 0 | 0 | 0 | 0 | 0 | 0 | 0 | 0 | 0 | 0 | 0 | 0 | 0 | 0 | 0 | 0 | 0 | 0 | 0 | 0 | 0 | 0 | 0 | 0 | 0 | 0 | 0 | 0 | 0 | 0 | 0 | 0 | 0 | 0 | 0 | 0 | 0 | 0 | 0 | 0 | 0 | 0 | 0 | 0 | 0 | 0 | 0 | 0 | 0 | 0
|  |  |  | Repayment of equity bridge from share capital [sponsor 2] | 0 | USD 000s | 0 | 0 | 0 | 0 | 0 | 0 | 0 | 0 | 0 | 0 | 0 | 0 | 0 | 0 | 0 | 0 | 0 | 0 | 0 | 0 | 0 | 0 | 0 | 0 | 0 | 0 | 0 | 0 | 0 | 0 | 0 | 0 | 0 | 0 | 0 | 0 | 0 | 0 | 0 | 0 | 0 | 0 | 0 | 0 | 0 | 0 | 0 | 0 | 0 | 0 | 0 | 0 | 0 | 0 | 0 | 0 | 0 | 0 | 0 | 0 | 0 | 0 | 0 | 0 | 0 | 0 | 0 | 0 | 0 | 0 | 0 | 0 | 0 | 0 | 0 | 0 | 0 | 0 | 0 | 0 | 0 | 0 | 0 | 0 | 0 | 0 | 0 | 0
|  |  |  | Repayment of equity bridge from share capital |  | USD 000s | 0 |  | 0 | 0 | 0 | 0 | 0 | 0 | 0 | 0 | 0 | 0 | 0 | 0 | 0 | 0 | 0 | 0 | 0 | 0 | 0 | 0 | 0 | 0 | 0 | 0 | 0 | 0 | 0 | 0 | 0 | 0 | 0 | 0 | 0 | 0 | 0 | 0 | 0 | 0 | 0 | 0 | 0 | 0 | 0 | 0 | 0 | 0 | 0 | 0 | 0 | 0 | 0 | 0 | 0 | 0 | 0 | 0 | 0 | 0 | 0 | 0 | 0 | 0 | 0 | 0 | 0 | 0 | 0 | 0 | 0 | 0 | 0 | 0 | 0 | 0 | 0 | 0 | 0 | 0 | 0 | 0 | 0 | 0 | 0 | 0 | 0 | 0
|  |  |  | Equity bridge balance masdar | 0 | USD 000s | 0 | 0 | 0 | 0 | 0 | 0 | 0 | 0 | 0 | 0 | 0 | 0 | 0 | 0 | 0 | 0 | 0 | 0 | 0 | 0 | 0 | 0 | 0 | 0 | 0 | 0 | 0 | 0 | 0 | 0 | 0 | 0 | 0 | 0 | 0 | 0 | 0 | 0 | 0 | 0 | 0 | 0 | 0 | 0 | 0 | 0 | 0 | 0 | 0 | 0 | 0 | 0 | 0 | 0 | 0 | 0 | 0 | 0 | 0 | 0 | 0 | 0 | 0 | 0 | 0 | 0 | 0 | 0 | 0 | 0 | 0 | 0 | 0 | 0 | 0 | 0 | 0 | 0 | 0 | 0 | 0 | 0 | 0 | 0 | 0 | 0 | 0 | 0
|  |  |  | Equity bridge balance [sponsor 2] | 0 | USD 000s | 0 | 0 | 0 | 0 | 0 | 0 | 0 | 0 | 0 | 0 | 0 | 0 | 0 | 0 | 0 | 0 | 0 | 0 | 0 | 0 | 0 | 0 | 0 | 0 | 0 | 0 | 0 | 0 | 0 | 0 | 0 | 0 | 0 | 0 | 0 | 0 | 0 | 0 | 0 | 0 | 0 | 0 | 0 | 0 | 0 | 0 | 0 | 0 | 0 | 0 | 0 | 0 | 0 | 0 | 0 | 0 | 0 | 0 | 0 | 0 | 0 | 0 | 0 | 0 | 0 | 0 | 0 | 0 | 0 | 0 | 0 | 0 | 0 | 0 | 0 | 0 | 0 | 0 | 0 | 0 | 0 | 0 | 0 | 0 | 0 | 0 | 0 | 0
|  |  |  | Equity bridge balance |  | USD 000s |  |  | 0 | 0 | 0 | 0 | 0 | 0 | 0 | 0 | 0 | 0 | 0 | 0 | 0 | 0 | 0 | 0 | 0 | 0 | 0 | 0 | 0 | 0 | 0 | 0 | 0 | 0 | 0 | 0 | 0 | 0 | 0 | 0 | 0 | 0 | 0 | 0 | 0 | 0 | 0 | 0 | 0 | 0 | 0 | 0 | 0 | 0 | 0 | 0 | 0 | 0 | 0 | 0 | 0 | 0 | 0 | 0 | 0 | 0 | 0 | 0 | 0 | 0 | 0 | 0 | 0 | 0 | 0 | 0 | 0 | 0 | 0 | 0 | 0 | 0 | 0 | 0 | 0 | 0 | 0 | 0 | 0 | 0 | 0 | 0 | 0 | 0
Equity bridge interest masdar
Equity bridge interest
|  |  |  | Equity bridge SOFR based swap rate - operations - Masdar | 0% | % p.a.
|  |  |  | Equity bridge swap rate margin - operations - Masdar | 0% | % p.a.
|  |  |  | EBL + Senior debt swap rate - sensitivity | 0% | % p.a.
|  |  |  | ProjectCo EBL hedged during ops - masdar | 0% | % | 0% | 0% | bar: 2021-12-31 to 2064-06-30
|  |  |  | 6M SOFR forward curve - operations period | 0% | % p.a. | 0% | 0% | 0% | 0% | 0% | 0% | 0% | 0% | 0% | 0% | 2.66% | 2.651% | 2.658% | 2.709% | 2.78% | 2.851% | 2.935% | 2.982% | 3.02% | 3.055% | 3.085% | 3.135% | 3.196% | 3.24% | 3.286% | 3.308% | 3.318% | 3.329% | 3.338% | 3.344% | 3.368% | 3.386% | 3.388% | 3.373% | 3.342% | 3.297% | 3.288% | 3.29% | 3.282% | 3.265% | 3.237% | 3.201% | 3.155% | 3.099% | 3.034% | 2.96% | 2.896% | 2.842% | 2.793% | 2.75% | 2.712% | 2.679% | 2.652% | 2.629% | 2.613% | 2.601% | 2.606% | 2.607% | 2.596% | 2.574% | 2.541% | 2.496% | 2.44% | 2.372% | 2.293% | 2.205% | 2.16% | 2.135% | 2.109% | 2.082% | 0% | 0% | 0% | 0% | 0% | 0% | 0% | 0% | 0% | 0% | 0% | 0% | 0% | 0% | 0% | 0% | 0% | 0%
|  |  |  | Operations period flag | 0 | flag | 60 | 0 | 0 | 0 | 0 | 0 | 0 | 0 | 0 | 0 | 1 | 1 | 1 | 1 | 1 | 1 | 1 | 1 | 1 | 1 | 1 | 1 | 1 | 1 | 1 | 1 | 1 | 1 | 1 | 1 | 1 | 1 | 1 | 1 | 1 | 1 | 1 | 1 | 1 | 1 | 1 | 1 | 1 | 1 | 1 | 1 | 1 | 1 | 1 | 1 | 1 | 1 | 1 | 1 | 1 | 1 | 1 | 1 | 1 | 1 | 1 | 1 | 1 | 1 | 1 | 1 | 1 | 1 | 1 | 1 | 0 | 0 | 0 | 0 | 0 | 0 | 0 | 0 | 0 | 0 | 0 | 0 | 0 | 0 | 0 | 0 | 0 | 0
|  |  |  | All in equity bridge base rate - masdar |  | % p.a. |  |  | 0% | 0% | 0% | 0% | 0% | 0% | 0% | 0% | 2.66% | 2.651% | 2.658% | 2.709% | 2.78% | 2.851% | 2.935% | 2.982% | 3.02% | 3.055% | 3.085% | 3.135% | 3.196% | 3.24% | 3.286% | 3.308% | 3.318% | 3.329% | 3.338% | 3.344% | 3.368% | 3.386% | 3.388% | 3.373% | 3.342% | 3.297% | 3.288% | 3.29% | 3.282% | 3.265% | 3.237% | 3.201% | 3.155% | 3.099% | 3.034% | 2.96% | 2.896% | 2.842% | 2.793% | 2.75% | 2.712% | 2.679% | 2.652% | 2.629% | 2.613% | 2.601% | 2.606% | 2.607% | 2.596% | 2.574% | 2.541% | 2.496% | 2.44% | 2.372% | 2.293% | 2.205% | 2.16% | 2.135% | 2.109% | 2.082% | 0% | 0% | 0% | 0% | 0% | 0% | 0% | 0% | 0% | 0% | 0% | 0% | 0% | 0% | 0% | 0% | 0% | 0%
|  |  |  | Equity bridge margin - Masdar | 0% | % p.a.
|  |  |  | Equity bridge day count convention | 360 | days
|  |  |  | All in equity bridge base rate - masdar | 0% | % p.a. | 0% | 0% | 0% | 0% | 0% | 0% | 0% | 0% | 0% | 0% | 2.66% | 2.651% | 2.658% | 2.709% | 2.78% | 2.851% | 2.935% | 2.982% | 3.02% | 3.055% | 3.085% | 3.135% | 3.196% | 3.24% | 3.286% | 3.308% | 3.318% | 3.329% | 3.338% | 3.344% | 3.368% | 3.386% | 3.388% | 3.373% | 3.342% | 3.297% | 3.288% | 3.29% | 3.282% | 3.265% | 3.237% | 3.201% | 3.155% | 3.099% | 3.034% | 2.96% | 2.896% | 2.842% | 2.793% | 2.75% | 2.712% | 2.679% | 2.652% | 2.629% | 2.613% | 2.601% | 2.606% | 2.607% | 2.596% | 2.574% | 2.541% | 2.496% | 2.44% | 2.372% | 2.293% | 2.205% | 2.16% | 2.135% | 2.109% | 2.082% | 0% | 0% | 0% | 0% | 0% | 0% | 0% | 0% | 0% | 0% | 0% | 0% | 0% | 0% | 0% | 0% | 0% | 0%
|  |  |  | Days in operations period | 0 | days | 10957 | 0 | 0 | 0 | 0 | 0 | 0 | 0 | 0 | 0 | 184 | 181 | 184 | 181 | 184 | 182 | 184 | 181 | 184 | 181 | 184 | 181 | 184 | 182 | 184 | 181 | 184 | 181 | 184 | 181 | 184 | 182 | 184 | 181 | 184 | 181 | 184 | 181 | 184 | 182 | 184 | 181 | 184 | 181 | 184 | 181 | 184 | 182 | 184 | 181 | 184 | 181 | 184 | 181 | 184 | 182 | 184 | 181 | 184 | 181 | 184 | 181 | 184 | 182 | 184 | 181 | 184 | 181 | 184 | 181 | 0 | 0 | 0 | 0 | 0 | 0 | 0 | 0 | 0 | 0 | 0 | 0 | 0 | 0 | 0 | 0 | 0 | 0
|  |  |  | Equity bridge applicable interest rate masdar |  | % |  |  | 0% | 0% | 0% | 0% | 0% | 0% | 0% | 0% | 1.359% | 1.333% | 1.358% | 1.362% | 1.421% | 1.442% | 1.5% | 1.499% | 1.544% | 1.536% | 1.577% | 1.576% | 1.633% | 1.638% | 1.679% | 1.663% | 1.696% | 1.674% | 1.706% | 1.681% | 1.721% | 1.712% | 1.731% | 1.696% | 1.708% | 1.658% | 1.68% | 1.654% | 1.678% | 1.65% | 1.655% | 1.609% | 1.612% | 1.558% | 1.551% | 1.488% | 1.48% | 1.437% | 1.428% | 1.383% | 1.386% | 1.347% | 1.355% | 1.322% | 1.335% | 1.315% | 1.332% | 1.311% | 1.327% | 1.294% | 1.299% | 1.255% | 1.247% | 1.199% | 1.172% | 1.109% | 1.104% | 1.073% | 1.078% | 1.047% | 0% | 0% | 0% | 0% | 0% | 0% | 0% | 0% | 0% | 0% | 0% | 0% | 0% | 0% | 0% | 0% | 0% | 0%
|  |  |  | Equity bridge applicable interest rate masdar | 0% | % | 0% | 0% | 0% | 0% | 0% | 0% | 0% | 0% | 0% | 0% | 1.359% | 1.333% | 1.358% | 1.362% | 1.421% | 1.442% | 1.5% | 1.499% | 1.544% | 1.536% | 1.577% | 1.576% | 1.633% | 1.638% | 1.679% | 1.663% | 1.696% | 1.674% | 1.706% | 1.681% | 1.721% | 1.712% | 1.731% | 1.696% | 1.708% | 1.658% | 1.68% | 1.654% | 1.678% | 1.65% | 1.655% | 1.609% | 1.612% | 1.558% | 1.551% | 1.488% | 1.48% | 1.437% | 1.428% | 1.383% | 1.386% | 1.347% | 1.355% | 1.322% | 1.335% | 1.315% | 1.332% | 1.311% | 1.327% | 1.294% | 1.299% | 1.255% | 1.247% | 1.199% | 1.172% | 1.109% | 1.104% | 1.073% | 1.078% | 1.047% | 0% | 0% | 0% | 0% | 0% | 0% | 0% | 0% | 0% | 0% | 0% | 0% | 0% | 0% | 0% | 0% | 0% | 0%
|  |  |  | Equity bridge balance masdar BEG | 0 | USD 000s | 0 | 0 | 0 | 0 | 0 | 0 | 0 | 0 | 0 | 0 | 0 | 0 | 0 | 0 | 0 | 0 | 0 | 0 | 0 | 0 | 0 | 0 | 0 | 0 | 0 | 0 | 0 | 0 | 0 | 0 | 0 | 0 | 0 | 0 | 0 | 0 | 0 | 0 | 0 | 0 | 0 | 0 | 0 | 0 | 0 | 0 | 0 | 0 | 0 | 0 | 0 | 0 | 0 | 0 | 0 | 0 | 0 | 0 | 0 | 0 | 0 | 0 | 0 | 0 | 0 | 0 | 0 | 0 | 0 | 0 | 0 | 0 | 0 | 0 | 0 | 0 | 0 | 0 | 0 | 0 | 0 | 0 | 0 | 0 | 0 | 0 | 0 | 0
|  |  |  | Operations period ppf - actual / actual | 0 | factor | 60 | 0 | 0 | 0 | 0 | 0 | 0 | 0 | 0 | 0 | 1 | 1 | 1 | 1 | 1 | 1 | 1 | 1 | 1 | 1 | 1 | 1 | 1 | 1 | 1 | 1 | 1 | 1 | 1 | 1 | 1 | 1 | 1 | 1 | 1 | 1 | 1 | 1 | 1 | 1 | 1 | 1 | 1 | 1 | 1 | 1 | 1 | 1 | 1 | 1 | 1 | 1 | 1 | 1 | 1 | 1 | 1 | 1 | 1 | 1 | 1 | 1 | 1 | 1 | 1 | 1 | 1 | 1 | 1 | 1 | 0 | 0 | 0 | 0 | 0 | 0 | 0 | 0 | 0 | 0 | 0 | 0 | 0 | 0 | 0 | 0 | 0 | 0
|  |  |  | Equity bridge interest masdar POS |  | USD 000s | 0 |  | 0 | 0 | 0 | 0 | 0 | 0 | 0 | 0 | 0 | 0 | 0 | 0 | 0 | 0 | 0 | 0 | 0 | 0 | 0 | 0 | 0 | 0 | 0 | 0 | 0 | 0 | 0 | 0 | 0 | 0 | 0 | 0 | 0 | 0 | 0 | 0 | 0 | 0 | 0 | 0 | 0 | 0 | 0 | 0 | 0 | 0 | 0 | 0 | 0 | 0 | 0 | 0 | 0 | 0 | 0 | 0 | 0 | 0 | 0 | 0 | 0 | 0 | 0 | 0 | 0 | 0 | 0 | 0 | 0 | 0 | 0 | 0 | 0 | 0 | 0 | 0 | 0 | 0 | 0 | 0 | 0 | 0 | 0 | 0 | 0 | 0
|  |  |  | Equity bridge interest masdar |  | USD 000s | 0 |  | 0 | 0 | 0 | 0 | 0 | 0 | 0 | 0 | 0 | 0 | 0 | 0 | 0 | 0 | 0 | 0 | 0 | 0 | 0 | 0 | 0 | 0 | 0 | 0 | 0 | 0 | 0 | 0 | 0 | 0 | 0 | 0 | 0 | 0 | 0 | 0 | 0 | 0 | 0 | 0 | 0 | 0 | 0 | 0 | 0 | 0 | 0 | 0 | 0 | 0 | 0 | 0 | 0 | 0 | 0 | 0 | 0 | 0 | 0 | 0 | 0 | 0 | 0 | 0 | 0 | 0 | 0 | 0 | 0 | 0 | 0 | 0 | 0 | 0 | 0 | 0 | 0 | 0 | 0 | 0 | 0 | 0 | 0 | 0 | 0 | 0
|  |  |  | EBL interest - blended withholding tax rate | 0% | %
|  |  |  | Equity bridge interest masdar POS | 0 | USD 000s | 0 | 0 | 0 | 0 | 0 | 0 | 0 | 0 | 0 | 0 | 0 | 0 | 0 | 0 | 0 | 0 | 0 | 0 | 0 | 0 | 0 | 0 | 0 | 0 | 0 | 0 | 0 | 0 | 0 | 0 | 0 | 0 | 0 | 0 | 0 | 0 | 0 | 0 | 0 | 0 | 0 | 0 | 0 | 0 | 0 | 0 | 0 | 0 | 0 | 0 | 0 | 0 | 0 | 0 | 0 | 0 | 0 | 0 | 0 | 0 | 0 | 0 | 0 | 0 | 0 | 0 | 0 | 0 | 0 | 0 | 0 | 0 | 0 | 0 | 0 | 0 | 0 | 0 | 0 | 0 | 0 | 0 | 0 | 0 | 0 | 0 | 0 | 0
|  |  |  | Withholding tax on equity bridge masdar POS |  | USD 000s | 0 |  | 0 | 0 | 0 | 0 | 0 | 0 | 0 | 0 | 0 | 0 | 0 | 0 | 0 | 0 | 0 | 0 | 0 | 0 | 0 | 0 | 0 | 0 | 0 | 0 | 0 | 0 | 0 | 0 | 0 | 0 | 0 | 0 | 0 | 0 | 0 | 0 | 0 | 0 | 0 | 0 | 0 | 0 | 0 | 0 | 0 | 0 | 0 | 0 | 0 | 0 | 0 | 0 | 0 | 0 | 0 | 0 | 0 | 0 | 0 | 0 | 0 | 0 | 0 | 0 | 0 | 0 | 0 | 0 | 0 | 0 | 0 | 0 | 0 | 0 | 0 | 0 | 0 | 0 | 0 | 0 | 0 | 0 | 0 | 0 | 0 | 0
|  |  |  | Withholding tax on equity bridge masdar |  | USD 000s | 0 |  | 0 | 0 | 0 | 0 | 0 | 0 | 0 | 0 | 0 | 0 | 0 | 0 | 0 | 0 | 0 | 0 | 0 | 0 | 0 | 0 | 0 | 0 | 0 | 0 | 0 | 0 | 0 | 0 | 0 | 0 | 0 | 0 | 0 | 0 | 0 | 0 | 0 | 0 | 0 | 0 | 0 | 0 | 0 | 0 | 0 | 0 | 0 | 0 | 0 | 0 | 0 | 0 | 0 | 0 | 0 | 0 | 0 | 0 | 0 | 0 | 0 | 0 | 0 | 0 | 0 | 0 | 0 | 0 | 0 | 0 | 0 | 0 | 0 | 0 | 0 | 0 | 0 | 0 | 0 | 0 | 0 | 0 | 0 | 0 | 0 | 0
Equity bridge interest [sponsor 2]
Equity bridge interest - [sponsor 2]
|  |  |  | Equity bridge SOFR based swap rate - operations - [sponsor 2] | 0% | % p.a.
|  |  |  | Equity bridge swap rate margin - operations - [sponsor 2] | 0% | % p.a.
|  |  |  | EBL + Senior debt swap rate - sensitivity | 0% | % p.a.
|  |  |  | ProjectCo EBL hedged during ops - [sponsor 2] | 0% | % | 0% | 0% | bar: 2021-12-31 to 2064-06-30
|  |  |  | 6M SOFR forward curve - operations period | 0% | % p.a. | 0% | 0% | 0% | 0% | 0% | 0% | 0% | 0% | 0% | 0% | 2.66% | 2.651% | 2.658% | 2.709% | 2.78% | 2.851% | 2.935% | 2.982% | 3.02% | 3.055% | 3.085% | 3.135% | 3.196% | 3.24% | 3.286% | 3.308% | 3.318% | 3.329% | 3.338% | 3.344% | 3.368% | 3.386% | 3.388% | 3.373% | 3.342% | 3.297% | 3.288% | 3.29% | 3.282% | 3.265% | 3.237% | 3.201% | 3.155% | 3.099% | 3.034% | 2.96% | 2.896% | 2.842% | 2.793% | 2.75% | 2.712% | 2.679% | 2.652% | 2.629% | 2.613% | 2.601% | 2.606% | 2.607% | 2.596% | 2.574% | 2.541% | 2.496% | 2.44% | 2.372% | 2.293% | 2.205% | 2.16% | 2.135% | 2.109% | 2.082% | 0% | 0% | 0% | 0% | 0% | 0% | 0% | 0% | 0% | 0% | 0% | 0% | 0% | 0% | 0% | 0% | 0% | 0%
|  |  |  | Operations period flag | 0 | flag | 60 | 0 | 0 | 0 | 0 | 0 | 0 | 0 | 0 | 0 | 1 | 1 | 1 | 1 | 1 | 1 | 1 | 1 | 1 | 1 | 1 | 1 | 1 | 1 | 1 | 1 | 1 | 1 | 1 | 1 | 1 | 1 | 1 | 1 | 1 | 1 | 1 | 1 | 1 | 1 | 1 | 1 | 1 | 1 | 1 | 1 | 1 | 1 | 1 | 1 | 1 | 1 | 1 | 1 | 1 | 1 | 1 | 1 | 1 | 1 | 1 | 1 | 1 | 1 | 1 | 1 | 1 | 1 | 1 | 1 | 0 | 0 | 0 | 0 | 0 | 0 | 0 | 0 | 0 | 0 | 0 | 0 | 0 | 0 | 0 | 0 | 0 | 0
|  |  |  | All in equity bridge base rate - [Sponsor 2] |  | % p.a. |  |  | 0% | 0% | 0% | 0% | 0% | 0% | 0% | 0% | 2.66% | 2.651% | 2.658% | 2.709% | 2.78% | 2.851% | 2.935% | 2.982% | 3.02% | 3.055% | 3.085% | 3.135% | 3.196% | 3.24% | 3.286% | 3.308% | 3.318% | 3.329% | 3.338% | 3.344% | 3.368% | 3.386% | 3.388% | 3.373% | 3.342% | 3.297% | 3.288% | 3.29% | 3.282% | 3.265% | 3.237% | 3.201% | 3.155% | 3.099% | 3.034% | 2.96% | 2.896% | 2.842% | 2.793% | 2.75% | 2.712% | 2.679% | 2.652% | 2.629% | 2.613% | 2.601% | 2.606% | 2.607% | 2.596% | 2.574% | 2.541% | 2.496% | 2.44% | 2.372% | 2.293% | 2.205% | 2.16% | 2.135% | 2.109% | 2.082% | 0% | 0% | 0% | 0% | 0% | 0% | 0% | 0% | 0% | 0% | 0% | 0% | 0% | 0% | 0% | 0% | 0% | 0%
|  |  |  | Equity bridge margin - [sponsor 2] | 0% | % p.a.
|  |  |  | Equity bridge day count convention | 360 | days
|  |  |  | All in equity bridge base rate - [Sponsor 2] | 0% | % p.a. | 0% | 0% | 0% | 0% | 0% | 0% | 0% | 0% | 0% | 0% | 2.66% | 2.651% | 2.658% | 2.709% | 2.78% | 2.851% | 2.935% | 2.982% | 3.02% | 3.055% | 3.085% | 3.135% | 3.196% | 3.24% | 3.286% | 3.308% | 3.318% | 3.329% | 3.338% | 3.344% | 3.368% | 3.386% | 3.388% | 3.373% | 3.342% | 3.297% | 3.288% | 3.29% | 3.282% | 3.265% | 3.237% | 3.201% | 3.155% | 3.099% | 3.034% | 2.96% | 2.896% | 2.842% | 2.793% | 2.75% | 2.712% | 2.679% | 2.652% | 2.629% | 2.613% | 2.601% | 2.606% | 2.607% | 2.596% | 2.574% | 2.541% | 2.496% | 2.44% | 2.372% | 2.293% | 2.205% | 2.16% | 2.135% | 2.109% | 2.082% | 0% | 0% | 0% | 0% | 0% | 0% | 0% | 0% | 0% | 0% | 0% | 0% | 0% | 0% | 0% | 0% | 0% | 0%
|  |  |  | Days in operations period | 0 | days | 10957 | 0 | 0 | 0 | 0 | 0 | 0 | 0 | 0 | 0 | 184 | 181 | 184 | 181 | 184 | 182 | 184 | 181 | 184 | 181 | 184 | 181 | 184 | 182 | 184 | 181 | 184 | 181 | 184 | 181 | 184 | 182 | 184 | 181 | 184 | 181 | 184 | 181 | 184 | 182 | 184 | 181 | 184 | 181 | 184 | 181 | 184 | 182 | 184 | 181 | 184 | 181 | 184 | 181 | 184 | 182 | 184 | 181 | 184 | 181 | 184 | 181 | 184 | 182 | 184 | 181 | 184 | 181 | 184 | 181 | 0 | 0 | 0 | 0 | 0 | 0 | 0 | 0 | 0 | 0 | 0 | 0 | 0 | 0 | 0 | 0 | 0 | 0
|  |  |  | Equity bridge applicable interest rate [Sponsor 2] |  | % |  |  | 0% | 0% | 0% | 0% | 0% | 0% | 0% | 0% | 1.359% | 1.333% | 1.358% | 1.362% | 1.421% | 1.442% | 1.5% | 1.499% | 1.544% | 1.536% | 1.577% | 1.576% | 1.633% | 1.638% | 1.679% | 1.663% | 1.696% | 1.674% | 1.706% | 1.681% | 1.721% | 1.712% | 1.731% | 1.696% | 1.708% | 1.658% | 1.68% | 1.654% | 1.678% | 1.65% | 1.655% | 1.609% | 1.612% | 1.558% | 1.551% | 1.488% | 1.48% | 1.437% | 1.428% | 1.383% | 1.386% | 1.347% | 1.355% | 1.322% | 1.335% | 1.315% | 1.332% | 1.311% | 1.327% | 1.294% | 1.299% | 1.255% | 1.247% | 1.199% | 1.172% | 1.109% | 1.104% | 1.073% | 1.078% | 1.047% | 0% | 0% | 0% | 0% | 0% | 0% | 0% | 0% | 0% | 0% | 0% | 0% | 0% | 0% | 0% | 0% | 0% | 0%
|  |  |  | Equity bridge applicable interest rate [Sponsor 2] | 0% | % | 0% | 0% | 0% | 0% | 0% | 0% | 0% | 0% | 0% | 0% | 1.359% | 1.333% | 1.358% | 1.362% | 1.421% | 1.442% | 1.5% | 1.499% | 1.544% | 1.536% | 1.577% | 1.576% | 1.633% | 1.638% | 1.679% | 1.663% | 1.696% | 1.674% | 1.706% | 1.681% | 1.721% | 1.712% | 1.731% | 1.696% | 1.708% | 1.658% | 1.68% | 1.654% | 1.678% | 1.65% | 1.655% | 1.609% | 1.612% | 1.558% | 1.551% | 1.488% | 1.48% | 1.437% | 1.428% | 1.383% | 1.386% | 1.347% | 1.355% | 1.322% | 1.335% | 1.315% | 1.332% | 1.311% | 1.327% | 1.294% | 1.299% | 1.255% | 1.247% | 1.199% | 1.172% | 1.109% | 1.104% | 1.073% | 1.078% | 1.047% | 0% | 0% | 0% | 0% | 0% | 0% | 0% | 0% | 0% | 0% | 0% | 0% | 0% | 0% | 0% | 0% | 0% | 0%
|  |  |  | Equity bridge balance [sponsor 2] BEG | 0 | USD 000s | 0 | 0 | 0 | 0 | 0 | 0 | 0 | 0 | 0 | 0 | 0 | 0 | 0 | 0 | 0 | 0 | 0 | 0 | 0 | 0 | 0 | 0 | 0 | 0 | 0 | 0 | 0 | 0 | 0 | 0 | 0 | 0 | 0 | 0 | 0 | 0 | 0 | 0 | 0 | 0 | 0 | 0 | 0 | 0 | 0 | 0 | 0 | 0 | 0 | 0 | 0 | 0 | 0 | 0 | 0 | 0 | 0 | 0 | 0 | 0 | 0 | 0 | 0 | 0 | 0 | 0 | 0 | 0 | 0 | 0 | 0 | 0 | 0 | 0 | 0 | 0 | 0 | 0 | 0 | 0 | 0 | 0 | 0 | 0 | 0 | 0 | 0 | 0
|  |  |  | Operations period ppf - actual / actual | 0 | factor | 60 | 0 | 0 | 0 | 0 | 0 | 0 | 0 | 0 | 0 | 1 | 1 | 1 | 1 | 1 | 1 | 1 | 1 | 1 | 1 | 1 | 1 | 1 | 1 | 1 | 1 | 1 | 1 | 1 | 1 | 1 | 1 | 1 | 1 | 1 | 1 | 1 | 1 | 1 | 1 | 1 | 1 | 1 | 1 | 1 | 1 | 1 | 1 | 1 | 1 | 1 | 1 | 1 | 1 | 1 | 1 | 1 | 1 | 1 | 1 | 1 | 1 | 1 | 1 | 1 | 1 | 1 | 1 | 1 | 1 | 0 | 0 | 0 | 0 | 0 | 0 | 0 | 0 | 0 | 0 | 0 | 0 | 0 | 0 | 0 | 0 | 0 | 0
|  |  |  | Equity bridge interest [sponsor 2] POS |  | USD 000s | 0 |  | 0 | 0 | 0 | 0 | 0 | 0 | 0 | 0 | 0 | 0 | 0 | 0 | 0 | 0 | 0 | 0 | 0 | 0 | 0 | 0 | 0 | 0 | 0 | 0 | 0 | 0 | 0 | 0 | 0 | 0 | 0 | 0 | 0 | 0 | 0 | 0 | 0 | 0 | 0 | 0 | 0 | 0 | 0 | 0 | 0 | 0 | 0 | 0 | 0 | 0 | 0 | 0 | 0 | 0 | 0 | 0 | 0 | 0 | 0 | 0 | 0 | 0 | 0 | 0 | 0 | 0 | 0 | 0 | 0 | 0 | 0 | 0 | 0 | 0 | 0 | 0 | 0 | 0 | 0 | 0 | 0 | 0 | 0 | 0 | 0 | 0
|  |  |  | Equity bridge interest [sponsor 2] |  | USD 000s | 0 |  | 0 | 0 | 0 | 0 | 0 | 0 | 0 | 0 | 0 | 0 | 0 | 0 | 0 | 0 | 0 | 0 | 0 | 0 | 0 | 0 | 0 | 0 | 0 | 0 | 0 | 0 | 0 | 0 | 0 | 0 | 0 | 0 | 0 | 0 | 0 | 0 | 0 | 0 | 0 | 0 | 0 | 0 | 0 | 0 | 0 | 0 | 0 | 0 | 0 | 0 | 0 | 0 | 0 | 0 | 0 | 0 | 0 | 0 | 0 | 0 | 0 | 0 | 0 | 0 | 0 | 0 | 0 | 0 | 0 | 0 | 0 | 0 | 0 | 0 | 0 | 0 | 0 | 0 | 0 | 0 | 0 | 0 | 0 | 0 | 0 | 0
|  |  |  | EBL interest - blended withholding tax rate | 0% | %
|  |  |  | Equity bridge interest [sponsor 2] POS | 0 | USD 000s | 0 | 0 | 0 | 0 | 0 | 0 | 0 | 0 | 0 | 0 | 0 | 0 | 0 | 0 | 0 | 0 | 0 | 0 | 0 | 0 | 0 | 0 | 0 | 0 | 0 | 0 | 0 | 0 | 0 | 0 | 0 | 0 | 0 | 0 | 0 | 0 | 0 | 0 | 0 | 0 | 0 | 0 | 0 | 0 | 0 | 0 | 0 | 0 | 0 | 0 | 0 | 0 | 0 | 0 | 0 | 0 | 0 | 0 | 0 | 0 | 0 | 0 | 0 | 0 | 0 | 0 | 0 | 0 | 0 | 0 | 0 | 0 | 0 | 0 | 0 | 0 | 0 | 0 | 0 | 0 | 0 | 0 | 0 | 0 | 0 | 0 | 0 | 0
|  |  |  | Withholding tax on equity bridge [Sponsor 2] POS |  | USD 000s | 0 |  | 0 | 0 | 0 | 0 | 0 | 0 | 0 | 0 | 0 | 0 | 0 | 0 | 0 | 0 | 0 | 0 | 0 | 0 | 0 | 0 | 0 | 0 | 0 | 0 | 0 | 0 | 0 | 0 | 0 | 0 | 0 | 0 | 0 | 0 | 0 | 0 | 0 | 0 | 0 | 0 | 0 | 0 | 0 | 0 | 0 | 0 | 0 | 0 | 0 | 0 | 0 | 0 | 0 | 0 | 0 | 0 | 0 | 0 | 0 | 0 | 0 | 0 | 0 | 0 | 0 | 0 | 0 | 0 | 0 | 0 | 0 | 0 | 0 | 0 | 0 | 0 | 0 | 0 | 0 | 0 | 0 | 0 | 0 | 0 | 0 | 0
|  |  |  | Withholding tax on equity bridge [Sponsor 2] |  | USD 000s | 0 |  | 0 | 0 | 0 | 0 | 0 | 0 | 0 | 0 | 0 | 0 | 0 | 0 | 0 | 0 | 0 | 0 | 0 | 0 | 0 | 0 | 0 | 0 | 0 | 0 | 0 | 0 | 0 | 0 | 0 | 0 | 0 | 0 | 0 | 0 | 0 | 0 | 0 | 0 | 0 | 0 | 0 | 0 | 0 | 0 | 0 | 0 | 0 | 0 | 0 | 0 | 0 | 0 | 0 | 0 | 0 | 0 | 0 | 0 | 0 | 0 | 0 | 0 | 0 | 0 | 0 | 0 | 0 | 0 | 0 | 0 | 0 | 0 | 0 | 0 | 0 | 0 | 0 | 0 | 0 | 0 | 0 | 0 | 0 | 0 | 0 | 0
Equity bridge interest
|  |  |  | Equity bridge interest masdar POS | 0 | USD 000s | 0 | 0 | 0 | 0 | 0 | 0 | 0 | 0 | 0 | 0 | 0 | 0 | 0 | 0 | 0 | 0 | 0 | 0 | 0 | 0 | 0 | 0 | 0 | 0 | 0 | 0 | 0 | 0 | 0 | 0 | 0 | 0 | 0 | 0 | 0 | 0 | 0 | 0 | 0 | 0 | 0 | 0 | 0 | 0 | 0 | 0 | 0 | 0 | 0 | 0 | 0 | 0 | 0 | 0 | 0 | 0 | 0 | 0 | 0 | 0 | 0 | 0 | 0 | 0 | 0 | 0 | 0 | 0 | 0 | 0 | 0 | 0 | 0 | 0 | 0 | 0 | 0 | 0 | 0 | 0 | 0 | 0 | 0 | 0 | 0 | 0 | 0 | 0
|  |  |  | Equity bridge interest [sponsor 2] POS | 0 | USD 000s | 0 | 0 | 0 | 0 | 0 | 0 | 0 | 0 | 0 | 0 | 0 | 0 | 0 | 0 | 0 | 0 | 0 | 0 | 0 | 0 | 0 | 0 | 0 | 0 | 0 | 0 | 0 | 0 | 0 | 0 | 0 | 0 | 0 | 0 | 0 | 0 | 0 | 0 | 0 | 0 | 0 | 0 | 0 | 0 | 0 | 0 | 0 | 0 | 0 | 0 | 0 | 0 | 0 | 0 | 0 | 0 | 0 | 0 | 0 | 0 | 0 | 0 | 0 | 0 | 0 | 0 | 0 | 0 | 0 | 0 | 0 | 0 | 0 | 0 | 0 | 0 | 0 | 0 | 0 | 0 | 0 | 0 | 0 | 0 | 0 | 0 | 0 | 0
|  |  |  | Equity bridge interest POS |  | USD 000s | 0 |  | 0 | 0 | 0 | 0 | 0 | 0 | 0 | 0 | 0 | 0 | 0 | 0 | 0 | 0 | 0 | 0 | 0 | 0 | 0 | 0 | 0 | 0 | 0 | 0 | 0 | 0 | 0 | 0 | 0 | 0 | 0 | 0 | 0 | 0 | 0 | 0 | 0 | 0 | 0 | 0 | 0 | 0 | 0 | 0 | 0 | 0 | 0 | 0 | 0 | 0 | 0 | 0 | 0 | 0 | 0 | 0 | 0 | 0 | 0 | 0 | 0 | 0 | 0 | 0 | 0 | 0 | 0 | 0 | 0 | 0 | 0 | 0 | 0 | 0 | 0 | 0 | 0 | 0 | 0 | 0 | 0 | 0 | 0 | 0 | 0 | 0
|  |  |  | Equity bridge interest masdar | 0 | USD 000s | 0 | 0 | 0 | 0 | 0 | 0 | 0 | 0 | 0 | 0 | 0 | 0 | 0 | 0 | 0 | 0 | 0 | 0 | 0 | 0 | 0 | 0 | 0 | 0 | 0 | 0 | 0 | 0 | 0 | 0 | 0 | 0 | 0 | 0 | 0 | 0 | 0 | 0 | 0 | 0 | 0 | 0 | 0 | 0 | 0 | 0 | 0 | 0 | 0 | 0 | 0 | 0 | 0 | 0 | 0 | 0 | 0 | 0 | 0 | 0 | 0 | 0 | 0 | 0 | 0 | 0 | 0 | 0 | 0 | 0 | 0 | 0 | 0 | 0 | 0 | 0 | 0 | 0 | 0 | 0 | 0 | 0 | 0 | 0 | 0 | 0 | 0 | 0
|  |  |  | Equity bridge interest [sponsor 2] | 0 | USD 000s | 0 | 0 | 0 | 0 | 0 | 0 | 0 | 0 | 0 | 0 | 0 | 0 | 0 | 0 | 0 | 0 | 0 | 0 | 0 | 0 | 0 | 0 | 0 | 0 | 0 | 0 | 0 | 0 | 0 | 0 | 0 | 0 | 0 | 0 | 0 | 0 | 0 | 0 | 0 | 0 | 0 | 0 | 0 | 0 | 0 | 0 | 0 | 0 | 0 | 0 | 0 | 0 | 0 | 0 | 0 | 0 | 0 | 0 | 0 | 0 | 0 | 0 | 0 | 0 | 0 | 0 | 0 | 0 | 0 | 0 | 0 | 0 | 0 | 0 | 0 | 0 | 0 | 0 | 0 | 0 | 0 | 0 | 0 | 0 | 0 | 0 | 0 | 0
|  |  |  | Equity bridge interest accrued |  | USD 000s | 0 |  | 0 | 0 | 0 | 0 | 0 | 0 | 0 | 0 | 0 | 0 | 0 | 0 | 0 | 0 | 0 | 0 | 0 | 0 | 0 | 0 | 0 | 0 | 0 | 0 | 0 | 0 | 0 | 0 | 0 | 0 | 0 | 0 | 0 | 0 | 0 | 0 | 0 | 0 | 0 | 0 | 0 | 0 | 0 | 0 | 0 | 0 | 0 | 0 | 0 | 0 | 0 | 0 | 0 | 0 | 0 | 0 | 0 | 0 | 0 | 0 | 0 | 0 | 0 | 0 | 0 | 0 | 0 | 0 | 0 | 0 | 0 | 0 | 0 | 0 | 0 | 0 | 0 | 0 | 0 | 0 | 0 | 0 | 0 | 0 | 0 | 0
|  |  |  | Equity bridge interest masdar | 0 | USD 000s | 0 | 0 | 0 | 0 | 0 | 0 | 0 | 0 | 0 | 0 | 0 | 0 | 0 | 0 | 0 | 0 | 0 | 0 | 0 | 0 | 0 | 0 | 0 | 0 | 0 | 0 | 0 | 0 | 0 | 0 | 0 | 0 | 0 | 0 | 0 | 0 | 0 | 0 | 0 | 0 | 0 | 0 | 0 | 0 | 0 | 0 | 0 | 0 | 0 | 0 | 0 | 0 | 0 | 0 | 0 | 0 | 0 | 0 | 0 | 0 | 0 | 0 | 0 | 0 | 0 | 0 | 0 | 0 | 0 | 0 | 0 | 0 | 0 | 0 | 0 | 0 | 0 | 0 | 0 | 0 | 0 | 0 | 0 | 0 | 0 | 0 | 0 | 0
|  |  |  | Equity bridge interest [sponsor 2] | 0 | USD 000s | 0 | 0 | 0 | 0 | 0 | 0 | 0 | 0 | 0 | 0 | 0 | 0 | 0 | 0 | 0 | 0 | 0 | 0 | 0 | 0 | 0 | 0 | 0 | 0 | 0 | 0 | 0 | 0 | 0 | 0 | 0 | 0 | 0 | 0 | 0 | 0 | 0 | 0 | 0 | 0 | 0 | 0 | 0 | 0 | 0 | 0 | 0 | 0 | 0 | 0 | 0 | 0 | 0 | 0 | 0 | 0 | 0 | 0 | 0 | 0 | 0 | 0 | 0 | 0 | 0 | 0 | 0 | 0 | 0 | 0 | 0 | 0 | 0 | 0 | 0 | 0 | 0 | 0 | 0 | 0 | 0 | 0 | 0 | 0 | 0 | 0 | 0 | 0
|  |  |  | Distribution lock up active | 0 | flag | 0 | 0 | 0 | 0 | 0 | 0 | 0 | 0 | 0 | 0 | 0 | 0 | 0 | 0 | 0 | 0 | 0 | 0 | 0 | 0 | 0 | 0 | 0 | 0 | 0 | 0 | 0 | 0 | 0 | 0 | 0 | 0 | 0 | 0 | 0 | 0 | 0 | 0 | 0 | 0 | 0 | 0 | 0 | 0 | 0 | 0 | 0 | 0 | 0 | 0 | 0 | 0 | 0 | 0 | 0 | 0 | 0 | 0 | 0 | 0 | 0 | 0 | 0 | 0 | 0 | 0 | 0 | 0 | 0 | 0 | 0 | 0 | 0 | 0 | 0 | 0 | 0 | 0 | 0 | 0 | 0 | 0 | 0 | 0 | 0 | 0 | 0 | 0
|  |  |  | Equity bridge interest paid |  | USD 000s | 0 |  | 0 | 0 | 0 | 0 | 0 | 0 | 0 | 0 | 0 | 0 | 0 | 0 | 0 | 0 | 0 | 0 | 0 | 0 | 0 | 0 | 0 | 0 | 0 | 0 | 0 | 0 | 0 | 0 | 0 | 0 | 0 | 0 | 0 | 0 | 0 | 0 | 0 | 0 | 0 | 0 | 0 | 0 | 0 | 0 | 0 | 0 | 0 | 0 | 0 | 0 | 0 | 0 | 0 | 0 | 0 | 0 | 0 | 0 | 0 | 0 | 0 | 0 | 0 | 0 | 0 | 0 | 0 | 0 | 0 | 0 | 0 | 0 | 0 | 0 | 0 | 0 | 0 | 0 | 0 | 0 | 0 | 0 | 0 | 0 | 0 | 0
|  |  |  | Withholding tax on equity bridge masdar | 0 | USD 000s | 0 | 0 | 0 | 0 | 0 | 0 | 0 | 0 | 0 | 0 | 0 | 0 | 0 | 0 | 0 | 0 | 0 | 0 | 0 | 0 | 0 | 0 | 0 | 0 | 0 | 0 | 0 | 0 | 0 | 0 | 0 | 0 | 0 | 0 | 0 | 0 | 0 | 0 | 0 | 0 | 0 | 0 | 0 | 0 | 0 | 0 | 0 | 0 | 0 | 0 | 0 | 0 | 0 | 0 | 0 | 0 | 0 | 0 | 0 | 0 | 0 | 0 | 0 | 0 | 0 | 0 | 0 | 0 | 0 | 0 | 0 | 0 | 0 | 0 | 0 | 0 | 0 | 0 | 0 | 0 | 0 | 0 | 0 | 0 | 0 | 0 | 0 | 0
|  |  |  | Withholding tax on equity bridge [Sponsor 2] | 0 | USD 000s | 0 | 0 | 0 | 0 | 0 | 0 | 0 | 0 | 0 | 0 | 0 | 0 | 0 | 0 | 0 | 0 | 0 | 0 | 0 | 0 | 0 | 0 | 0 | 0 | 0 | 0 | 0 | 0 | 0 | 0 | 0 | 0 | 0 | 0 | 0 | 0 | 0 | 0 | 0 | 0 | 0 | 0 | 0 | 0 | 0 | 0 | 0 | 0 | 0 | 0 | 0 | 0 | 0 | 0 | 0 | 0 | 0 | 0 | 0 | 0 | 0 | 0 | 0 | 0 | 0 | 0 | 0 | 0 | 0 | 0 | 0 | 0 | 0 | 0 | 0 | 0 | 0 | 0 | 0 | 0 | 0 | 0 | 0 | 0 | 0 | 0 | 0 | 0
|  |  |  | Withholding tax on equity bridge |  | USD 000s | 0 |  | 0 | 0 | 0 | 0 | 0 | 0 | 0 | 0 | 0 | 0 | 0 | 0 | 0 | 0 | 0 | 0 | 0 | 0 | 0 | 0 | 0 | 0 | 0 | 0 | 0 | 0 | 0 | 0 | 0 | 0 | 0 | 0 | 0 | 0 | 0 | 0 | 0 | 0 | 0 | 0 | 0 | 0 | 0 | 0 | 0 | 0 | 0 | 0 | 0 | 0 | 0 | 0 | 0 | 0 | 0 | 0 | 0 | 0 | 0 | 0 | 0 | 0 | 0 | 0 | 0 | 0 | 0 | 0 | 0 | 0 | 0 | 0 | 0 | 0 | 0 | 0 | 0 | 0 | 0 | 0 | 0 | 0 | 0 | 0 | 0 | 0
PROJECTCO PROFILE FOR SWAP RATES
Projectco Profile For Swap Rates
Hedged %
|  |  |  | Projectco EBL active | 0 | 1 = active, 0 = inactive
|  |  |  | EBL hedging based on calculated debt | 1 | 1 = input, 0 = notional based
|  |  |  | % of Project Co EBL hedged | 0% | %
|  |  |  | Equity bridge balance masdar BEG | 0 | USD 000s | 0 | 0 | 0 | 0 | 0 | 0 | 0 | 0 | 0 | 0 | 0 | 0 | 0 | 0 | 0 | 0 | 0 | 0 | 0 | 0 | 0 | 0 | 0 | 0 | 0 | 0 | 0 | 0 | 0 | 0 | 0 | 0 | 0 | 0 | 0 | 0 | 0 | 0 | 0 | 0 | 0 | 0 | 0 | 0 | 0 | 0 | 0 | 0 | 0 | 0 | 0 | 0 | 0 | 0 | 0 | 0 | 0 | 0 | 0 | 0 | 0 | 0 | 0 | 0 | 0 | 0 | 0 | 0 | 0 | 0 | 0 | 0 | 0 | 0 | 0 | 0 | 0 | 0 | 0 | 0 | 0 | 0 | 0 | 0 | 0 | 0 | 0 | 0
|  |  |  | EBL notional profile during operations - hedged portion - masdar | 0 | USD | 0 | 0 | 0 | 0 | 0 | 0 | 0 | 0 | 0 | 0 | 0 | 0 | 0 | 0 | 0 | 0 | 0 | 0 | 0 | 0 | 0 | 0 | 0 | 0 | 0 | 0 | 0 | 0 | 0 | 0 | 0 | 0 | 0 | 0 | 0 | 0 | 0 | 0 | 0 | 0 | 0 | 0 | 0 | 0 | 0 | 0 | 0 | 0 | 0 | 0 | 0 | 0 | 0 | 0 | 0 | 0 | 0 | 0 | 0 | 0 | 0 | 0 | 0 | 0 | 0 | 0 | 0 | 0 | 0 | 0 | 0 | 0 | 0 | 0 | 0 | 0 | 0 | 0 | 0 | 0 | 0 | 0 | 0 | 0 | 0 | 0 | 0 | 0
|  |  |  | ProjectCo EBL hedged during ops - masdar |  | % | bar: 2021-12-31 to 2064-06-30
|  |  |  | EBL hedging based on calculated debt | 1 | 1 = input, 0 = notional based
|  |  |  | % of Project Co EBL hedged | 0% | %
|  |  |  | Equity bridge balance [sponsor 2] BEG | 0 | USD 000s | 0 | 0 | 0 | 0 | 0 | 0 | 0 | 0 | 0 | 0 | 0 | 0 | 0 | 0 | 0 | 0 | 0 | 0 | 0 | 0 | 0 | 0 | 0 | 0 | 0 | 0 | 0 | 0 | 0 | 0 | 0 | 0 | 0 | 0 | 0 | 0 | 0 | 0 | 0 | 0 | 0 | 0 | 0 | 0 | 0 | 0 | 0 | 0 | 0 | 0 | 0 | 0 | 0 | 0 | 0 | 0 | 0 | 0 | 0 | 0 | 0 | 0 | 0 | 0 | 0 | 0 | 0 | 0 | 0 | 0 | 0 | 0 | 0 | 0 | 0 | 0 | 0 | 0 | 0 | 0 | 0 | 0 | 0 | 0 | 0 | 0 | 0 | 0
|  |  |  | EBL notional profile during operations - hedged portion - [sponsor 2] | 0 | USD | 0 | 0 | 0 | 0 | 0 | 0 | 0 | 0 | 0 | 0 | 0 | 0 | 0 | 0 | 0 | 0 | 0 | 0 | 0 | 0 | 0 | 0 | 0 | 0 | 0 | 0 | 0 | 0 | 0 | 0 | 0 | 0 | 0 | 0 | 0 | 0 | 0 | 0 | 0 | 0 | 0 | 0 | 0 | 0 | 0 | 0 | 0 | 0 | 0 | 0 | 0 | 0 | 0 | 0 | 0 | 0 | 0 | 0 | 0 | 0 | 0 | 0 | 0 | 0 | 0 | 0 | 0 | 0 | 0 | 0 | 0 | 0 | 0 | 0 | 0 | 0 | 0 | 0 | 0 | 0 | 0 | 0 | 0 | 0 | 0 | 0 | 0 | 0
|  |  |  | ProjectCo EBL hedged during ops - [sponsor 2] |  | % | bar: 2021-12-31 to 2064-06-30
Hedged amount
|  |  |  | Units in a thousand | 1000 | units in thousand
|  |  |  | ProjectCo EBL hedged during ops - masdar | 0% | % | 0% | 0% | bar: 2021-12-31 to 2064-06-30
|  |  |  | Equity bridge balance masdar BEG | 0 | USD 000s | 0 | 0 | 0 | 0 | 0 | 0 | 0 | 0 | 0 | 0 | 0 | 0 | 0 | 0 | 0 | 0 | 0 | 0 | 0 | 0 | 0 | 0 | 0 | 0 | 0 | 0 | 0 | 0 | 0 | 0 | 0 | 0 | 0 | 0 | 0 | 0 | 0 | 0 | 0 | 0 | 0 | 0 | 0 | 0 | 0 | 0 | 0 | 0 | 0 | 0 | 0 | 0 | 0 | 0 | 0 | 0 | 0 | 0 | 0 | 0 | 0 | 0 | 0 | 0 | 0 | 0 | 0 | 0 | 0 | 0 | 0 | 0 | 0 | 0 | 0 | 0 | 0 | 0 | 0 | 0 | 0 | 0 | 0 | 0 | 0 | 0 | 0 | 0
|  |  |  | EBL notional profile during operations - masdar |  | USD 000s |  |  | 0 | 0 | 0 | 0 | 0 | 0 | 0 | 0 | 0 | 0 | 0 | 0 | 0 | 0 | 0 | 0 | 0 | 0 | 0 | 0 | 0 | 0 | 0 | 0 | 0 | 0 | 0 | 0 | 0 | 0 | 0 | 0 | 0 | 0 | 0 | 0 | 0 | 0 | 0 | 0 | 0 | 0 | 0 | 0 | 0 | 0 | 0 | 0 | 0 | 0 | 0 | 0 | 0 | 0 | 0 | 0 | 0 | 0 | 0 | 0 | 0 | 0 | 0 | 0 | 0 | 0 | 0 | 0 | 0 | 0 | 0 | 0 | 0 | 0 | 0 | 0 | 0 | 0 | 0 | 0 | 0 | 0 | 0 | 0 | 0 | 0
|  |  |  | Units in a thousand | 1000 | units in thousand
|  |  |  | ProjectCo EBL hedged during ops - [sponsor 2] | 0% | % | 0% | 0% | bar: 2021-12-31 to 2064-06-30
|  |  |  | Equity bridge balance [sponsor 2] BEG | 0 | USD 000s | 0 | 0 | 0 | 0 | 0 | 0 | 0 | 0 | 0 | 0 | 0 | 0 | 0 | 0 | 0 | 0 | 0 | 0 | 0 | 0 | 0 | 0 | 0 | 0 | 0 | 0 | 0 | 0 | 0 | 0 | 0 | 0 | 0 | 0 | 0 | 0 | 0 | 0 | 0 | 0 | 0 | 0 | 0 | 0 | 0 | 0 | 0 | 0 | 0 | 0 | 0 | 0 | 0 | 0 | 0 | 0 | 0 | 0 | 0 | 0 | 0 | 0 | 0 | 0 | 0 | 0 | 0 | 0 | 0 | 0 | 0 | 0 | 0 | 0 | 0 | 0 | 0 | 0 | 0 | 0 | 0 | 0 | 0 | 0 | 0 | 0 | 0 | 0
|  |  |  | EBL notional profile during operations - [sponsor 2] |  | USD 000s |  |  | 0 | 0 | 0 | 0 | 0 | 0 | 0 | 0 | 0 | 0 | 0 | 0 | 0 | 0 | 0 | 0 | 0 | 0 | 0 | 0 | 0 | 0 | 0 | 0 | 0 | 0 | 0 | 0 | 0 | 0 | 0 | 0 | 0 | 0 | 0 | 0 | 0 | 0 | 0 | 0 | 0 | 0 | 0 | 0 | 0 | 0 | 0 | 0 | 0 | 0 | 0 | 0 | 0 | 0 | 0 | 0 | 0 | 0 | 0 | 0 | 0 | 0 | 0 | 0 | 0 | 0 | 0 | 0 | 0 | 0 | 0 | 0 | 0 | 0 | 0 | 0 | 0 | 0 | 0 | 0 | 0 | 0 | 0 | 0 | 0 | 0
Total hedged
|  |  |  | EBL notional profile during operations - masdar | 0 | USD 000s | 0 | 0 | 0 | 0 | 0 | 0 | 0 | 0 | 0 | 0 | 0 | 0 | 0 | 0 | 0 | 0 | 0 | 0 | 0 | 0 | 0 | 0 | 0 | 0 | 0 | 0 | 0 | 0 | 0 | 0 | 0 | 0 | 0 | 0 | 0 | 0 | 0 | 0 | 0 | 0 | 0 | 0 | 0 | 0 | 0 | 0 | 0 | 0 | 0 | 0 | 0 | 0 | 0 | 0 | 0 | 0 | 0 | 0 | 0 | 0 | 0 | 0 | 0 | 0 | 0 | 0 | 0 | 0 | 0 | 0 | 0 | 0 | 0 | 0 | 0 | 0 | 0 | 0 | 0 | 0 | 0 | 0 | 0 | 0 | 0 | 0 | 0 | 0
|  |  |  | EBL notional profile during operations - [sponsor 2] | 0 | USD 000s | 0 | 0 | 0 | 0 | 0 | 0 | 0 | 0 | 0 | 0 | 0 | 0 | 0 | 0 | 0 | 0 | 0 | 0 | 0 | 0 | 0 | 0 | 0 | 0 | 0 | 0 | 0 | 0 | 0 | 0 | 0 | 0 | 0 | 0 | 0 | 0 | 0 | 0 | 0 | 0 | 0 | 0 | 0 | 0 | 0 | 0 | 0 | 0 | 0 | 0 | 0 | 0 | 0 | 0 | 0 | 0 | 0 | 0 | 0 | 0 | 0 | 0 | 0 | 0 | 0 | 0 | 0 | 0 | 0 | 0 | 0 | 0 | 0 | 0 | 0 | 0 | 0 | 0 | 0 | 0 | 0 | 0 | 0 | 0 | 0 | 0 | 0 | 0
|  |  |  | EBL notional profile during operations |  | USD 000s |  |  | 0 | 0 | 0 | 0 | 0 | 0 | 0 | 0 | 0 | 0 | 0 | 0 | 0 | 0 | 0 | 0 | 0 | 0 | 0 | 0 | 0 | 0 | 0 | 0 | 0 | 0 | 0 | 0 | 0 | 0 | 0 | 0 | 0 | 0 | 0 | 0 | 0 | 0 | 0 | 0 | 0 | 0 | 0 | 0 | 0 | 0 | 0 | 0 | 0 | 0 | 0 | 0 | 0 | 0 | 0 | 0 | 0 | 0 | 0 | 0 | 0 | 0 | 0 | 0 | 0 | 0 | 0 | 0 | 0 | 0 | 0 | 0 | 0 | 0 | 0 | 0 | 0 | 0 | 0 | 0 | 0 | 0 | 0 | 0 | 0 | 0
|  |  |  | Units in a thousand | 1000 | units in thousand
|  |  |  | Equity bridge balance masdar BEG | 0 | USD 000s | 0 | 0 | 0 | 0 | 0 | 0 | 0 | 0 | 0 | 0 | 0 | 0 | 0 | 0 | 0 | 0 | 0 | 0 | 0 | 0 | 0 | 0 | 0 | 0 | 0 | 0 | 0 | 0 | 0 | 0 | 0 | 0 | 0 | 0 | 0 | 0 | 0 | 0 | 0 | 0 | 0 | 0 | 0 | 0 | 0 | 0 | 0 | 0 | 0 | 0 | 0 | 0 | 0 | 0 | 0 | 0 | 0 | 0 | 0 | 0 | 0 | 0 | 0 | 0 | 0 | 0 | 0 | 0 | 0 | 0 | 0 | 0 | 0 | 0 | 0 | 0 | 0 | 0 | 0 | 0 | 0 | 0 | 0 | 0 | 0 | 0 | 0 | 0
|  |  |  | Equity bridge balance [sponsor 2] BEG | 0 | USD 000s | 0 | 0 | 0 | 0 | 0 | 0 | 0 | 0 | 0 | 0 | 0 | 0 | 0 | 0 | 0 | 0 | 0 | 0 | 0 | 0 | 0 | 0 | 0 | 0 | 0 | 0 | 0 | 0 | 0 | 0 | 0 | 0 | 0 | 0 | 0 | 0 | 0 | 0 | 0 | 0 | 0 | 0 | 0 | 0 | 0 | 0 | 0 | 0 | 0 | 0 | 0 | 0 | 0 | 0 | 0 | 0 | 0 | 0 | 0 | 0 | 0 | 0 | 0 | 0 | 0 | 0 | 0 | 0 | 0 | 0 | 0 | 0 | 0 | 0 | 0 | 0 | 0 | 0 | 0 | 0 | 0 | 0 | 0 | 0 | 0 | 0 | 0 | 0
|  |  |  | EBL notional profile during operations | 0 | USD 000s | 0 | 0 | 0 | 0 | 0 | 0 | 0 | 0 | 0 | 0 | 0 | 0 | 0 | 0 | 0 | 0 | 0 | 0 | 0 | 0 | 0 | 0 | 0 | 0 | 0 | 0 | 0 | 0 | 0 | 0 | 0 | 0 | 0 | 0 | 0 | 0 | 0 | 0 | 0 | 0 | 0 | 0 | 0 | 0 | 0 | 0 | 0 | 0 | 0 | 0 | 0 | 0 | 0 | 0 | 0 | 0 | 0 | 0 | 0 | 0 | 0 | 0 | 0 | 0 | 0 | 0 | 0 | 0 | 0 | 0 | 0 | 0 | 0 | 0 | 0 | 0 | 0 | 0 | 0 | 0 | 0 | 0 | 0 | 0 | 0 | 0 | 0 | 0
|  |  |  | Total hedge percentage |  | % | * for info | bar: 2021-12-31 to 2064-06-30
SHAREHOLDER LOAN
|  |  |  | Share of equity drawdown as shareholder loan | 75% | %
|  |  |  | Equity bridge bullet repayment during operations Masdar | 0 | USD 000s | 0 | 0 | 0 | 0 | 0 | 0 | 0 | 0 | 0 | 0 | 0 | 0 | 0 | 0 | 0 | 0 | 0 | 0 | 0 | 0 | 0 | 0 | 0 | 0 | 0 | 0 | 0 | 0 | 0 | 0 | 0 | 0 | 0 | 0 | 0 | 0 | 0 | 0 | 0 | 0 | 0 | 0 | 0 | 0 | 0 | 0 | 0 | 0 | 0 | 0 | 0 | 0 | 0 | 0 | 0 | 0 | 0 | 0 | 0 | 0 | 0 | 0 | 0 | 0 | 0 | 0 | 0 | 0 | 0 | 0 | 0 | 0 | 0 | 0 | 0 | 0 | 0 | 0 | 0 | 0 | 0 | 0 | 0 | 0 | 0 | 0 | 0 | 0
|  |  |  | Equity bridge bullet repayment during operations [sponsor 2] | 0 | USD 000s | 0 | 0 | 0 | 0 | 0 | 0 | 0 | 0 | 0 | 0 | 0 | 0 | 0 | 0 | 0 | 0 | 0 | 0 | 0 | 0 | 0 | 0 | 0 | 0 | 0 | 0 | 0 | 0 | 0 | 0 | 0 | 0 | 0 | 0 | 0 | 0 | 0 | 0 | 0 | 0 | 0 | 0 | 0 | 0 | 0 | 0 | 0 | 0 | 0 | 0 | 0 | 0 | 0 | 0 | 0 | 0 | 0 | 0 | 0 | 0 | 0 | 0 | 0 | 0 | 0 | 0 | 0 | 0 | 0 | 0 | 0 | 0 | 0 | 0 | 0 | 0 | 0 | 0 | 0 | 0 | 0 | 0 | 0 | 0 | 0 | 0 | 0 | 0
|  |  |  | Repayment of equity bridge from shareholder loan |  | USD 000s | 0 |  | 0 | 0 | 0 | 0 | 0 | 0 | 0 | 0 | 0 | 0 | 0 | 0 | 0 | 0 | 0 | 0 | 0 | 0 | 0 | 0 | 0 | 0 | 0 | 0 | 0 | 0 | 0 | 0 | 0 | 0 | 0 | 0 | 0 | 0 | 0 | 0 | 0 | 0 | 0 | 0 | 0 | 0 | 0 | 0 | 0 | 0 | 0 | 0 | 0 | 0 | 0 | 0 | 0 | 0 | 0 | 0 | 0 | 0 | 0 | 0 | 0 | 0 | 0 | 0 | 0 | 0 | 0 | 0 | 0 | 0 | 0 | 0 | 0 | 0 | 0 | 0 | 0 | 0 | 0 | 0 | 0 | 0 | 0 | 0 | 0 | 0
|  |  |  | Share of equity drawdown as shareholder loan | 75% | %
|  |  |  | Equity bridge bullet repayment during operations Masdar | 0 | USD 000s | 0 | 0 | 0 | 0 | 0 | 0 | 0 | 0 | 0 | 0 | 0 | 0 | 0 | 0 | 0 | 0 | 0 | 0 | 0 | 0 | 0 | 0 | 0 | 0 | 0 | 0 | 0 | 0 | 0 | 0 | 0 | 0 | 0 | 0 | 0 | 0 | 0 | 0 | 0 | 0 | 0 | 0 | 0 | 0 | 0 | 0 | 0 | 0 | 0 | 0 | 0 | 0 | 0 | 0 | 0 | 0 | 0 | 0 | 0 | 0 | 0 | 0 | 0 | 0 | 0 | 0 | 0 | 0 | 0 | 0 | 0 | 0 | 0 | 0 | 0 | 0 | 0 | 0 | 0 | 0 | 0 | 0 | 0 | 0 | 0 | 0 | 0 | 0
|  |  |  | Repayment of equity bridge from shareholder loan - Masdar |  | USD 000s | 0 |  | 0 | 0 | 0 | 0 | 0 | 0 | 0 | 0 | 0 | 0 | 0 | 0 | 0 | 0 | 0 | 0 | 0 | 0 | 0 | 0 | 0 | 0 | 0 | 0 | 0 | 0 | 0 | 0 | 0 | 0 | 0 | 0 | 0 | 0 | 0 | 0 | 0 | 0 | 0 | 0 | 0 | 0 | 0 | 0 | 0 | 0 | 0 | 0 | 0 | 0 | 0 | 0 | 0 | 0 | 0 | 0 | 0 | 0 | 0 | 0 | 0 | 0 | 0 | 0 | 0 | 0 | 0 | 0 | 0 | 0 | 0 | 0 | 0 | 0 | 0 | 0 | 0 | 0 | 0 | 0 | 0 | 0 | 0 | 0 | 0 | 0
|  |  |  | Share of equity drawdown as shareholder loan | 75% | %
|  |  |  | Equity bridge bullet repayment during operations [sponsor 2] | 0 | USD 000s | 0 | 0 | 0 | 0 | 0 | 0 | 0 | 0 | 0 | 0 | 0 | 0 | 0 | 0 | 0 | 0 | 0 | 0 | 0 | 0 | 0 | 0 | 0 | 0 | 0 | 0 | 0 | 0 | 0 | 0 | 0 | 0 | 0 | 0 | 0 | 0 | 0 | 0 | 0 | 0 | 0 | 0 | 0 | 0 | 0 | 0 | 0 | 0 | 0 | 0 | 0 | 0 | 0 | 0 | 0 | 0 | 0 | 0 | 0 | 0 | 0 | 0 | 0 | 0 | 0 | 0 | 0 | 0 | 0 | 0 | 0 | 0 | 0 | 0 | 0 | 0 | 0 | 0 | 0 | 0 | 0 | 0 | 0 | 0 | 0 | 0 | 0 | 0
|  |  |  | Repayment of equity bridge from shareholder loan - [sponsor 2] |  | USD 000s | 0 |  | 0 | 0 | 0 | 0 | 0 | 0 | 0 | 0 | 0 | 0 | 0 | 0 | 0 | 0 | 0 | 0 | 0 | 0 | 0 | 0 | 0 | 0 | 0 | 0 | 0 | 0 | 0 | 0 | 0 | 0 | 0 | 0 | 0 | 0 | 0 | 0 | 0 | 0 | 0 | 0 | 0 | 0 | 0 | 0 | 0 | 0 | 0 | 0 | 0 | 0 | 0 | 0 | 0 | 0 | 0 | 0 | 0 | 0 | 0 | 0 | 0 | 0 | 0 | 0 | 0 | 0 | 0 | 0 | 0 | 0 | 0 | 0 | 0 | 0 | 0 | 0 | 0 | 0 | 0 | 0 | 0 | 0 | 0 | 0 | 0 | 0
Shareholder loan interest expense
|  |  |  | Shareholder loan annual interest rate | 5% | % p.a.
|  |  |  | Number of semi annual periods in year | 2 | periods
|  |  |  | Applicable shareholder loan interest rate | 2.5% | %
|  |  |  | Shareholder loan balance at end of construction | 64872.0435 | USD 000s
|  |  |  | Shareholder loan balance BEG | 0 | USD 000s | 0 | 0 | 0 | 0 | 0 | 0 | 58710.8486 | 60193.9944 | 61714.6071 | 63273.6333 | 64872.0435 | 39090.7174 | 39107.3959 | 39062.6677 | 39070.2068 | 39056.8661 | 39098.524 | 39460.6445 | 39859.1312 | 40228.7652 | 40634.8507 | 41017.2852 | 41437.5361 | 42107.0366 | 42808.7128 | 43504.7112 | 44233.3207 | 44956.9343 | 45725.9844 | 46492.1939 | 47293.4694 | 48089.8918 | 48921.3354 | 49749.848 | 50614.7404 | 51489.0557 | 52403.9522 | 52962.6514 | 53055.1697 | 53091.8278 | 53187.2356 | 53229.2171 | 53332.5181 | 53380.2995 | 53489.4325 | 53543.4564 | 53655.8913 | 53706.8722 | 52056.0847 | 48352.372 | 44892.7345 | 40998.217 | 37317.9801 | 33243.6169 | 29387.1023 | 25130.6634 | 21086.4958 | 16686.4376 | 12503.5667 | 7891.2401 | 3476.6572 | 0 | 0 | 0 | 0 | 0 | 0 | 0 | 0 | 0 | 0 | 0 | 0 | 0 | 0 | 0 | 0 | 0 | 0 | 0 | 0 | 0 | 0 | 0 | 0 | 0 | 0 | 0
|  |  |  | First operations period flag | 0 | flag | 1 | 0 | 0 | 0 | 0 | 0 | 0 | 0 | 0 | 0 | 1 | 0 | 0 | 0 | 0 | 0 | 0 | 0 | 0 | 0 | 0 | 0 | 0 | 0 | 0 | 0 | 0 | 0 | 0 | 0 | 0 | 0 | 0 | 0 | 0 | 0 | 0 | 0 | 0 | 0 | 0 | 0 | 0 | 0 | 0 | 0 | 0 | 0 | 0 | 0 | 0 | 0 | 0 | 0 | 0 | 0 | 0 | 0 | 0 | 0 | 0 | 0 | 0 | 0 | 0 | 0 | 0 | 0 | 0 | 0 | 0 | 0 | 0 | 0 | 0 | 0 | 0 | 0 | 0 | 0 | 0 | 0 | 0 | 0 | 0 | 0 | 0 | 0
|  |  |  | Shareholder loan balance BEG adjusted for partial period |  | USD 000s |  |  | 0 | 0 | 0 | 0 | 58710.8486 | 60193.9944 | 61714.6071 | 63273.6333 | 64872.0435 | 39090.7174 | 39107.3959 | 39062.6677 | 39070.2068 | 39056.8661 | 39098.524 | 39460.6445 | 39859.1312 | 40228.7652 | 40634.8507 | 41017.2852 | 41437.5361 | 42107.0366 | 42808.7128 | 43504.7112 | 44233.3207 | 44956.9343 | 45725.9844 | 46492.1939 | 47293.4694 | 48089.8918 | 48921.3354 | 49749.848 | 50614.7404 | 51489.0557 | 52403.9522 | 52962.6514 | 53055.1697 | 53091.8278 | 53187.2356 | 53229.2171 | 53332.5181 | 53380.2995 | 53489.4325 | 53543.4564 | 53655.8913 | 53706.8722 | 52056.0847 | 48352.372 | 44892.7345 | 40998.217 | 37317.9801 | 33243.6169 | 29387.1023 | 25130.6634 | 21086.4958 | 16686.4376 | 12503.5667 | 7891.2401 | 3476.6572 | 0 | 0 | 0 | 0 | 0 | 0 | 0 | 0 | 0 | 0 | 0 | 0 | 0 | 0 | 0 | 0 | 0 | 0 | 0 | 0 | 0 | 0 | 0 | 0 | 0 | 0 | 0
|  |  |  | Applicable shareholder loan interest rate | 2.5% | %
|  |  |  | Shareholder loan balance BEG adjusted for partial period | 0 | USD 000s | 0 | 0 | 0 | 0 | 0 | 0 | 58710.8486 | 60193.9944 | 61714.6071 | 63273.6333 | 64872.0435 | 39090.7174 | 39107.3959 | 39062.6677 | 39070.2068 | 39056.8661 | 39098.524 | 39460.6445 | 39859.1312 | 40228.7652 | 40634.8507 | 41017.2852 | 41437.5361 | 42107.0366 | 42808.7128 | 43504.7112 | 44233.3207 | 44956.9343 | 45725.9844 | 46492.1939 | 47293.4694 | 48089.8918 | 48921.3354 | 49749.848 | 50614.7404 | 51489.0557 | 52403.9522 | 52962.6514 | 53055.1697 | 53091.8278 | 53187.2356 | 53229.2171 | 53332.5181 | 53380.2995 | 53489.4325 | 53543.4564 | 53655.8913 | 53706.8722 | 52056.0847 | 48352.372 | 44892.7345 | 40998.217 | 37317.9801 | 33243.6169 | 29387.1023 | 25130.6634 | 21086.4958 | 16686.4376 | 12503.5667 | 7891.2401 | 3476.6572 | 0 | 0 | 0 | 0 | 0 | 0 | 0 | 0 | 0 | 0 | 0 | 0 | 0 | 0 | 0 | 0 | 0 | 0 | 0 | 0 | 0 | 0 | 0 | 0 | 0 | 0 | 0
|  |  |  | Operations period ppf - actual / actual | 0 | factor | 60 | 0 | 0 | 0 | 0 | 0 | 0 | 0 | 0 | 0 | 1 | 1 | 1 | 1 | 1 | 1 | 1 | 1 | 1 | 1 | 1 | 1 | 1 | 1 | 1 | 1 | 1 | 1 | 1 | 1 | 1 | 1 | 1 | 1 | 1 | 1 | 1 | 1 | 1 | 1 | 1 | 1 | 1 | 1 | 1 | 1 | 1 | 1 | 1 | 1 | 1 | 1 | 1 | 1 | 1 | 1 | 1 | 1 | 1 | 1 | 1 | 1 | 1 | 1 | 1 | 1 | 1 | 1 | 1 | 1 | 0 | 0 | 0 | 0 | 0 | 0 | 0 | 0 | 0 | 0 | 0 | 0 | 0 | 0 | 0 | 0 | 0 | 0
|  |  |  | Shareholder loan interest expense POS |  | USD 000s | 54001.139 |  | 0 | 0 | 0 | 0 | 0 | 0 | 0 | 0 | 1621.8011 | 977.2679 | 977.6849 | 976.5667 | 976.7552 | 976.4217 | 977.4631 | 986.5161 | 996.4783 | 1005.7191 | 1015.8713 | 1025.4321 | 1035.9384 | 1052.6759 | 1070.2178 | 1087.6178 | 1105.833 | 1123.9234 | 1143.1496 | 1162.3048 | 1182.3367 | 1202.2473 | 1223.0334 | 1243.7462 | 1265.3685 | 1287.2264 | 1310.0988 | 1324.0663 | 1326.3792 | 1327.2957 | 1329.6809 | 1330.7304 | 1333.313 | 1334.5075 | 1337.2358 | 1338.5864 | 1341.3973 | 1342.6718 | 1301.4021 | 1208.8093 | 1122.3184 | 1024.9554 | 932.9495 | 831.0904 | 734.6776 | 628.2666 | 527.1624 | 417.1609 | 312.5892 | 197.281 | 86.9164 | 0 | 0 | 0 | 0 | 0 | 0 | 0 | 0 | 0 | 0 | 0 | 0 | 0 | 0 | 0 | 0 | 0 | 0 | 0 | 0 | 0 | 0 | 0 | 0 | 0 | 0 | 0
|  |  |  | Shareholder loan interest expense |  | USD 000s | -54001.139 |  | 0 | 0 | 0 | 0 | 0 | 0 | 0 | 0 | -1621.8011 | -977.2679 | -977.6849 | -976.5667 | -976.7552 | -976.4217 | -977.4631 | -986.5161 | -996.4783 | -1005.7191 | -1015.8713 | -1025.4321 | -1035.9384 | -1052.6759 | -1070.2178 | -1087.6178 | -1105.833 | -1123.9234 | -1143.1496 | -1162.3048 | -1182.3367 | -1202.2473 | -1223.0334 | -1243.7462 | -1265.3685 | -1287.2264 | -1310.0988 | -1324.0663 | -1326.3792 | -1327.2957 | -1329.6809 | -1330.7304 | -1333.313 | -1334.5075 | -1337.2358 | -1338.5864 | -1341.3973 | -1342.6718 | -1301.4021 | -1208.8093 | -1122.3184 | -1024.9554 | -932.9495 | -831.0904 | -734.6776 | -628.2666 | -527.1624 | -417.1609 | -312.5892 | -197.281 | -86.9164 | 0 | 0 | 0 | 0 | 0 | 0 | 0 | 0 | 0 | 0 | 0 | 0 | 0 | 0 | 0 | 0 | 0 | 0 | 0 | 0 | 0 | 0 | 0 | 0 | 0 | 0 | 0
|  |  |  | IFRIC 12 accounting used? | 1 | 1 = yes, 0 = no (/OL or FL)
|  |  |  | Shareholder loan interest accrued and rolled up | 0 | USD 000s | 6737.8448 | 0 | 0 | 0 | 0 | 576.6499 | 1483.1457 | 1520.6127 | 1559.0263 | 1598.4102 | 0 | 0 | 0 | 0 | 0 | 0 | 0 | 0 | 0 | 0 | 0 | 0 | 0 | 0 | 0 | 0 | 0 | 0 | 0 | 0 | 0 | 0 | 0 | 0 | 0 | 0 | 0 | 0 | 0 | 0 | 0 | 0 | 0 | 0 | 0 | 0 | 0 | 0 | 0 | 0 | 0 | 0 | 0 | 0 | 0 | 0 | 0 | 0 | 0 | 0 | 0 | 0 | 0 | 0 | 0 | 0 | 0 | 0 | 0 | 0 | 0 | 0 | 0 | 0 | 0 | 0 | 0 | 0 | 0 | 0 | 0 | 0 | 0 | 0 | 0 | 0 | 0 | 0
|  |  |  | Shareholder loan interest expense POS | 0 | USD 000s | 54001.139 | 0 | 0 | 0 | 0 | 0 | 0 | 0 | 0 | 0 | 1621.8011 | 977.2679 | 977.6849 | 976.5667 | 976.7552 | 976.4217 | 977.4631 | 986.5161 | 996.4783 | 1005.7191 | 1015.8713 | 1025.4321 | 1035.9384 | 1052.6759 | 1070.2178 | 1087.6178 | 1105.833 | 1123.9234 | 1143.1496 | 1162.3048 | 1182.3367 | 1202.2473 | 1223.0334 | 1243.7462 | 1265.3685 | 1287.2264 | 1310.0988 | 1324.0663 | 1326.3792 | 1327.2957 | 1329.6809 | 1330.7304 | 1333.313 | 1334.5075 | 1337.2358 | 1338.5864 | 1341.3973 | 1342.6718 | 1301.4021 | 1208.8093 | 1122.3184 | 1024.9554 | 932.9495 | 831.0904 | 734.6776 | 628.2666 | 527.1624 | 417.1609 | 312.5892 | 197.281 | 86.9164 | 0 | 0 | 0 | 0 | 0 | 0 | 0 | 0 | 0 | 0 | 0 | 0 | 0 | 0 | 0 | 0 | 0 | 0 | 0 | 0 | 0 | 0 | 0 | 0 | 0 | 0 | 0
|  |  |  | Shareholder loan interest and fee POS |  | USD 000s | 60738.9838 |  | 0 | 0 | 0 | 576.6499 | 1483.1457 | 1520.6127 | 1559.0263 | 1598.4102 | 1621.8011 | 977.2679 | 977.6849 | 976.5667 | 976.7552 | 976.4217 | 977.4631 | 986.5161 | 996.4783 | 1005.7191 | 1015.8713 | 1025.4321 | 1035.9384 | 1052.6759 | 1070.2178 | 1087.6178 | 1105.833 | 1123.9234 | 1143.1496 | 1162.3048 | 1182.3367 | 1202.2473 | 1223.0334 | 1243.7462 | 1265.3685 | 1287.2264 | 1310.0988 | 1324.0663 | 1326.3792 | 1327.2957 | 1329.6809 | 1330.7304 | 1333.313 | 1334.5075 | 1337.2358 | 1338.5864 | 1341.3973 | 1342.6718 | 1301.4021 | 1208.8093 | 1122.3184 | 1024.9554 | 932.9495 | 831.0904 | 734.6776 | 628.2666 | 527.1624 | 417.1609 | 312.5892 | 197.281 | 86.9164 | 0 | 0 | 0 | 0 | 0 | 0 | 0 | 0 | 0 | 0 | 0 | 0 | 0 | 0 | 0 | 0 | 0 | 0 | 0 | 0 | 0 | 0 | 0 | 0 | 0 | 0 | 0
|  |  |  | Shareholder loan interest and fee |  | USD 000s | -60738.9838 |  | 0 | 0 | 0 | -576.6499 | -1483.1457 | -1520.6127 | -1559.0263 | -1598.4102 | -1621.8011 | -977.2679 | -977.6849 | -976.5667 | -976.7552 | -976.4217 | -977.4631 | -986.5161 | -996.4783 | -1005.7191 | -1015.8713 | -1025.4321 | -1035.9384 | -1052.6759 | -1070.2178 | -1087.6178 | -1105.833 | -1123.9234 | -1143.1496 | -1162.3048 | -1182.3367 | -1202.2473 | -1223.0334 | -1243.7462 | -1265.3685 | -1287.2264 | -1310.0988 | -1324.0663 | -1326.3792 | -1327.2957 | -1329.6809 | -1330.7304 | -1333.313 | -1334.5075 | -1337.2358 | -1338.5864 | -1341.3973 | -1342.6718 | -1301.4021 | -1208.8093 | -1122.3184 | -1024.9554 | -932.9495 | -831.0904 | -734.6776 | -628.2666 | -527.1624 | -417.1609 | -312.5892 | -197.281 | -86.9164 | 0 | 0 | 0 | 0 | 0 | 0 | 0 | 0 | 0 | 0 | 0 | 0 | 0 | 0 | 0 | 0 | 0 | 0 | 0 | 0 | 0 | 0 | 0 | 0 | 0 | 0 | 0
Shareholder loan interest paid
|  |  |  | Retained cash balance BEG | 0 | USD 000s | 0 | 0 | 0 | 0 | 0 | 0 | 3735.7543 | 39.3819 | 3093.1923 | 12010.748 | 15368.1962 | -1.819e-12 | 0 | 0 | 0 | 0 | 0 | 0 | 0 | 0 | 0 | 0 | 0 | 0 | 0 | 0 | 0 | 0 | 0 | 0 | 0 | 0 | 0 | 0 | 0 | 0 | 0 | 0 | 0 | 0 | 0 | 0 | 0 | 0 | 0 | 0 | 0 | 0 | 0 | 0 | 0 | 0 | 0 | 0 | 0 | 0 | 0 | 0 | 0 | 0 | 0 | 0 | 0 | 0 | 0 | 0 | 0 | 0 | 0 | 0 | 0 | 0 | 0 | 0 | 0 | 0 | 0 | 0 | 0 | 0 | 0 | 0 | 0 | 0 | 0 | 0 | 0 | 0
|  |  |  | Cash flow available for shareholder loan | 0 | USD 000s | 156214.8248 | 0 | 0 | 0 | 0 | 3735.7543 | -3696.3724 | 3053.8104 | 8917.5557 | 3357.4482 | 12034.931 | 960.5894 | 1022.4132 | 969.0275 | 990.0959 | 934.7637 | 615.3427 | 588.0293 | 626.8443 | 599.6337 | 633.4368 | 605.1812 | 366.4378 | 350.9998 | 374.2194 | 359.0083 | 382.2194 | 354.8733 | 376.94 | 361.0294 | 385.9144 | 370.8037 | 394.5208 | 378.8538 | 391.0532 | 372.3299 | 751.3996 | 1231.548 | 1289.7211 | 1231.8879 | 1287.6994 | 1227.4294 | 1285.5316 | 1225.3745 | 1283.2119 | 1226.1515 | 1290.4163 | 2993.4593 | 5005.1149 | 4668.4468 | 5016.8359 | 4705.1924 | 5007.3127 | 4687.605 | 4991.1165 | 4672.4342 | 4927.2206 | 4600.0319 | 4924.9157 | 4611.8639 | 4635.4814 | 4319.9476 | 4086.8253 | 3779.4554 | 4062.6745 | 3755.7924 | 4037.7491 | 3731.3636 | 3984.0515 | 4511.875 | 0 | 0 | 0 | 0 | 0 | 0 | 0 | 0 | 0 | 0 | 0 | 0 | 0 | 0 | 0 | 0 | 0 | 0
|  |  |  | Operations period flag | 0 | flag | 60 | 0 | 0 | 0 | 0 | 0 | 0 | 0 | 0 | 0 | 1 | 1 | 1 | 1 | 1 | 1 | 1 | 1 | 1 | 1 | 1 | 1 | 1 | 1 | 1 | 1 | 1 | 1 | 1 | 1 | 1 | 1 | 1 | 1 | 1 | 1 | 1 | 1 | 1 | 1 | 1 | 1 | 1 | 1 | 1 | 1 | 1 | 1 | 1 | 1 | 1 | 1 | 1 | 1 | 1 | 1 | 1 | 1 | 1 | 1 | 1 | 1 | 1 | 1 | 1 | 1 | 1 | 1 | 1 | 1 | 0 | 0 | 0 | 0 | 0 | 0 | 0 | 0 | 0 | 0 | 0 | 0 | 0 | 0 | 0 | 0 | 0 | 0
|  |  |  | Cash available for shareholder loan interest / (shortfall funding requirement) |  | USD 000s | 156214.8248 |  | 0 | 0 | 0 | 0 | 0 | 0 | 0 | 0 | 27403.1272 | 960.5894 | 1022.4132 | 969.0275 | 990.0959 | 934.7637 | 615.3427 | 588.0293 | 626.8443 | 599.6337 | 633.4368 | 605.1812 | 366.4378 | 350.9998 | 374.2194 | 359.0083 | 382.2194 | 354.8733 | 376.94 | 361.0294 | 385.9144 | 370.8037 | 394.5208 | 378.8538 | 391.0532 | 372.3299 | 751.3996 | 1231.548 | 1289.7211 | 1231.8879 | 1287.6994 | 1227.4294 | 1285.5316 | 1225.3745 | 1283.2119 | 1226.1515 | 1290.4163 | 2993.4593 | 5005.1149 | 4668.4468 | 5016.8359 | 4705.1924 | 5007.3127 | 4687.605 | 4991.1165 | 4672.4342 | 4927.2206 | 4600.0319 | 4924.9157 | 4611.8639 | 4635.4814 | 4319.9476 | 4086.8253 | 3779.4554 | 4062.6745 | 3755.7924 | 4037.7491 | 3731.3636 | 3984.0515 | 4511.875 | 0 | 0 | 0 | 0 | 0 | 0 | 0 | 0 | 0 | 0 | 0 | 0 | 0 | 0 | 0 | 0 | 0 | 0
|  |  |  | Cash available for shareholder loan interest / (shortfall funding requirement) | 0 | USD 000s | 156214.8248 | 0 | 0 | 0 | 0 | 0 | 0 | 0 | 0 | 0 | 27403.1272 | 960.5894 | 1022.4132 | 969.0275 | 990.0959 | 934.7637 | 615.3427 | 588.0293 | 626.8443 | 599.6337 | 633.4368 | 605.1812 | 366.4378 | 350.9998 | 374.2194 | 359.0083 | 382.2194 | 354.8733 | 376.94 | 361.0294 | 385.9144 | 370.8037 | 394.5208 | 378.8538 | 391.0532 | 372.3299 | 751.3996 | 1231.548 | 1289.7211 | 1231.8879 | 1287.6994 | 1227.4294 | 1285.5316 | 1225.3745 | 1283.2119 | 1226.1515 | 1290.4163 | 2993.4593 | 5005.1149 | 4668.4468 | 5016.8359 | 4705.1924 | 5007.3127 | 4687.605 | 4991.1165 | 4672.4342 | 4927.2206 | 4600.0319 | 4924.9157 | 4611.8639 | 4635.4814 | 4319.9476 | 4086.8253 | 3779.4554 | 4062.6745 | 3755.7924 | 4037.7491 | 3731.3636 | 3984.0515 | 4511.875 | 0 | 0 | 0 | 0 | 0 | 0 | 0 | 0 | 0 | 0 | 0 | 0 | 0 | 0 | 0 | 0 | 0 | 0
|  |  |  | Cash available for shareholder loan interest |  | USD 000s | 156214.8248 |  | 0 | 0 | 0 | 0 | 0 | 0 | 0 | 0 | 27403.1272 | 960.5894 | 1022.4132 | 969.0275 | 990.0959 | 934.7637 | 615.3427 | 588.0293 | 626.8443 | 599.6337 | 633.4368 | 605.1812 | 366.4378 | 350.9998 | 374.2194 | 359.0083 | 382.2194 | 354.8733 | 376.94 | 361.0294 | 385.9144 | 370.8037 | 394.5208 | 378.8538 | 391.0532 | 372.3299 | 751.3996 | 1231.548 | 1289.7211 | 1231.8879 | 1287.6994 | 1227.4294 | 1285.5316 | 1225.3745 | 1283.2119 | 1226.1515 | 1290.4163 | 2993.4593 | 5005.1149 | 4668.4468 | 5016.8359 | 4705.1924 | 5007.3127 | 4687.605 | 4991.1165 | 4672.4342 | 4927.2206 | 4600.0319 | 4924.9157 | 4611.8639 | 4635.4814 | 4319.9476 | 4086.8253 | 3779.4554 | 4062.6745 | 3755.7924 | 4037.7491 | 3731.3636 | 3984.0515 | 4511.875 | 0 | 0 | 0 | 0 | 0 | 0 | 0 | 0 | 0 | 0 | 0 | 0 | 0 | 0 | 0 | 0 | 0 | 0
|  |  |  | Shareholder loan drawdown to meet cash shortfall |  | USD 000s | 0 |  | 0 | 0 | 0 | 0 | 0 | 0 | 0 | 0 | 0 | 0 | 0 | 0 | 0 | 0 | 0 | 0 | 0 | 0 | 0 | 0 | 0 | 0 | 0 | 0 | 0 | 0 | 0 | 0 | 0 | 0 | 0 | 0 | 0 | 0 | 0 | 0 | 0 | 0 | 0 | 0 | 0 | 0 | 0 | 0 | 0 | 0 | 0 | 0 | 0 | 0 | 0 | 0 | 0 | 0 | 0 | 0 | 0 | 0 | 0 | 0 | 0 | 0 | 0 | 0 | 0 | 0 | 0 | 0 | 0 | 0 | 0 | 0 | 0 | 0 | 0 | 0 | 0 | 0 | 0 | 0 | 0 | 0 | 0 | 0 | 0 | 0
|  |  |  | Shareholder loan drawdown to meet cash shortfall | 0 | USD 000s | 0 | 0 | 0 | 0 | 0 | 0 | 0 | 0 | 0 | 0 | 0 | 0 | 0 | 0 | 0 | 0 | 0 | 0 | 0 | 0 | 0 | 0 | 0 | 0 | 0 | 0 | 0 | 0 | 0 | 0 | 0 | 0 | 0 | 0 | 0 | 0 | 0 | 0 | 0 | 0 | 0 | 0 | 0 | 0 | 0 | 0 | 0 | 0 | 0 | 0 | 0 | 0 | 0 | 0 | 0 | 0 | 0 | 0 | 0 | 0 | 0 | 0 | 0 | 0 | 0 | 0 | 0 | 0 | 0 | 0 | 0 | 0 | 0 | 0 | 0 | 0 | 0 | 0 | 0 | 0 | 0 | 0 | 0 | 0 | 0 | 0 | 0 | 0
|  |  |  | Cash shortfall check |  | check | 0 |  | 0 | 0 | 0 | 0 | 0 | 0 | 0 | 0 | 0 | 0 | 0 | 0 | 0 | 0 | 0 | 0 | 0 | 0 | 0 | 0 | 0 | 0 | 0 | 0 | 0 | 0 | 0 | 0 | 0 | 0 | 0 | 0 | 0 | 0 | 0 | 0 | 0 | 0 | 0 | 0 | 0 | 0 | 0 | 0 | 0 | 0 | 0 | 0 | 0 | 0 | 0 | 0 | 0 | 0 | 0 | 0 | 0 | 0 | 0 | 0 | 0 | 0 | 0 | 0 | 0 | 0 | 0 | 0 | 0 | 0 | 0 | 0 | 0 | 0 | 0 | 0 | 0 | 0 | 0 | 0 | 0 | 0 | 0 | 0 | 0 | 0
|  |  |  | Cash shortfall check | 0 | check | 0 | 0 | 0 | 0 | 0 | 0 | 0 | 0 | 0 | 0 | 0 | 0 | 0 | 0 | 0 | 0 | 0 | 0 | 0 | 0 | 0 | 0 | 0 | 0 | 0 | 0 | 0 | 0 | 0 | 0 | 0 | 0 | 0 | 0 | 0 | 0 | 0 | 0 | 0 | 0 | 0 | 0 | 0 | 0 | 0 | 0 | 0 | 0 | 0 | 0 | 0 | 0 | 0 | 0 | 0 | 0 | 0 | 0 | 0 | 0 | 0 | 0 | 0 | 0 | 0 | 0 | 0 | 0 | 0 | 0 | 0 | 0 | 0 | 0 | 0 | 0 | 0 | 0 | 0 | 0 | 0 | 0 | 0 | 0 | 0 | 0 | 0 | 0
|  |  |  | Cash shortfall alert | 0 | alert
|  |  |  | Shareholder loan interest expense POS | 0 | USD 000s | 54001.139 | 0 | 0 | 0 | 0 | 0 | 0 | 0 | 0 | 0 | 1621.8011 | 977.2679 | 977.6849 | 976.5667 | 976.7552 | 976.4217 | 977.4631 | 986.5161 | 996.4783 | 1005.7191 | 1015.8713 | 1025.4321 | 1035.9384 | 1052.6759 | 1070.2178 | 1087.6178 | 1105.833 | 1123.9234 | 1143.1496 | 1162.3048 | 1182.3367 | 1202.2473 | 1223.0334 | 1243.7462 | 1265.3685 | 1287.2264 | 1310.0988 | 1324.0663 | 1326.3792 | 1327.2957 | 1329.6809 | 1330.7304 | 1333.313 | 1334.5075 | 1337.2358 | 1338.5864 | 1341.3973 | 1342.6718 | 1301.4021 | 1208.8093 | 1122.3184 | 1024.9554 | 932.9495 | 831.0904 | 734.6776 | 628.2666 | 527.1624 | 417.1609 | 312.5892 | 197.281 | 86.9164 | 0 | 0 | 0 | 0 | 0 | 0 | 0 | 0 | 0 | 0 | 0 | 0 | 0 | 0 | 0 | 0 | 0 | 0 | 0 | 0 | 0 | 0 | 0 | 0 | 0 | 0 | 0
|  |  |  | Cash available for shareholder loan interest | 0 | USD 000s | 156214.8248 | 0 | 0 | 0 | 0 | 0 | 0 | 0 | 0 | 0 | 27403.1272 | 960.5894 | 1022.4132 | 969.0275 | 990.0959 | 934.7637 | 615.3427 | 588.0293 | 626.8443 | 599.6337 | 633.4368 | 605.1812 | 366.4378 | 350.9998 | 374.2194 | 359.0083 | 382.2194 | 354.8733 | 376.94 | 361.0294 | 385.9144 | 370.8037 | 394.5208 | 378.8538 | 391.0532 | 372.3299 | 751.3996 | 1231.548 | 1289.7211 | 1231.8879 | 1287.6994 | 1227.4294 | 1285.5316 | 1225.3745 | 1283.2119 | 1226.1515 | 1290.4163 | 2993.4593 | 5005.1149 | 4668.4468 | 5016.8359 | 4705.1924 | 5007.3127 | 4687.605 | 4991.1165 | 4672.4342 | 4927.2206 | 4600.0319 | 4924.9157 | 4611.8639 | 4635.4814 | 4319.9476 | 4086.8253 | 3779.4554 | 4062.6745 | 3755.7924 | 4037.7491 | 3731.3636 | 3984.0515 | 4511.875 | 0 | 0 | 0 | 0 | 0 | 0 | 0 | 0 | 0 | 0 | 0 | 0 | 0 | 0 | 0 | 0 | 0 | 0
|  |  |  | Distribution lock up active | 0 | flag | 0 | 0 | 0 | 0 | 0 | 0 | 0 | 0 | 0 | 0 | 0 | 0 | 0 | 0 | 0 | 0 | 0 | 0 | 0 | 0 | 0 | 0 | 0 | 0 | 0 | 0 | 0 | 0 | 0 | 0 | 0 | 0 | 0 | 0 | 0 | 0 | 0 | 0 | 0 | 0 | 0 | 0 | 0 | 0 | 0 | 0 | 0 | 0 | 0 | 0 | 0 | 0 | 0 | 0 | 0 | 0 | 0 | 0 | 0 | 0 | 0 | 0 | 0 | 0 | 0 | 0 | 0 | 0 | 0 | 0 | 0 | 0 | 0 | 0 | 0 | 0 | 0 | 0 | 0 | 0 | 0 | 0 | 0 | 0 | 0 | 0 | 0 | 0
|  |  |  | Shareholder loan repayment period flag | 0 | flag | 60 | 0 | 0 | 0 | 0 | 0 | 0 | 0 | 0 | 0 | 1 | 1 | 1 | 1 | 1 | 1 | 1 | 1 | 1 | 1 | 1 | 1 | 1 | 1 | 1 | 1 | 1 | 1 | 1 | 1 | 1 | 1 | 1 | 1 | 1 | 1 | 1 | 1 | 1 | 1 | 1 | 1 | 1 | 1 | 1 | 1 | 1 | 1 | 1 | 1 | 1 | 1 | 1 | 1 | 1 | 1 | 1 | 1 | 1 | 1 | 1 | 1 | 1 | 1 | 1 | 1 | 1 | 1 | 1 | 1 | 0 | 0 | 0 | 0 | 0 | 0 | 0 | 0 | 0 | 0 | 0 | 0 | 0 | 0 | 0 | 0 | 0 | 0
|  |  |  | Shareholder loan interest paid POS |  | USD 000s | 39326.9152 |  | 0 | 0 | 0 | 0 | 0 | 0 | 0 | 0 | 1621.8011 | 960.5894 | 977.6849 | 969.0275 | 976.7552 | 934.7637 | 615.3427 | 588.0293 | 626.8443 | 599.6337 | 633.4368 | 605.1812 | 366.4378 | 350.9998 | 374.2194 | 359.0083 | 382.2194 | 354.8733 | 376.94 | 361.0294 | 385.9144 | 370.8037 | 394.5208 | 378.8538 | 391.0532 | 372.3299 | 751.3996 | 1231.548 | 1289.7211 | 1231.8879 | 1287.6994 | 1227.4294 | 1285.5316 | 1225.3745 | 1283.2119 | 1226.1515 | 1290.4163 | 1342.6718 | 1301.4021 | 1208.8093 | 1122.3184 | 1024.9554 | 932.9495 | 831.0904 | 734.6776 | 628.2666 | 527.1624 | 417.1609 | 312.5892 | 197.281 | 86.9164 | 0 | 0 | 0 | 0 | 0 | 0 | 0 | 0 | 0 | 0 | 0 | 0 | 0 | 0 | 0 | 0 | 0 | 0 | 0 | 0 | 0 | 0 | 0 | 0 | 0 | 0 | 0
|  |  |  | Shareholder loan interest paid |  | USD 000s | -39326.9152 |  | 0 | 0 | 0 | 0 | 0 | 0 | 0 | 0 | -1621.8011 | -960.5894 | -977.6849 | -969.0275 | -976.7552 | -934.7637 | -615.3427 | -588.0293 | -626.8443 | -599.6337 | -633.4368 | -605.1812 | -366.4378 | -350.9998 | -374.2194 | -359.0083 | -382.2194 | -354.8733 | -376.94 | -361.0294 | -385.9144 | -370.8037 | -394.5208 | -378.8538 | -391.0532 | -372.3299 | -751.3996 | -1231.548 | -1289.7211 | -1231.8879 | -1287.6994 | -1227.4294 | -1285.5316 | -1225.3745 | -1283.2119 | -1226.1515 | -1290.4163 | -1342.6718 | -1301.4021 | -1208.8093 | -1122.3184 | -1024.9554 | -932.9495 | -831.0904 | -734.6776 | -628.2666 | -527.1624 | -417.1609 | -312.5892 | -197.281 | -86.9164 | 0 | 0 | 0 | 0 | 0 | 0 | 0 | 0 | 0 | 0 | 0 | 0 | 0 | 0 | 0 | 0 | 0 | 0 | 0 | 0 | 0 | 0 | 0 | 0 | 0 | 0 | 0
Shareholder loan unpaid interest
|  |  |  | Shareholder loan interest expense POS | 0 | USD 000s | 54001.139 | 0 | 0 | 0 | 0 | 0 | 0 | 0 | 0 | 0 | 1621.8011 | 977.2679 | 977.6849 | 976.5667 | 976.7552 | 976.4217 | 977.4631 | 986.5161 | 996.4783 | 1005.7191 | 1015.8713 | 1025.4321 | 1035.9384 | 1052.6759 | 1070.2178 | 1087.6178 | 1105.833 | 1123.9234 | 1143.1496 | 1162.3048 | 1182.3367 | 1202.2473 | 1223.0334 | 1243.7462 | 1265.3685 | 1287.2264 | 1310.0988 | 1324.0663 | 1326.3792 | 1327.2957 | 1329.6809 | 1330.7304 | 1333.313 | 1334.5075 | 1337.2358 | 1338.5864 | 1341.3973 | 1342.6718 | 1301.4021 | 1208.8093 | 1122.3184 | 1024.9554 | 932.9495 | 831.0904 | 734.6776 | 628.2666 | 527.1624 | 417.1609 | 312.5892 | 197.281 | 86.9164 | 0 | 0 | 0 | 0 | 0 | 0 | 0 | 0 | 0 | 0 | 0 | 0 | 0 | 0 | 0 | 0 | 0 | 0 | 0 | 0 | 0 | 0 | 0 | 0 | 0 | 0 | 0
|  |  |  | Shareholder loan interest paid POS | 0 | USD 000s | 39326.9152 | 0 | 0 | 0 | 0 | 0 | 0 | 0 | 0 | 0 | 1621.8011 | 960.5894 | 977.6849 | 969.0275 | 976.7552 | 934.7637 | 615.3427 | 588.0293 | 626.8443 | 599.6337 | 633.4368 | 605.1812 | 366.4378 | 350.9998 | 374.2194 | 359.0083 | 382.2194 | 354.8733 | 376.94 | 361.0294 | 385.9144 | 370.8037 | 394.5208 | 378.8538 | 391.0532 | 372.3299 | 751.3996 | 1231.548 | 1289.7211 | 1231.8879 | 1287.6994 | 1227.4294 | 1285.5316 | 1225.3745 | 1283.2119 | 1226.1515 | 1290.4163 | 1342.6718 | 1301.4021 | 1208.8093 | 1122.3184 | 1024.9554 | 932.9495 | 831.0904 | 734.6776 | 628.2666 | 527.1624 | 417.1609 | 312.5892 | 197.281 | 86.9164 | 0 | 0 | 0 | 0 | 0 | 0 | 0 | 0 | 0 | 0 | 0 | 0 | 0 | 0 | 0 | 0 | 0 | 0 | 0 | 0 | 0 | 0 | 0 | 0 | 0 | 0 | 0
|  |  |  | Shareholder loan unpaid interest |  | USD 000s | 14674.2238 |  | 0 | 0 | 0 | 0 | 0 | 0 | 0 | 0 | 0 | 16.6785 | 0 | 7.5392 | 0 | 41.6579 | 362.1204 | 398.4868 | 369.634 | 406.0855 | 382.4344 | 420.2509 | 669.5006 | 701.6761 | 695.9984 | 728.6095 | 723.6137 | 769.05 | 766.2096 | 801.2755 | 796.4224 | 831.4436 | 828.5126 | 864.8924 | 874.3153 | 914.8965 | 558.6992 | 92.5183 | 36.6581 | 95.4078 | 41.9815 | 103.3011 | 47.7813 | 109.133 | 54.0239 | 112.4349 | 50.981 | 0 | 0 | 0 | 0 | 0 | 0 | 0 | 0 | 0 | 0 | 0 | 0 | 0 | 0 | 0 | 0 | 0 | 0 | 0 | 0 | 0 | 0 | 0 | 0 | 0 | 0 | 0 | 0 | 0 | 0 | 0 | 0 | 0 | 0 | 0 | 0 | 0 | 0 | 0 | 0 | 0
Shareholder loan principal repayment
|  |  |  | Cash available for shareholder loan interest | 0 | USD 000s | 156214.8248 | 0 | 0 | 0 | 0 | 0 | 0 | 0 | 0 | 0 | 27403.1272 | 960.5894 | 1022.4132 | 969.0275 | 990.0959 | 934.7637 | 615.3427 | 588.0293 | 626.8443 | 599.6337 | 633.4368 | 605.1812 | 366.4378 | 350.9998 | 374.2194 | 359.0083 | 382.2194 | 354.8733 | 376.94 | 361.0294 | 385.9144 | 370.8037 | 394.5208 | 378.8538 | 391.0532 | 372.3299 | 751.3996 | 1231.548 | 1289.7211 | 1231.8879 | 1287.6994 | 1227.4294 | 1285.5316 | 1225.3745 | 1283.2119 | 1226.1515 | 1290.4163 | 2993.4593 | 5005.1149 | 4668.4468 | 5016.8359 | 4705.1924 | 5007.3127 | 4687.605 | 4991.1165 | 4672.4342 | 4927.2206 | 4600.0319 | 4924.9157 | 4611.8639 | 4635.4814 | 4319.9476 | 4086.8253 | 3779.4554 | 4062.6745 | 3755.7924 | 4037.7491 | 3731.3636 | 3984.0515 | 4511.875 | 0 | 0 | 0 | 0 | 0 | 0 | 0 | 0 | 0 | 0 | 0 | 0 | 0 | 0 | 0 | 0 | 0 | 0
|  |  |  | Shareholder loan interest paid POS | 0 | USD 000s | 39326.9152 | 0 | 0 | 0 | 0 | 0 | 0 | 0 | 0 | 0 | 1621.8011 | 960.5894 | 977.6849 | 969.0275 | 976.7552 | 934.7637 | 615.3427 | 588.0293 | 626.8443 | 599.6337 | 633.4368 | 605.1812 | 366.4378 | 350.9998 | 374.2194 | 359.0083 | 382.2194 | 354.8733 | 376.94 | 361.0294 | 385.9144 | 370.8037 | 394.5208 | 378.8538 | 391.0532 | 372.3299 | 751.3996 | 1231.548 | 1289.7211 | 1231.8879 | 1287.6994 | 1227.4294 | 1285.5316 | 1225.3745 | 1283.2119 | 1226.1515 | 1290.4163 | 1342.6718 | 1301.4021 | 1208.8093 | 1122.3184 | 1024.9554 | 932.9495 | 831.0904 | 734.6776 | 628.2666 | 527.1624 | 417.1609 | 312.5892 | 197.281 | 86.9164 | 0 | 0 | 0 | 0 | 0 | 0 | 0 | 0 | 0 | 0 | 0 | 0 | 0 | 0 | 0 | 0 | 0 | 0 | 0 | 0 | 0 | 0 | 0 | 0 | 0 | 0 | 0
|  |  |  | Cash available for shareholder loan principal |  | USD 000s | 116887.9096 |  | 0 | 0 | 0 | 0 | 0 | 0 | 0 | 0 | 25781.3261 | 0 | 44.7283 | 0 | 13.3407 | 0 | 0 | 0 | 0 | 0 | 0 | 0 | 0 | 0 | 0 | 0 | 0 | 0 | 0 | 0 | 0 | 0 | 0 | 0 | 0 | 0 | 0 | 0 | 0 | 0 | 0 | 0 | 0 | 0 | 0 | 0 | 0 | 1650.7875 | 3703.7127 | 3459.6375 | 3894.5175 | 3680.2369 | 4074.3632 | 3856.5145 | 4256.439 | 4044.1676 | 4400.0582 | 4182.8709 | 4612.3266 | 4414.5829 | 4548.565 | 4319.9476 | 4086.8253 | 3779.4554 | 4062.6745 | 3755.7924 | 4037.7491 | 3731.3636 | 3984.0515 | 4511.875 | 0 | 0 | 0 | 0 | 0 | 0 | 0 | 0 | 0 | 0 | 0 | 0 | 0 | 0 | 0 | 0 | 0 | 0
|  |  |  | Shareholder loan balance BEG | 0 | USD 000s | 0 | 0 | 0 | 0 | 0 | 0 | 58710.8486 | 60193.9944 | 61714.6071 | 63273.6333 | 64872.0435 | 39090.7174 | 39107.3959 | 39062.6677 | 39070.2068 | 39056.8661 | 39098.524 | 39460.6445 | 39859.1312 | 40228.7652 | 40634.8507 | 41017.2852 | 41437.5361 | 42107.0366 | 42808.7128 | 43504.7112 | 44233.3207 | 44956.9343 | 45725.9844 | 46492.1939 | 47293.4694 | 48089.8918 | 48921.3354 | 49749.848 | 50614.7404 | 51489.0557 | 52403.9522 | 52962.6514 | 53055.1697 | 53091.8278 | 53187.2356 | 53229.2171 | 53332.5181 | 53380.2995 | 53489.4325 | 53543.4564 | 53655.8913 | 53706.8722 | 52056.0847 | 48352.372 | 44892.7345 | 40998.217 | 37317.9801 | 33243.6169 | 29387.1023 | 25130.6634 | 21086.4958 | 16686.4376 | 12503.5667 | 7891.2401 | 3476.6572 | 0 | 0 | 0 | 0 | 0 | 0 | 0 | 0 | 0 | 0 | 0 | 0 | 0 | 0 | 0 | 0 | 0 | 0 | 0 | 0 | 0 | 0 | 0 | 0 | 0 | 0 | 0
|  |  |  | Cash available for shareholder loan principal | 0 | USD 000s | 116887.9096 | 0 | 0 | 0 | 0 | 0 | 0 | 0 | 0 | 0 | 25781.3261 | 0 | 44.7283 | 0 | 13.3407 | 0 | 0 | 0 | 0 | 0 | 0 | 0 | 0 | 0 | 0 | 0 | 0 | 0 | 0 | 0 | 0 | 0 | 0 | 0 | 0 | 0 | 0 | 0 | 0 | 0 | 0 | 0 | 0 | 0 | 0 | 0 | 0 | 1650.7875 | 3703.7127 | 3459.6375 | 3894.5175 | 3680.2369 | 4074.3632 | 3856.5145 | 4256.439 | 4044.1676 | 4400.0582 | 4182.8709 | 4612.3266 | 4414.5829 | 4548.565 | 4319.9476 | 4086.8253 | 3779.4554 | 4062.6745 | 3755.7924 | 4037.7491 | 3731.3636 | 3984.0515 | 4511.875 | 0 | 0 | 0 | 0 | 0 | 0 | 0 | 0 | 0 | 0 | 0 | 0 | 0 | 0 | 0 | 0 | 0 | 0
|  |  |  | Distribution lock up active | 0 | flag | 0 | 0 | 0 | 0 | 0 | 0 | 0 | 0 | 0 | 0 | 0 | 0 | 0 | 0 | 0 | 0 | 0 | 0 | 0 | 0 | 0 | 0 | 0 | 0 | 0 | 0 | 0 | 0 | 0 | 0 | 0 | 0 | 0 | 0 | 0 | 0 | 0 | 0 | 0 | 0 | 0 | 0 | 0 | 0 | 0 | 0 | 0 | 0 | 0 | 0 | 0 | 0 | 0 | 0 | 0 | 0 | 0 | 0 | 0 | 0 | 0 | 0 | 0 | 0 | 0 | 0 | 0 | 0 | 0 | 0 | 0 | 0 | 0 | 0 | 0 | 0 | 0 | 0 | 0 | 0 | 0 | 0 | 0 | 0 | 0 | 0 | 0 | 0
|  |  |  | Shareholder loan repayment period flag | 0 | flag | 60 | 0 | 0 | 0 | 0 | 0 | 0 | 0 | 0 | 0 | 1 | 1 | 1 | 1 | 1 | 1 | 1 | 1 | 1 | 1 | 1 | 1 | 1 | 1 | 1 | 1 | 1 | 1 | 1 | 1 | 1 | 1 | 1 | 1 | 1 | 1 | 1 | 1 | 1 | 1 | 1 | 1 | 1 | 1 | 1 | 1 | 1 | 1 | 1 | 1 | 1 | 1 | 1 | 1 | 1 | 1 | 1 | 1 | 1 | 1 | 1 | 1 | 1 | 1 | 1 | 1 | 1 | 1 | 1 | 1 | 0 | 0 | 0 | 0 | 0 | 0 | 0 | 0 | 0 | 0 | 0 | 0 | 0 | 0 | 0 | 0 | 0 | 0
|  |  |  | Shareholder loan principal repayment POS |  | USD 000s | 79546.2673 |  | 0 | 0 | 0 | 0 | 0 | 0 | 0 | 0 | 25781.3261 | 0 | 44.7283 | 0 | 13.3407 | 0 | 0 | 0 | 0 | 0 | 0 | 0 | 0 | 0 | 0 | 0 | 0 | 0 | 0 | 0 | 0 | 0 | 0 | 0 | 0 | 0 | 0 | 0 | 0 | 0 | 0 | 0 | 0 | 0 | 0 | 0 | 0 | 1650.7875 | 3703.7127 | 3459.6375 | 3894.5175 | 3680.2369 | 4074.3632 | 3856.5145 | 4256.439 | 4044.1676 | 4400.0582 | 4182.8709 | 4612.3266 | 4414.5829 | 3476.6572 | 0 | 0 | 0 | 0 | 0 | 0 | 0 | 0 | 0 | 0 | 0 | 0 | 0 | 0 | 0 | 0 | 0 | 0 | 0 | 0 | 0 | 0 | 0 | 0 | 0 | 0 | 0
|  |  |  | Shareholder loan principal repayment |  | USD 000s | -79546.2673 |  | 0 | 0 | 0 | 0 | 0 | 0 | 0 | 0 | -25781.3261 | 0 | -44.7283 | 0 | -13.3407 | 0 | 0 | 0 | 0 | 0 | 0 | 0 | 0 | 0 | 0 | 0 | 0 | 0 | 0 | 0 | 0 | 0 | 0 | 0 | 0 | 0 | 0 | 0 | 0 | 0 | 0 | 0 | 0 | 0 | 0 | 0 | 0 | -1650.7875 | -3703.7127 | -3459.6375 | -3894.5175 | -3680.2369 | -4074.3632 | -3856.5145 | -4256.439 | -4044.1676 | -4400.0582 | -4182.8709 | -4612.3266 | -4414.5829 | -3476.6572 | 0 | 0 | 0 | 0 | 0 | 0 | 0 | 0 | 0 | 0 | 0 | 0 | 0 | 0 | 0 | 0 | 0 | 0 | 0 | 0 | 0 | 0 | 0 | 0 | 0 | 0 | 0
Shareholder loan balance
|  |  |  | Shareholder loan balance BEG |  | USD 000s |  |  | 0 | 0 | 0 | 0 | 58710.8486 | 60193.9944 | 61714.6071 | 63273.6333 | 64872.0435 | 39090.7174 | 39107.3959 | 39062.6677 | 39070.2068 | 39056.8661 | 39098.524 | 39460.6445 | 39859.1312 | 40228.7652 | 40634.8507 | 41017.2852 | 41437.5361 | 42107.0366 | 42808.7128 | 43504.7112 | 44233.3207 | 44956.9343 | 45725.9844 | 46492.1939 | 47293.4694 | 48089.8918 | 48921.3354 | 49749.848 | 50614.7404 | 51489.0557 | 52403.9522 | 52962.6514 | 53055.1697 | 53091.8278 | 53187.2356 | 53229.2171 | 53332.5181 | 53380.2995 | 53489.4325 | 53543.4564 | 53655.8913 | 53706.8722 | 52056.0847 | 48352.372 | 44892.7345 | 40998.217 | 37317.9801 | 33243.6169 | 29387.1023 | 25130.6634 | 21086.4958 | 16686.4376 | 12503.5667 | 7891.2401 | 3476.6572 | 0 | 0 | 0 | 0 | 0 | 0 | 0 | 0 | 0 | 0 | 0 | 0 | 0 | 0 | 0 | 0 | 0 | 0 | 0 | 0 | 0 | 0 | 0 | 0 | 0 | 0 | 0
|  |  |  | Shareholder loan drawdown - s.a. | 0 | USD 000s | 58134.1987 | 0 | 0 | 0 | 0 | 58134.1987 | 0 | 0 | 0 | 0 | 0 | 0 | 0 | 0 | 0 | 0 | 0 | 0 | 0 | 0 | 0 | 0 | 0 | 0 | 0 | 0 | 0 | 0 | 0 | 0 | 0 | 0 | 0 | 0 | 0 | 0 | 0 | 0 | 0 | 0 | 0 | 0 | 0 | 0 | 0 | 0 | 0 | 0 | 0 | 0 | 0 | 0 | 0 | 0 | 0 | 0 | 0 | 0 | 0 | 0 | 0 | 0 | 0 | 0 | 0 | 0 | 0 | 0 | 0 | 0 | 0 | 0 | 0 | 0 | 0 | 0 | 0 | 0 | 0 | 0 | 0 | 0 | 0 | 0 | 0 | 0 | 0 | 0
|  |  | Plus: | SHL interest and fee rolled up during construction s.a. | 0 | USD 000s | 6737.8448 | 0 | 0 | 0 | 0 | 576.6499 | 1483.1457 | 1520.6127 | 1559.0263 | 1598.4102 | 0 | 0 | 0 | 0 | 0 | 0 | 0 | 0 | 0 | 0 | 0 | 0 | 0 | 0 | 0 | 0 | 0 | 0 | 0 | 0 | 0 | 0 | 0 | 0 | 0 | 0 | 0 | 0 | 0 | 0 | 0 | 0 | 0 | 0 | 0 | 0 | 0 | 0 | 0 | 0 | 0 | 0 | 0 | 0 | 0 | 0 | 0 | 0 | 0 | 0 | 0 | 0 | 0 | 0 | 0 | 0 | 0 | 0 | 0 | 0 | 0 | 0 | 0 | 0 | 0 | 0 | 0 | 0 | 0 | 0 | 0 | 0 | 0 | 0 | 0 | 0 | 0 | 0
|  |  | Plus: | Repayment of equity bridge from shareholder loan | 0 | USD 000s | 0 | 0 | 0 | 0 | 0 | 0 | 0 | 0 | 0 | 0 | 0 | 0 | 0 | 0 | 0 | 0 | 0 | 0 | 0 | 0 | 0 | 0 | 0 | 0 | 0 | 0 | 0 | 0 | 0 | 0 | 0 | 0 | 0 | 0 | 0 | 0 | 0 | 0 | 0 | 0 | 0 | 0 | 0 | 0 | 0 | 0 | 0 | 0 | 0 | 0 | 0 | 0 | 0 | 0 | 0 | 0 | 0 | 0 | 0 | 0 | 0 | 0 | 0 | 0 | 0 | 0 | 0 | 0 | 0 | 0 | 0 | 0 | 0 | 0 | 0 | 0 | 0 | 0 | 0 | 0 | 0 | 0 | 0 | 0 | 0 | 0 | 0 | 0
|  |  | Plus: | Shareholder loan drawdown to meet cash shortfall | 0 | USD 000s | 0 | 0 | 0 | 0 | 0 | 0 | 0 | 0 | 0 | 0 | 0 | 0 | 0 | 0 | 0 | 0 | 0 | 0 | 0 | 0 | 0 | 0 | 0 | 0 | 0 | 0 | 0 | 0 | 0 | 0 | 0 | 0 | 0 | 0 | 0 | 0 | 0 | 0 | 0 | 0 | 0 | 0 | 0 | 0 | 0 | 0 | 0 | 0 | 0 | 0 | 0 | 0 | 0 | 0 | 0 | 0 | 0 | 0 | 0 | 0 | 0 | 0 | 0 | 0 | 0 | 0 | 0 | 0 | 0 | 0 | 0 | 0 | 0 | 0 | 0 | 0 | 0 | 0 | 0 | 0 | 0 | 0 | 0 | 0 | 0 | 0 | 0 | 0
|  |  | Plus: | Shareholder loan unpaid interest | 0 | USD 000s | 14674.2238 | 0 | 0 | 0 | 0 | 0 | 0 | 0 | 0 | 0 | 0 | 16.6785 | 0 | 7.5392 | 0 | 41.6579 | 362.1204 | 398.4868 | 369.634 | 406.0855 | 382.4344 | 420.2509 | 669.5006 | 701.6761 | 695.9984 | 728.6095 | 723.6137 | 769.05 | 766.2096 | 801.2755 | 796.4224 | 831.4436 | 828.5126 | 864.8924 | 874.3153 | 914.8965 | 558.6992 | 92.5183 | 36.6581 | 95.4078 | 41.9815 | 103.3011 | 47.7813 | 109.133 | 54.0239 | 112.4349 | 50.981 | 0 | 0 | 0 | 0 | 0 | 0 | 0 | 0 | 0 | 0 | 0 | 0 | 0 | 0 | 0 | 0 | 0 | 0 | 0 | 0 | 0 | 0 | 0 | 0 | 0 | 0 | 0 | 0 | 0 | 0 | 0 | 0 | 0 | 0 | 0 | 0 | 0 | 0 | 0 | 0 | 0
|  |  | Less: | Shareholder loan principal repayment POS | 0 | USD 000s | 79546.2673 | 0 | 0 | 0 | 0 | 0 | 0 | 0 | 0 | 0 | 25781.3261 | 0 | 44.7283 | 0 | 13.3407 | 0 | 0 | 0 | 0 | 0 | 0 | 0 | 0 | 0 | 0 | 0 | 0 | 0 | 0 | 0 | 0 | 0 | 0 | 0 | 0 | 0 | 0 | 0 | 0 | 0 | 0 | 0 | 0 | 0 | 0 | 0 | 0 | 1650.7875 | 3703.7127 | 3459.6375 | 3894.5175 | 3680.2369 | 4074.3632 | 3856.5145 | 4256.439 | 4044.1676 | 4400.0582 | 4182.8709 | 4612.3266 | 4414.5829 | 3476.6572 | 0 | 0 | 0 | 0 | 0 | 0 | 0 | 0 | 0 | 0 | 0 | 0 | 0 | 0 | 0 | 0 | 0 | 0 | 0 | 0 | 0 | 0 | 0 | 0 | 0 | 0 | 0
|  |  |  | Shareholder loan balance |  | USD 000s |  |  | 0 | 0 | 0 | 58710.8486 | 60193.9944 | 61714.6071 | 63273.6333 | 64872.0435 | 39090.7174 | 39107.3959 | 39062.6677 | 39070.2068 | 39056.8661 | 39098.524 | 39460.6445 | 39859.1312 | 40228.7652 | 40634.8507 | 41017.2852 | 41437.5361 | 42107.0366 | 42808.7128 | 43504.7112 | 44233.3207 | 44956.9343 | 45725.9844 | 46492.1939 | 47293.4694 | 48089.8918 | 48921.3354 | 49749.848 | 50614.7404 | 51489.0557 | 52403.9522 | 52962.6514 | 53055.1697 | 53091.8278 | 53187.2356 | 53229.2171 | 53332.5181 | 53380.2995 | 53489.4325 | 53543.4564 | 53655.8913 | 53706.8722 | 52056.0847 | 48352.372 | 44892.7345 | 40998.217 | 37317.9801 | 33243.6169 | 29387.1023 | 25130.6634 | 21086.4958 | 16686.4376 | 12503.5667 | 7891.2401 | 3476.6572 | 0 | 0 | 0 | 0 | 0 | 0 | 0 | 0 | 0 | 0 | 0 | 0 | 0 | 0 | 0 | 0 | 0 | 0 | 0 | 0 | 0 | 0 | 0 | 0 | 0 | 0 | 0 | 0
Check
|  |  |  | Shareholder loan interest paid POS | 0 | USD 000s | 39326.9152 | 0 | 0 | 0 | 0 | 0 | 0 | 0 | 0 | 0 | 1621.8011 | 960.5894 | 977.6849 | 969.0275 | 976.7552 | 934.7637 | 615.3427 | 588.0293 | 626.8443 | 599.6337 | 633.4368 | 605.1812 | 366.4378 | 350.9998 | 374.2194 | 359.0083 | 382.2194 | 354.8733 | 376.94 | 361.0294 | 385.9144 | 370.8037 | 394.5208 | 378.8538 | 391.0532 | 372.3299 | 751.3996 | 1231.548 | 1289.7211 | 1231.8879 | 1287.6994 | 1227.4294 | 1285.5316 | 1225.3745 | 1283.2119 | 1226.1515 | 1290.4163 | 1342.6718 | 1301.4021 | 1208.8093 | 1122.3184 | 1024.9554 | 932.9495 | 831.0904 | 734.6776 | 628.2666 | 527.1624 | 417.1609 | 312.5892 | 197.281 | 86.9164 | 0 | 0 | 0 | 0 | 0 | 0 | 0 | 0 | 0 | 0 | 0 | 0 | 0 | 0 | 0 | 0 | 0 | 0 | 0 | 0 | 0 | 0 | 0 | 0 | 0 | 0 | 0
|  |  |  | Shareholder loan interest and fee POS | 0 | USD 000s | 60738.9838 | 0 | 0 | 0 | 0 | 576.6499 | 1483.1457 | 1520.6127 | 1559.0263 | 1598.4102 | 1621.8011 | 977.2679 | 977.6849 | 976.5667 | 976.7552 | 976.4217 | 977.4631 | 986.5161 | 996.4783 | 1005.7191 | 1015.8713 | 1025.4321 | 1035.9384 | 1052.6759 | 1070.2178 | 1087.6178 | 1105.833 | 1123.9234 | 1143.1496 | 1162.3048 | 1182.3367 | 1202.2473 | 1223.0334 | 1243.7462 | 1265.3685 | 1287.2264 | 1310.0988 | 1324.0663 | 1326.3792 | 1327.2957 | 1329.6809 | 1330.7304 | 1333.313 | 1334.5075 | 1337.2358 | 1338.5864 | 1341.3973 | 1342.6718 | 1301.4021 | 1208.8093 | 1122.3184 | 1024.9554 | 932.9495 | 831.0904 | 734.6776 | 628.2666 | 527.1624 | 417.1609 | 312.5892 | 197.281 | 86.9164 | 0 | 0 | 0 | 0 | 0 | 0 | 0 | 0 | 0 | 0 | 0 | 0 | 0 | 0 | 0 | 0 | 0 | 0 | 0 | 0 | 0 | 0 | 0 | 0 | 0 | 0 | 0
|  |  |  | Shareholder loan paid vs expensed interest check | 0 | check
SHAREHOLDER LOAN - P90
Shareholder loan interest expense - P90
|  |  |  | Shareholder loan balance at end of construction | 64872.0435 | USD 000s
|  |  |  | Shareholder loan balance - P90 BEG | 0 | USD 000s | 0 | 0 | 0 | 0 | 0 | 0 | 58710.8486 | 60193.9944 | 61714.6071 | 63273.6333 | 64872.0435 | 66493.8446 | 68156.1907 | 69860.0955 | 71606.5979 | 73396.7628 | 75231.6819 | 77112.4739 | 47394.7701 | 48197.2104 | 49034.9687 | 49873.5859 | 50749.3856 | 51899.5339 | 53081.7358 | 54283.9792 | 55519.2588 | 56776.0025 | 58079.2036 | 59406.8277 | 60771.1723 | 62158.7306 | 63583.6273 | 65034.5287 | 66524.8315 | 68054.345 | 69628.1959 | 70876.5949 | 71663.3561 | 72425.9287 | 73252.6122 | 74058.5375 | 74932.013 | 75783.689 | 76703.8663 | 77603.6986 | 78570.0526 | 79510.7976 | 78758.8996 | 75991.1275 | 73477.6391 | 70567.615 | 67883.2252 | 64844.352 | 62035.8785 | 58868.4638 | 55927.1314 | 52672.2658 | 49649.7228 | 46241.5098 | 43047.5717 | 39585.2585 | 36340.9105 | 32739.5125 | 29351.9889 | 25605.2147 | 22068.0628 | 18169.3018 | 14475.7423 | 10451.0494 | 5836.0806 | 5836.0806 | 5836.0806 | 5836.0806 | 5836.0806 | 5836.0806 | 5836.0806 | 5836.0806 | 5836.0806 | 5836.0806 | 5836.0806 | 5836.0806 | 5836.0806 | 5836.0806 | 5836.0806 | 5836.0806 | 5836.0806 | 5836.0806
|  |  |  | First operations period flag | 0 | flag | 1 | 0 | 0 | 0 | 0 | 0 | 0 | 0 | 0 | 0 | 1 | 0 | 0 | 0 | 0 | 0 | 0 | 0 | 0 | 0 | 0 | 0 | 0 | 0 | 0 | 0 | 0 | 0 | 0 | 0 | 0 | 0 | 0 | 0 | 0 | 0 | 0 | 0 | 0 | 0 | 0 | 0 | 0 | 0 | 0 | 0 | 0 | 0 | 0 | 0 | 0 | 0 | 0 | 0 | 0 | 0 | 0 | 0 | 0 | 0 | 0 | 0 | 0 | 0 | 0 | 0 | 0 | 0 | 0 | 0 | 0 | 0 | 0 | 0 | 0 | 0 | 0 | 0 | 0 | 0 | 0 | 0 | 0 | 0 | 0 | 0 | 0 | 0
|  |  |  | Shareholder loan balance BEG adjusted for partial period - P90 |  | USD 000s |  |  | 0 | 0 | 0 | 0 | 58710.8486 | 60193.9944 | 61714.6071 | 63273.6333 | 64872.0435 | 66493.8446 | 68156.1907 | 69860.0955 | 71606.5979 | 73396.7628 | 75231.6819 | 77112.4739 | 47394.7701 | 48197.2104 | 49034.9687 | 49873.5859 | 50749.3856 | 51899.5339 | 53081.7358 | 54283.9792 | 55519.2588 | 56776.0025 | 58079.2036 | 59406.8277 | 60771.1723 | 62158.7306 | 63583.6273 | 65034.5287 | 66524.8315 | 68054.345 | 69628.1959 | 70876.5949 | 71663.3561 | 72425.9287 | 73252.6122 | 74058.5375 | 74932.013 | 75783.689 | 76703.8663 | 77603.6986 | 78570.0526 | 79510.7976 | 78758.8996 | 75991.1275 | 73477.6391 | 70567.615 | 67883.2252 | 64844.352 | 62035.8785 | 58868.4638 | 55927.1314 | 52672.2658 | 49649.7228 | 46241.5098 | 43047.5717 | 39585.2585 | 36340.9105 | 32739.5125 | 29351.9889 | 25605.2147 | 22068.0628 | 18169.3018 | 14475.7423 | 10451.0494 | 5836.0806 | 5836.0806 | 5836.0806 | 5836.0806 | 5836.0806 | 5836.0806 | 5836.0806 | 5836.0806 | 5836.0806 | 5836.0806 | 5836.0806 | 5836.0806 | 5836.0806 | 5836.0806 | 5836.0806 | 5836.0806 | 5836.0806 | 5836.0806
|  |  |  | Applicable shareholder loan interest rate | 2.5% | %
|  |  |  | Shareholder loan balance BEG adjusted for partial period - P90 | 0 | USD 000s | 0 | 0 | 0 | 0 | 0 | 0 | 58710.8486 | 60193.9944 | 61714.6071 | 63273.6333 | 64872.0435 | 66493.8446 | 68156.1907 | 69860.0955 | 71606.5979 | 73396.7628 | 75231.6819 | 77112.4739 | 47394.7701 | 48197.2104 | 49034.9687 | 49873.5859 | 50749.3856 | 51899.5339 | 53081.7358 | 54283.9792 | 55519.2588 | 56776.0025 | 58079.2036 | 59406.8277 | 60771.1723 | 62158.7306 | 63583.6273 | 65034.5287 | 66524.8315 | 68054.345 | 69628.1959 | 70876.5949 | 71663.3561 | 72425.9287 | 73252.6122 | 74058.5375 | 74932.013 | 75783.689 | 76703.8663 | 77603.6986 | 78570.0526 | 79510.7976 | 78758.8996 | 75991.1275 | 73477.6391 | 70567.615 | 67883.2252 | 64844.352 | 62035.8785 | 58868.4638 | 55927.1314 | 52672.2658 | 49649.7228 | 46241.5098 | 43047.5717 | 39585.2585 | 36340.9105 | 32739.5125 | 29351.9889 | 25605.2147 | 22068.0628 | 18169.3018 | 14475.7423 | 10451.0494 | 5836.0806 | 5836.0806 | 5836.0806 | 5836.0806 | 5836.0806 | 5836.0806 | 5836.0806 | 5836.0806 | 5836.0806 | 5836.0806 | 5836.0806 | 5836.0806 | 5836.0806 | 5836.0806 | 5836.0806 | 5836.0806 | 5836.0806 | 5836.0806
|  |  |  | Operations period ppf - actual / actual | 0 | factor | 60 | 0 | 0 | 0 | 0 | 0 | 0 | 0 | 0 | 0 | 1 | 1 | 1 | 1 | 1 | 1 | 1 | 1 | 1 | 1 | 1 | 1 | 1 | 1 | 1 | 1 | 1 | 1 | 1 | 1 | 1 | 1 | 1 | 1 | 1 | 1 | 1 | 1 | 1 | 1 | 1 | 1 | 1 | 1 | 1 | 1 | 1 | 1 | 1 | 1 | 1 | 1 | 1 | 1 | 1 | 1 | 1 | 1 | 1 | 1 | 1 | 1 | 1 | 1 | 1 | 1 | 1 | 1 | 1 | 1 | 0 | 0 | 0 | 0 | 0 | 0 | 0 | 0 | 0 | 0 | 0 | 0 | 0 | 0 | 0 | 0 | 0 | 0
|  |  |  | Shareholder loan interest expense - P90 POS |  | USD 000s | 87772.8794 |  | 0 | 0 | 0 | 0 | 0 | 0 | 0 | 0 | 1621.8011 | 1662.3461 | 1703.9048 | 1746.5024 | 1790.1649 | 1834.9191 | 1880.792 | 1927.8118 | 1184.8693 | 1204.9303 | 1225.8742 | 1246.8396 | 1268.7346 | 1297.4883 | 1327.0434 | 1357.0995 | 1387.9815 | 1419.4001 | 1451.9801 | 1485.1707 | 1519.2793 | 1553.9683 | 1589.5907 | 1625.8632 | 1663.1208 | 1701.3586 | 1740.7049 | 1771.9149 | 1791.5839 | 1810.6482 | 1831.3153 | 1851.4634 | 1873.3003 | 1894.5922 | 1917.5967 | 1940.0925 | 1964.2513 | 1987.7699 | 1968.9725 | 1899.7782 | 1836.941 | 1764.1904 | 1697.0806 | 1621.1088 | 1550.897 | 1471.7116 | 1398.1783 | 1316.8066 | 1241.2431 | 1156.0377 | 1076.1893 | 989.6315 | 908.5228 | 818.4878 | 733.7997 | 640.1304 | 551.7016 | 454.2325 | 361.8936 | 261.2762 | 0 | 0 | 0 | 0 | 0 | 0 | 0 | 0 | 0 | 0 | 0 | 0 | 0 | 0 | 0 | 0 | 0 | 0
|  |  |  | Shareholder loan interest expense - P90 |  | USD 000s | -87772.8794 |  | 0 | 0 | 0 | 0 | 0 | 0 | 0 | 0 | -1621.8011 | -1662.3461 | -1703.9048 | -1746.5024 | -1790.1649 | -1834.9191 | -1880.792 | -1927.8118 | -1184.8693 | -1204.9303 | -1225.8742 | -1246.8396 | -1268.7346 | -1297.4883 | -1327.0434 | -1357.0995 | -1387.9815 | -1419.4001 | -1451.9801 | -1485.1707 | -1519.2793 | -1553.9683 | -1589.5907 | -1625.8632 | -1663.1208 | -1701.3586 | -1740.7049 | -1771.9149 | -1791.5839 | -1810.6482 | -1831.3153 | -1851.4634 | -1873.3003 | -1894.5922 | -1917.5967 | -1940.0925 | -1964.2513 | -1987.7699 | -1968.9725 | -1899.7782 | -1836.941 | -1764.1904 | -1697.0806 | -1621.1088 | -1550.897 | -1471.7116 | -1398.1783 | -1316.8066 | -1241.2431 | -1156.0377 | -1076.1893 | -989.6315 | -908.5228 | -818.4878 | -733.7997 | -640.1304 | -551.7016 | -454.2325 | -361.8936 | -261.2762 | 0 | 0 | 0 | 0 | 0 | 0 | 0 | 0 | 0 | 0 | 0 | 0 | 0 | 0 | 0 | 0 | 0 | 0
|  |  |  | IFRIC 12 accounting used? | 1 | 1 = yes, 0 = no (/OL or FL)
|  |  |  | Shareholder loan interest accrued and rolled up | 0 | USD 000s | 6737.8448 | 0 | 0 | 0 | 0 | 576.6499 | 1483.1457 | 1520.6127 | 1559.0263 | 1598.4102 | 0 | 0 | 0 | 0 | 0 | 0 | 0 | 0 | 0 | 0 | 0 | 0 | 0 | 0 | 0 | 0 | 0 | 0 | 0 | 0 | 0 | 0 | 0 | 0 | 0 | 0 | 0 | 0 | 0 | 0 | 0 | 0 | 0 | 0 | 0 | 0 | 0 | 0 | 0 | 0 | 0 | 0 | 0 | 0 | 0 | 0 | 0 | 0 | 0 | 0 | 0 | 0 | 0 | 0 | 0 | 0 | 0 | 0 | 0 | 0 | 0 | 0 | 0 | 0 | 0 | 0 | 0 | 0 | 0 | 0 | 0 | 0 | 0 | 0 | 0 | 0 | 0 | 0
|  |  |  | Shareholder loan interest expense - P90 POS | 0 | USD 000s | 87772.8794 | 0 | 0 | 0 | 0 | 0 | 0 | 0 | 0 | 0 | 1621.8011 | 1662.3461 | 1703.9048 | 1746.5024 | 1790.1649 | 1834.9191 | 1880.792 | 1927.8118 | 1184.8693 | 1204.9303 | 1225.8742 | 1246.8396 | 1268.7346 | 1297.4883 | 1327.0434 | 1357.0995 | 1387.9815 | 1419.4001 | 1451.9801 | 1485.1707 | 1519.2793 | 1553.9683 | 1589.5907 | 1625.8632 | 1663.1208 | 1701.3586 | 1740.7049 | 1771.9149 | 1791.5839 | 1810.6482 | 1831.3153 | 1851.4634 | 1873.3003 | 1894.5922 | 1917.5967 | 1940.0925 | 1964.2513 | 1987.7699 | 1968.9725 | 1899.7782 | 1836.941 | 1764.1904 | 1697.0806 | 1621.1088 | 1550.897 | 1471.7116 | 1398.1783 | 1316.8066 | 1241.2431 | 1156.0377 | 1076.1893 | 989.6315 | 908.5228 | 818.4878 | 733.7997 | 640.1304 | 551.7016 | 454.2325 | 361.8936 | 261.2762 | 0 | 0 | 0 | 0 | 0 | 0 | 0 | 0 | 0 | 0 | 0 | 0 | 0 | 0 | 0 | 0 | 0 | 0
|  |  |  | Shareholder loan interest and fee for pl - P90 POS |  | USD 000s | 94510.7242 |  | 0 | 0 | 0 | 576.6499 | 1483.1457 | 1520.6127 | 1559.0263 | 1598.4102 | 1621.8011 | 1662.3461 | 1703.9048 | 1746.5024 | 1790.1649 | 1834.9191 | 1880.792 | 1927.8118 | 1184.8693 | 1204.9303 | 1225.8742 | 1246.8396 | 1268.7346 | 1297.4883 | 1327.0434 | 1357.0995 | 1387.9815 | 1419.4001 | 1451.9801 | 1485.1707 | 1519.2793 | 1553.9683 | 1589.5907 | 1625.8632 | 1663.1208 | 1701.3586 | 1740.7049 | 1771.9149 | 1791.5839 | 1810.6482 | 1831.3153 | 1851.4634 | 1873.3003 | 1894.5922 | 1917.5967 | 1940.0925 | 1964.2513 | 1987.7699 | 1968.9725 | 1899.7782 | 1836.941 | 1764.1904 | 1697.0806 | 1621.1088 | 1550.897 | 1471.7116 | 1398.1783 | 1316.8066 | 1241.2431 | 1156.0377 | 1076.1893 | 989.6315 | 908.5228 | 818.4878 | 733.7997 | 640.1304 | 551.7016 | 454.2325 | 361.8936 | 261.2762 | 0 | 0 | 0 | 0 | 0 | 0 | 0 | 0 | 0 | 0 | 0 | 0 | 0 | 0 | 0 | 0 | 0 | 0
|  |  |  | Shareholder loan interest and fee for pl - P90 |  | USD 000s | -94510.7242 |  | 0 | 0 | 0 | -576.6499 | -1483.1457 | -1520.6127 | -1559.0263 | -1598.4102 | -1621.8011 | -1662.3461 | -1703.9048 | -1746.5024 | -1790.1649 | -1834.9191 | -1880.792 | -1927.8118 | -1184.8693 | -1204.9303 | -1225.8742 | -1246.8396 | -1268.7346 | -1297.4883 | -1327.0434 | -1357.0995 | -1387.9815 | -1419.4001 | -1451.9801 | -1485.1707 | -1519.2793 | -1553.9683 | -1589.5907 | -1625.8632 | -1663.1208 | -1701.3586 | -1740.7049 | -1771.9149 | -1791.5839 | -1810.6482 | -1831.3153 | -1851.4634 | -1873.3003 | -1894.5922 | -1917.5967 | -1940.0925 | -1964.2513 | -1987.7699 | -1968.9725 | -1899.7782 | -1836.941 | -1764.1904 | -1697.0806 | -1621.1088 | -1550.897 | -1471.7116 | -1398.1783 | -1316.8066 | -1241.2431 | -1156.0377 | -1076.1893 | -989.6315 | -908.5228 | -818.4878 | -733.7997 | -640.1304 | -551.7016 | -454.2325 | -361.8936 | -261.2762 | 0 | 0 | 0 | 0 | 0 | 0 | 0 | 0 | 0 | 0 | 0 | 0 | 0 | 0 | 0 | 0 | 0 | 0
Shareholder loan interest paid - P90
|  |  |  | Retained cash balance - P90 BEG | 0 | USD 000s | 0 | 0 | 0 | 0 | 0 | 0 | 3735.7543 | 39.3819 | 3093.1923 | 12010.748 | 15368.1962 | 27201.1746 | 27935.9995 | 28719.2722 | 29460.8448 | 30210.0114 | 30915.619 | 31288.2899 | 0 | 0 | 0 | 0 | 0 | 0 | 0 | 0 | 0 | 0 | 0 | 0 | 0 | 0 | 0 | 0 | 0 | 0 | 0 | 0 | 0 | 0 | 0 | 0 | 0 | 0 | 0 | 0 | 0 | 0 | 0 | 0 | 0 | 0 | 0 | 0 | 0 | 0 | 0 | 0 | 0 | 0 | 0 | 0 | 0 | 0 | 0 | 0 | 0 | 0 | 0 | 0 | 0 | 0 | 0 | 0 | 0 | 0 | 0 | 0 | 0 | 0 | 0 | 0 | 0 | 0 | 0 | 0 | 0 | 0
|  |  |  | Cash flow available for shareholder loan - P90 | 0 | USD 000s | 146808.8423 | 0 | 0 | 0 | 0 | 3735.7543 | -3696.3724 | 3053.8104 | 8917.5557 | 3357.4482 | 11832.9784 | 734.8249 | 783.2727 | 741.5726 | 749.1666 | 705.6076 | 372.6709 | 357.2258 | 382.4289 | 367.172 | 387.257 | 371.0399 | 118.5863 | 115.2865 | 124.8 | 121.8199 | 131.2377 | 116.199 | 124.3559 | 120.8262 | 131.721 | 129.0715 | 138.6892 | 135.5605 | 133.6073 | 127.5076 | 492.3059 | 985.1537 | 1029.0113 | 983.9647 | 1025.39 | 977.988 | 1021.6243 | 974.4149 | 1017.7644 | 973.7384 | 1023.5063 | 2739.668 | 4736.7446 | 4413.2665 | 4746.9651 | 4448.5801 | 4735.9539 | 4429.5822 | 4718.3117 | 4413.044 | 4653.0439 | 4339.3496 | 4649.4561 | 4349.9758 | 4538.5025 | 4233.9795 | 4509.9207 | 4206.0115 | 4480.5739 | 4177.2822 | 4450.4626 | 4147.792 | 4386.5865 | 4876.2451 | 0 | 0 | 0 | 0 | 0 | 0 | 0 | 0 | 0 | 0 | 0 | 0 | 0 | 0 | 0 | 0 | 0 | 0
|  |  |  | Operations period flag | 0 | flag | 60 | 0 | 0 | 0 | 0 | 0 | 0 | 0 | 0 | 0 | 1 | 1 | 1 | 1 | 1 | 1 | 1 | 1 | 1 | 1 | 1 | 1 | 1 | 1 | 1 | 1 | 1 | 1 | 1 | 1 | 1 | 1 | 1 | 1 | 1 | 1 | 1 | 1 | 1 | 1 | 1 | 1 | 1 | 1 | 1 | 1 | 1 | 1 | 1 | 1 | 1 | 1 | 1 | 1 | 1 | 1 | 1 | 1 | 1 | 1 | 1 | 1 | 1 | 1 | 1 | 1 | 1 | 1 | 1 | 1 | 0 | 0 | 0 | 0 | 0 | 0 | 0 | 0 | 0 | 0 | 0 | 0 | 0 | 0 | 0 | 0 | 0 | 0
|  |  |  | Cash available for shareholder loan interest / (shortfall funding requirement) - P90 |  | USD 000s | 352540.0537 |  | 0 | 0 | 0 | 0 | 0 | 0 | 0 | 0 | 27201.1746 | 27935.9995 | 28719.2722 | 29460.8448 | 30210.0114 | 30915.619 | 31288.2899 | 31645.5157 | 382.4289 | 367.172 | 387.257 | 371.0399 | 118.5863 | 115.2865 | 124.8 | 121.8199 | 131.2377 | 116.199 | 124.3559 | 120.8262 | 131.721 | 129.0715 | 138.6892 | 135.5605 | 133.6073 | 127.5076 | 492.3059 | 985.1537 | 1029.0113 | 983.9647 | 1025.39 | 977.988 | 1021.6243 | 974.4149 | 1017.7644 | 973.7384 | 1023.5063 | 2739.668 | 4736.7446 | 4413.2665 | 4746.9651 | 4448.5801 | 4735.9539 | 4429.5822 | 4718.3117 | 4413.044 | 4653.0439 | 4339.3496 | 4649.4561 | 4349.9758 | 4538.5025 | 4233.9795 | 4509.9207 | 4206.0115 | 4480.5739 | 4177.2822 | 4450.4626 | 4147.792 | 4386.5865 | 4876.2451 | 0 | 0 | 0 | 0 | 0 | 0 | 0 | 0 | 0 | 0 | 0 | 0 | 0 | 0 | 0 | 0 | 0 | 0
|  |  |  | Cash available for shareholder loan interest / (shortfall funding requirement) - P90 | 0 | USD 000s | 352540.0537 | 0 | 0 | 0 | 0 | 0 | 0 | 0 | 0 | 0 | 27201.1746 | 27935.9995 | 28719.2722 | 29460.8448 | 30210.0114 | 30915.619 | 31288.2899 | 31645.5157 | 382.4289 | 367.172 | 387.257 | 371.0399 | 118.5863 | 115.2865 | 124.8 | 121.8199 | 131.2377 | 116.199 | 124.3559 | 120.8262 | 131.721 | 129.0715 | 138.6892 | 135.5605 | 133.6073 | 127.5076 | 492.3059 | 985.1537 | 1029.0113 | 983.9647 | 1025.39 | 977.988 | 1021.6243 | 974.4149 | 1017.7644 | 973.7384 | 1023.5063 | 2739.668 | 4736.7446 | 4413.2665 | 4746.9651 | 4448.5801 | 4735.9539 | 4429.5822 | 4718.3117 | 4413.044 | 4653.0439 | 4339.3496 | 4649.4561 | 4349.9758 | 4538.5025 | 4233.9795 | 4509.9207 | 4206.0115 | 4480.5739 | 4177.2822 | 4450.4626 | 4147.792 | 4386.5865 | 4876.2451 | 0 | 0 | 0 | 0 | 0 | 0 | 0 | 0 | 0 | 0 | 0 | 0 | 0 | 0 | 0 | 0 | 0 | 0
|  |  |  | Cash available for shareholder loan interest - P90 |  | USD 000s | 352540.0537 |  | 0 | 0 | 0 | 0 | 0 | 0 | 0 | 0 | 27201.1746 | 27935.9995 | 28719.2722 | 29460.8448 | 30210.0114 | 30915.619 | 31288.2899 | 31645.5157 | 382.4289 | 367.172 | 387.257 | 371.0399 | 118.5863 | 115.2865 | 124.8 | 121.8199 | 131.2377 | 116.199 | 124.3559 | 120.8262 | 131.721 | 129.0715 | 138.6892 | 135.5605 | 133.6073 | 127.5076 | 492.3059 | 985.1537 | 1029.0113 | 983.9647 | 1025.39 | 977.988 | 1021.6243 | 974.4149 | 1017.7644 | 973.7384 | 1023.5063 | 2739.668 | 4736.7446 | 4413.2665 | 4746.9651 | 4448.5801 | 4735.9539 | 4429.5822 | 4718.3117 | 4413.044 | 4653.0439 | 4339.3496 | 4649.4561 | 4349.9758 | 4538.5025 | 4233.9795 | 4509.9207 | 4206.0115 | 4480.5739 | 4177.2822 | 4450.4626 | 4147.792 | 4386.5865 | 4876.2451 | 0 | 0 | 0 | 0 | 0 | 0 | 0 | 0 | 0 | 0 | 0 | 0 | 0 | 0 | 0 | 0 | 0 | 0
|  |  |  | Shareholder loan drawdown to meet cash shortfall - P90 |  | USD 000s | 0 |  | 0 | 0 | 0 | 0 | 0 | 0 | 0 | 0 | 0 | 0 | 0 | 0 | 0 | 0 | 0 | 0 | 0 | 0 | 0 | 0 | 0 | 0 | 0 | 0 | 0 | 0 | 0 | 0 | 0 | 0 | 0 | 0 | 0 | 0 | 0 | 0 | 0 | 0 | 0 | 0 | 0 | 0 | 0 | 0 | 0 | 0 | 0 | 0 | 0 | 0 | 0 | 0 | 0 | 0 | 0 | 0 | 0 | 0 | 0 | 0 | 0 | 0 | 0 | 0 | 0 | 0 | 0 | 0 | 0 | 0 | 0 | 0 | 0 | 0 | 0 | 0 | 0 | 0 | 0 | 0 | 0 | 0 | 0 | 0 | 0 | 0
|  |  |  | Shareholder loan interest expense - P90 POS | 0 | USD 000s | 87772.8794 | 0 | 0 | 0 | 0 | 0 | 0 | 0 | 0 | 0 | 1621.8011 | 1662.3461 | 1703.9048 | 1746.5024 | 1790.1649 | 1834.9191 | 1880.792 | 1927.8118 | 1184.8693 | 1204.9303 | 1225.8742 | 1246.8396 | 1268.7346 | 1297.4883 | 1327.0434 | 1357.0995 | 1387.9815 | 1419.4001 | 1451.9801 | 1485.1707 | 1519.2793 | 1553.9683 | 1589.5907 | 1625.8632 | 1663.1208 | 1701.3586 | 1740.7049 | 1771.9149 | 1791.5839 | 1810.6482 | 1831.3153 | 1851.4634 | 1873.3003 | 1894.5922 | 1917.5967 | 1940.0925 | 1964.2513 | 1987.7699 | 1968.9725 | 1899.7782 | 1836.941 | 1764.1904 | 1697.0806 | 1621.1088 | 1550.897 | 1471.7116 | 1398.1783 | 1316.8066 | 1241.2431 | 1156.0377 | 1076.1893 | 989.6315 | 908.5228 | 818.4878 | 733.7997 | 640.1304 | 551.7016 | 454.2325 | 361.8936 | 261.2762 | 0 | 0 | 0 | 0 | 0 | 0 | 0 | 0 | 0 | 0 | 0 | 0 | 0 | 0 | 0 | 0 | 0 | 0
|  |  |  | Cash available for shareholder loan interest - P90 | 0 | USD 000s | 352540.0537 | 0 | 0 | 0 | 0 | 0 | 0 | 0 | 0 | 0 | 27201.1746 | 27935.9995 | 28719.2722 | 29460.8448 | 30210.0114 | 30915.619 | 31288.2899 | 31645.5157 | 382.4289 | 367.172 | 387.257 | 371.0399 | 118.5863 | 115.2865 | 124.8 | 121.8199 | 131.2377 | 116.199 | 124.3559 | 120.8262 | 131.721 | 129.0715 | 138.6892 | 135.5605 | 133.6073 | 127.5076 | 492.3059 | 985.1537 | 1029.0113 | 983.9647 | 1025.39 | 977.988 | 1021.6243 | 974.4149 | 1017.7644 | 973.7384 | 1023.5063 | 2739.668 | 4736.7446 | 4413.2665 | 4746.9651 | 4448.5801 | 4735.9539 | 4429.5822 | 4718.3117 | 4413.044 | 4653.0439 | 4339.3496 | 4649.4561 | 4349.9758 | 4538.5025 | 4233.9795 | 4509.9207 | 4206.0115 | 4480.5739 | 4177.2822 | 4450.4626 | 4147.792 | 4386.5865 | 4876.2451 | 0 | 0 | 0 | 0 | 0 | 0 | 0 | 0 | 0 | 0 | 0 | 0 | 0 | 0 | 0 | 0 | 0 | 0
|  |  |  | Distribution lock up active - P90 | 0 | flag | 7 | 0 | 0 | 0 | 0 | 0 | 0 | 0 | 0 | 0 | 1 | 1 | 1 | 1 | 1 | 1 | 1 | 0 | 0 | 0 | 0 | 0 | 0 | 0 | 0 | 0 | 0 | 0 | 0 | 0 | 0 | 0 | 0 | 0 | 0 | 0 | 0 | 0 | 0 | 0 | 0 | 0 | 0 | 0 | 0 | 0 | 0 | 0 | 0 | 0 | 0 | 0 | 0 | 0 | 0 | 0 | 0 | 0 | 0 | 0 | 0 | 0 | 0 | 0 | 0 | 0 | 0 | 0 | 0 | 0 | 0 | 0 | 0 | 0 | 0 | 0 | 0 | 0 | 0 | 0 | 0 | 0 | 0 | 0 | 0 | 0 | 0 | 0
|  |  |  | Shareholder loan repayment period flag | 0 | flag | 60 | 0 | 0 | 0 | 0 | 0 | 0 | 0 | 0 | 0 | 1 | 1 | 1 | 1 | 1 | 1 | 1 | 1 | 1 | 1 | 1 | 1 | 1 | 1 | 1 | 1 | 1 | 1 | 1 | 1 | 1 | 1 | 1 | 1 | 1 | 1 | 1 | 1 | 1 | 1 | 1 | 1 | 1 | 1 | 1 | 1 | 1 | 1 | 1 | 1 | 1 | 1 | 1 | 1 | 1 | 1 | 1 | 1 | 1 | 1 | 1 | 1 | 1 | 1 | 1 | 1 | 1 | 1 | 1 | 1 | 0 | 0 | 0 | 0 | 0 | 0 | 0 | 0 | 0 | 0 | 0 | 0 | 0 | 0 | 0 | 0 | 0 | 0
|  |  |  | Shareholder loan interest paid - P90 POS |  | USD 000s | 43416.4214 |  | 0 | 0 | 0 | 0 | 0 | 0 | 0 | 0 | 0 | 0 | 0 | 0 | 0 | 0 | 0 | 1927.8118 | 382.4289 | 367.172 | 387.257 | 371.0399 | 118.5863 | 115.2865 | 124.8 | 121.8199 | 131.2377 | 116.199 | 124.3559 | 120.8262 | 131.721 | 129.0715 | 138.6892 | 135.5605 | 133.6073 | 127.5076 | 492.3059 | 985.1537 | 1029.0113 | 983.9647 | 1025.39 | 977.988 | 1021.6243 | 974.4149 | 1017.7644 | 973.7384 | 1023.5063 | 1987.7699 | 1968.9725 | 1899.7782 | 1836.941 | 1764.1904 | 1697.0806 | 1621.1088 | 1550.897 | 1471.7116 | 1398.1783 | 1316.8066 | 1241.2431 | 1156.0377 | 1076.1893 | 989.6315 | 908.5228 | 818.4878 | 733.7997 | 640.1304 | 551.7016 | 454.2325 | 361.8936 | 261.2762 | 0 | 0 | 0 | 0 | 0 | 0 | 0 | 0 | 0 | 0 | 0 | 0 | 0 | 0 | 0 | 0 | 0 | 0
|  |  |  | Shareholder loan interest paid - P90 |  | USD 000s | -43416.4214 |  | 0 | 0 | 0 | 0 | 0 | 0 | 0 | 0 | 0 | 0 | 0 | 0 | 0 | 0 | 0 | -1927.8118 | -382.4289 | -367.172 | -387.257 | -371.0399 | -118.5863 | -115.2865 | -124.8 | -121.8199 | -131.2377 | -116.199 | -124.3559 | -120.8262 | -131.721 | -129.0715 | -138.6892 | -135.5605 | -133.6073 | -127.5076 | -492.3059 | -985.1537 | -1029.0113 | -983.9647 | -1025.39 | -977.988 | -1021.6243 | -974.4149 | -1017.7644 | -973.7384 | -1023.5063 | -1987.7699 | -1968.9725 | -1899.7782 | -1836.941 | -1764.1904 | -1697.0806 | -1621.1088 | -1550.897 | -1471.7116 | -1398.1783 | -1316.8066 | -1241.2431 | -1156.0377 | -1076.1893 | -989.6315 | -908.5228 | -818.4878 | -733.7997 | -640.1304 | -551.7016 | -454.2325 | -361.8936 | -261.2762 | 0 | 0 | 0 | 0 | 0 | 0 | 0 | 0 | 0 | 0 | 0 | 0 | 0 | 0 | 0 | 0 | 0 | 0
Shareholder loan unpaid interest - P90
|  |  |  | Shareholder loan interest expense - P90 POS | 0 | USD 000s | 87772.8794 | 0 | 0 | 0 | 0 | 0 | 0 | 0 | 0 | 0 | 1621.8011 | 1662.3461 | 1703.9048 | 1746.5024 | 1790.1649 | 1834.9191 | 1880.792 | 1927.8118 | 1184.8693 | 1204.9303 | 1225.8742 | 1246.8396 | 1268.7346 | 1297.4883 | 1327.0434 | 1357.0995 | 1387.9815 | 1419.4001 | 1451.9801 | 1485.1707 | 1519.2793 | 1553.9683 | 1589.5907 | 1625.8632 | 1663.1208 | 1701.3586 | 1740.7049 | 1771.9149 | 1791.5839 | 1810.6482 | 1831.3153 | 1851.4634 | 1873.3003 | 1894.5922 | 1917.5967 | 1940.0925 | 1964.2513 | 1987.7699 | 1968.9725 | 1899.7782 | 1836.941 | 1764.1904 | 1697.0806 | 1621.1088 | 1550.897 | 1471.7116 | 1398.1783 | 1316.8066 | 1241.2431 | 1156.0377 | 1076.1893 | 989.6315 | 908.5228 | 818.4878 | 733.7997 | 640.1304 | 551.7016 | 454.2325 | 361.8936 | 261.2762 | 0 | 0 | 0 | 0 | 0 | 0 | 0 | 0 | 0 | 0 | 0 | 0 | 0 | 0 | 0 | 0 | 0 | 0
|  |  |  | Shareholder loan interest paid - P90 POS | 0 | USD 000s | 43416.4214 | 0 | 0 | 0 | 0 | 0 | 0 | 0 | 0 | 0 | 0 | 0 | 0 | 0 | 0 | 0 | 0 | 1927.8118 | 382.4289 | 367.172 | 387.257 | 371.0399 | 118.5863 | 115.2865 | 124.8 | 121.8199 | 131.2377 | 116.199 | 124.3559 | 120.8262 | 131.721 | 129.0715 | 138.6892 | 135.5605 | 133.6073 | 127.5076 | 492.3059 | 985.1537 | 1029.0113 | 983.9647 | 1025.39 | 977.988 | 1021.6243 | 974.4149 | 1017.7644 | 973.7384 | 1023.5063 | 1987.7699 | 1968.9725 | 1899.7782 | 1836.941 | 1764.1904 | 1697.0806 | 1621.1088 | 1550.897 | 1471.7116 | 1398.1783 | 1316.8066 | 1241.2431 | 1156.0377 | 1076.1893 | 989.6315 | 908.5228 | 818.4878 | 733.7997 | 640.1304 | 551.7016 | 454.2325 | 361.8936 | 261.2762 | 0 | 0 | 0 | 0 | 0 | 0 | 0 | 0 | 0 | 0 | 0 | 0 | 0 | 0 | 0 | 0 | 0 | 0
|  |  |  | Shareholder loan unpaid interest - P90 |  | USD 000s | 44356.458 |  | 0 | 0 | 0 | 0 | 0 | 0 | 0 | 0 | 1621.8011 | 1662.3461 | 1703.9048 | 1746.5024 | 1790.1649 | 1834.9191 | 1880.792 | 0 | 802.4403 | 837.7583 | 838.6172 | 875.7997 | 1150.1483 | 1182.2019 | 1202.2434 | 1235.2796 | 1256.7437 | 1303.201 | 1327.6242 | 1364.3445 | 1387.5583 | 1424.8967 | 1450.9014 | 1490.3028 | 1529.5135 | 1573.851 | 1248.399 | 786.7612 | 762.5726 | 826.6836 | 805.9253 | 873.4754 | 851.6761 | 920.1773 | 899.8322 | 966.354 | 940.7451 | 0 | 0 | 0 | 0 | 0 | 0 | 0 | 0 | 0 | 0 | 0 | 0 | 0 | 0 | 0 | 0 | 0 | 0 | 0 | 0 | 0 | 0 | 0 | 0 | 0 | 0 | 0 | 0 | 0 | 0 | 0 | 0 | 0 | 0 | 0 | 0 | 0 | 0 | 0 | 0 | 0
Shareholder loan principal repayment - P90
|  |  |  | Cash available for shareholder loan interest - P90 | 0 | USD 000s | 352540.0537 | 0 | 0 | 0 | 0 | 0 | 0 | 0 | 0 | 0 | 27201.1746 | 27935.9995 | 28719.2722 | 29460.8448 | 30210.0114 | 30915.619 | 31288.2899 | 31645.5157 | 382.4289 | 367.172 | 387.257 | 371.0399 | 118.5863 | 115.2865 | 124.8 | 121.8199 | 131.2377 | 116.199 | 124.3559 | 120.8262 | 131.721 | 129.0715 | 138.6892 | 135.5605 | 133.6073 | 127.5076 | 492.3059 | 985.1537 | 1029.0113 | 983.9647 | 1025.39 | 977.988 | 1021.6243 | 974.4149 | 1017.7644 | 973.7384 | 1023.5063 | 2739.668 | 4736.7446 | 4413.2665 | 4746.9651 | 4448.5801 | 4735.9539 | 4429.5822 | 4718.3117 | 4413.044 | 4653.0439 | 4339.3496 | 4649.4561 | 4349.9758 | 4538.5025 | 4233.9795 | 4509.9207 | 4206.0115 | 4480.5739 | 4177.2822 | 4450.4626 | 4147.792 | 4386.5865 | 4876.2451 | 0 | 0 | 0 | 0 | 0 | 0 | 0 | 0 | 0 | 0 | 0 | 0 | 0 | 0 | 0 | 0 | 0 | 0
|  |  |  | Shareholder loan interest paid - P90 POS | 0 | USD 000s | 43416.4214 | 0 | 0 | 0 | 0 | 0 | 0 | 0 | 0 | 0 | 0 | 0 | 0 | 0 | 0 | 0 | 0 | 1927.8118 | 382.4289 | 367.172 | 387.257 | 371.0399 | 118.5863 | 115.2865 | 124.8 | 121.8199 | 131.2377 | 116.199 | 124.3559 | 120.8262 | 131.721 | 129.0715 | 138.6892 | 135.5605 | 133.6073 | 127.5076 | 492.3059 | 985.1537 | 1029.0113 | 983.9647 | 1025.39 | 977.988 | 1021.6243 | 974.4149 | 1017.7644 | 973.7384 | 1023.5063 | 1987.7699 | 1968.9725 | 1899.7782 | 1836.941 | 1764.1904 | 1697.0806 | 1621.1088 | 1550.897 | 1471.7116 | 1398.1783 | 1316.8066 | 1241.2431 | 1156.0377 | 1076.1893 | 989.6315 | 908.5228 | 818.4878 | 733.7997 | 640.1304 | 551.7016 | 454.2325 | 361.8936 | 261.2762 | 0 | 0 | 0 | 0 | 0 | 0 | 0 | 0 | 0 | 0 | 0 | 0 | 0 | 0 | 0 | 0 | 0 | 0
|  |  |  | Cash available for shareholder loan principal - P90 |  | USD 000s | 309123.6323 |  | 0 | 0 | 0 | 0 | 0 | 0 | 0 | 0 | 27201.1746 | 27935.9995 | 28719.2722 | 29460.8448 | 30210.0114 | 30915.619 | 31288.2899 | 29717.7038 | 0 | 0 | 0 | 0 | 0 | 0 | 0 | 0 | 0 | 0 | 0 | 0 | 0 | 0 | 0 | 0 | 0 | 0 | 0 | 0 | 0 | 0 | 0 | 0 | 0 | 0 | 0 | 0 | 0 | 751.8981 | 2767.7721 | 2513.4883 | 2910.0241 | 2684.3897 | 3038.8733 | 2808.4734 | 3167.4147 | 2941.3324 | 3254.8656 | 3022.543 | 3408.2131 | 3193.938 | 3462.3132 | 3244.348 | 3601.398 | 3387.5236 | 3746.7742 | 3537.1519 | 3898.761 | 3693.5595 | 4024.6929 | 4614.9688 | 0 | 0 | 0 | 0 | 0 | 0 | 0 | 0 | 0 | 0 | 0 | 0 | 0 | 0 | 0 | 0 | 0 | 0
|  |  |  | Shareholder loan balance - P90 BEG | 0 | USD 000s | 0 | 0 | 0 | 0 | 0 | 0 | 58710.8486 | 60193.9944 | 61714.6071 | 63273.6333 | 64872.0435 | 66493.8446 | 68156.1907 | 69860.0955 | 71606.5979 | 73396.7628 | 75231.6819 | 77112.4739 | 47394.7701 | 48197.2104 | 49034.9687 | 49873.5859 | 50749.3856 | 51899.5339 | 53081.7358 | 54283.9792 | 55519.2588 | 56776.0025 | 58079.2036 | 59406.8277 | 60771.1723 | 62158.7306 | 63583.6273 | 65034.5287 | 66524.8315 | 68054.345 | 69628.1959 | 70876.5949 | 71663.3561 | 72425.9287 | 73252.6122 | 74058.5375 | 74932.013 | 75783.689 | 76703.8663 | 77603.6986 | 78570.0526 | 79510.7976 | 78758.8996 | 75991.1275 | 73477.6391 | 70567.615 | 67883.2252 | 64844.352 | 62035.8785 | 58868.4638 | 55927.1314 | 52672.2658 | 49649.7228 | 46241.5098 | 43047.5717 | 39585.2585 | 36340.9105 | 32739.5125 | 29351.9889 | 25605.2147 | 22068.0628 | 18169.3018 | 14475.7423 | 10451.0494 | 5836.0806 | 5836.0806 | 5836.0806 | 5836.0806 | 5836.0806 | 5836.0806 | 5836.0806 | 5836.0806 | 5836.0806 | 5836.0806 | 5836.0806 | 5836.0806 | 5836.0806 | 5836.0806 | 5836.0806 | 5836.0806 | 5836.0806 | 5836.0806
|  |  |  | Cash available for shareholder loan principal - P90 | 0 | USD 000s | 309123.6323 | 0 | 0 | 0 | 0 | 0 | 0 | 0 | 0 | 0 | 27201.1746 | 27935.9995 | 28719.2722 | 29460.8448 | 30210.0114 | 30915.619 | 31288.2899 | 29717.7038 | 0 | 0 | 0 | 0 | 0 | 0 | 0 | 0 | 0 | 0 | 0 | 0 | 0 | 0 | 0 | 0 | 0 | 0 | 0 | 0 | 0 | 0 | 0 | 0 | 0 | 0 | 0 | 0 | 0 | 751.8981 | 2767.7721 | 2513.4883 | 2910.0241 | 2684.3897 | 3038.8733 | 2808.4734 | 3167.4147 | 2941.3324 | 3254.8656 | 3022.543 | 3408.2131 | 3193.938 | 3462.3132 | 3244.348 | 3601.398 | 3387.5236 | 3746.7742 | 3537.1519 | 3898.761 | 3693.5595 | 4024.6929 | 4614.9688 | 0 | 0 | 0 | 0 | 0 | 0 | 0 | 0 | 0 | 0 | 0 | 0 | 0 | 0 | 0 | 0 | 0 | 0
|  |  |  | Distribution lock up active - P90 | 0 | flag | 7 | 0 | 0 | 0 | 0 | 0 | 0 | 0 | 0 | 0 | 1 | 1 | 1 | 1 | 1 | 1 | 1 | 0 | 0 | 0 | 0 | 0 | 0 | 0 | 0 | 0 | 0 | 0 | 0 | 0 | 0 | 0 | 0 | 0 | 0 | 0 | 0 | 0 | 0 | 0 | 0 | 0 | 0 | 0 | 0 | 0 | 0 | 0 | 0 | 0 | 0 | 0 | 0 | 0 | 0 | 0 | 0 | 0 | 0 | 0 | 0 | 0 | 0 | 0 | 0 | 0 | 0 | 0 | 0 | 0 | 0 | 0 | 0 | 0 | 0 | 0 | 0 | 0 | 0 | 0 | 0 | 0 | 0 | 0 | 0 | 0 | 0 | 0
|  |  |  | Shareholder loan repayment period flag | 0 | flag | 60 | 0 | 0 | 0 | 0 | 0 | 0 | 0 | 0 | 0 | 1 | 1 | 1 | 1 | 1 | 1 | 1 | 1 | 1 | 1 | 1 | 1 | 1 | 1 | 1 | 1 | 1 | 1 | 1 | 1 | 1 | 1 | 1 | 1 | 1 | 1 | 1 | 1 | 1 | 1 | 1 | 1 | 1 | 1 | 1 | 1 | 1 | 1 | 1 | 1 | 1 | 1 | 1 | 1 | 1 | 1 | 1 | 1 | 1 | 1 | 1 | 1 | 1 | 1 | 1 | 1 | 1 | 1 | 1 | 1 | 0 | 0 | 0 | 0 | 0 | 0 | 0 | 0 | 0 | 0 | 0 | 0 | 0 | 0 | 0 | 0 | 0 | 0
|  |  |  | Shareholder loan principal repayment - P90 POS |  | USD 000s | 103392.4209 |  | 0 | 0 | 0 | 0 | 0 | 0 | 0 | 0 | 0 | 0 | 0 | 0 | 0 | 0 | 0 | 29717.7038 | 0 | 0 | 0 | 0 | 0 | 0 | 0 | 0 | 0 | 0 | 0 | 0 | 0 | 0 | 0 | 0 | 0 | 0 | 0 | 0 | 0 | 0 | 0 | 0 | 0 | 0 | 0 | 0 | 0 | 751.8981 | 2767.7721 | 2513.4883 | 2910.0241 | 2684.3897 | 3038.8733 | 2808.4734 | 3167.4147 | 2941.3324 | 3254.8656 | 3022.543 | 3408.2131 | 3193.938 | 3462.3132 | 3244.348 | 3601.398 | 3387.5236 | 3746.7742 | 3537.1519 | 3898.761 | 3693.5595 | 4024.6929 | 4614.9688 | 0 | 0 | 0 | 0 | 0 | 0 | 0 | 0 | 0 | 0 | 0 | 0 | 0 | 0 | 0 | 0 | 0 | 0
|  |  |  | Shareholder loan principal repayment - P90 |  | USD 000s | -103392.4209 |  | 0 | 0 | 0 | 0 | 0 | 0 | 0 | 0 | 0 | 0 | 0 | 0 | 0 | 0 | 0 | -29717.7038 | 0 | 0 | 0 | 0 | 0 | 0 | 0 | 0 | 0 | 0 | 0 | 0 | 0 | 0 | 0 | 0 | 0 | 0 | 0 | 0 | 0 | 0 | 0 | 0 | 0 | 0 | 0 | 0 | 0 | -751.8981 | -2767.7721 | -2513.4883 | -2910.0241 | -2684.3897 | -3038.8733 | -2808.4734 | -3167.4147 | -2941.3324 | -3254.8656 | -3022.543 | -3408.2131 | -3193.938 | -3462.3132 | -3244.348 | -3601.398 | -3387.5236 | -3746.7742 | -3537.1519 | -3898.761 | -3693.5595 | -4024.6929 | -4614.9688 | 0 | 0 | 0 | 0 | 0 | 0 | 0 | 0 | 0 | 0 | 0 | 0 | 0 | 0 | 0 | 0 | 0 | 0
Shareholder loan balance - P90
|  |  |  | Shareholder loan balance - P90 BEG |  | USD 000s |  |  | 0 | 0 | 0 | 0 | 58710.8486 | 60193.9944 | 61714.6071 | 63273.6333 | 64872.0435 | 66493.8446 | 68156.1907 | 69860.0955 | 71606.5979 | 73396.7628 | 75231.6819 | 77112.4739 | 47394.7701 | 48197.2104 | 49034.9687 | 49873.5859 | 50749.3856 | 51899.5339 | 53081.7358 | 54283.9792 | 55519.2588 | 56776.0025 | 58079.2036 | 59406.8277 | 60771.1723 | 62158.7306 | 63583.6273 | 65034.5287 | 66524.8315 | 68054.345 | 69628.1959 | 70876.5949 | 71663.3561 | 72425.9287 | 73252.6122 | 74058.5375 | 74932.013 | 75783.689 | 76703.8663 | 77603.6986 | 78570.0526 | 79510.7976 | 78758.8996 | 75991.1275 | 73477.6391 | 70567.615 | 67883.2252 | 64844.352 | 62035.8785 | 58868.4638 | 55927.1314 | 52672.2658 | 49649.7228 | 46241.5098 | 43047.5717 | 39585.2585 | 36340.9105 | 32739.5125 | 29351.9889 | 25605.2147 | 22068.0628 | 18169.3018 | 14475.7423 | 10451.0494 | 5836.0806 | 5836.0806 | 5836.0806 | 5836.0806 | 5836.0806 | 5836.0806 | 5836.0806 | 5836.0806 | 5836.0806 | 5836.0806 | 5836.0806 | 5836.0806 | 5836.0806 | 5836.0806 | 5836.0806 | 5836.0806 | 5836.0806 | 5836.0806
|  |  |  | Shareholder loan drawdown - s.a. | 0 | USD 000s | 58134.1987 | 0 | 0 | 0 | 0 | 58134.1987 | 0 | 0 | 0 | 0 | 0 | 0 | 0 | 0 | 0 | 0 | 0 | 0 | 0 | 0 | 0 | 0 | 0 | 0 | 0 | 0 | 0 | 0 | 0 | 0 | 0 | 0 | 0 | 0 | 0 | 0 | 0 | 0 | 0 | 0 | 0 | 0 | 0 | 0 | 0 | 0 | 0 | 0 | 0 | 0 | 0 | 0 | 0 | 0 | 0 | 0 | 0 | 0 | 0 | 0 | 0 | 0 | 0 | 0 | 0 | 0 | 0 | 0 | 0 | 0 | 0 | 0 | 0 | 0 | 0 | 0 | 0 | 0 | 0 | 0 | 0 | 0 | 0 | 0 | 0 | 0 | 0 | 0
|  |  | Plus: | SHL interest and fee rolled up during construction s.a. | 0 | USD 000s | 6737.8448 | 0 | 0 | 0 | 0 | 576.6499 | 1483.1457 | 1520.6127 | 1559.0263 | 1598.4102 | 0 | 0 | 0 | 0 | 0 | 0 | 0 | 0 | 0 | 0 | 0 | 0 | 0 | 0 | 0 | 0 | 0 | 0 | 0 | 0 | 0 | 0 | 0 | 0 | 0 | 0 | 0 | 0 | 0 | 0 | 0 | 0 | 0 | 0 | 0 | 0 | 0 | 0 | 0 | 0 | 0 | 0 | 0 | 0 | 0 | 0 | 0 | 0 | 0 | 0 | 0 | 0 | 0 | 0 | 0 | 0 | 0 | 0 | 0 | 0 | 0 | 0 | 0 | 0 | 0 | 0 | 0 | 0 | 0 | 0 | 0 | 0 | 0 | 0 | 0 | 0 | 0 | 0
|  |  | Plus: | Repayment of equity bridge from shareholder loan | 0 | USD 000s | 0 | 0 | 0 | 0 | 0 | 0 | 0 | 0 | 0 | 0 | 0 | 0 | 0 | 0 | 0 | 0 | 0 | 0 | 0 | 0 | 0 | 0 | 0 | 0 | 0 | 0 | 0 | 0 | 0 | 0 | 0 | 0 | 0 | 0 | 0 | 0 | 0 | 0 | 0 | 0 | 0 | 0 | 0 | 0 | 0 | 0 | 0 | 0 | 0 | 0 | 0 | 0 | 0 | 0 | 0 | 0 | 0 | 0 | 0 | 0 | 0 | 0 | 0 | 0 | 0 | 0 | 0 | 0 | 0 | 0 | 0 | 0 | 0 | 0 | 0 | 0 | 0 | 0 | 0 | 0 | 0 | 0 | 0 | 0 | 0 | 0 | 0 | 0
|  |  | Plus: | Shareholder loan drawdown to meet cash shortfall - P90 | 0 | USD 000s | 0 | 0 | 0 | 0 | 0 | 0 | 0 | 0 | 0 | 0 | 0 | 0 | 0 | 0 | 0 | 0 | 0 | 0 | 0 | 0 | 0 | 0 | 0 | 0 | 0 | 0 | 0 | 0 | 0 | 0 | 0 | 0 | 0 | 0 | 0 | 0 | 0 | 0 | 0 | 0 | 0 | 0 | 0 | 0 | 0 | 0 | 0 | 0 | 0 | 0 | 0 | 0 | 0 | 0 | 0 | 0 | 0 | 0 | 0 | 0 | 0 | 0 | 0 | 0 | 0 | 0 | 0 | 0 | 0 | 0 | 0 | 0 | 0 | 0 | 0 | 0 | 0 | 0 | 0 | 0 | 0 | 0 | 0 | 0 | 0 | 0 | 0 | 0
|  |  | Plus: | Shareholder loan unpaid interest - P90 | 0 | USD 000s | 44356.458 | 0 | 0 | 0 | 0 | 0 | 0 | 0 | 0 | 0 | 1621.8011 | 1662.3461 | 1703.9048 | 1746.5024 | 1790.1649 | 1834.9191 | 1880.792 | 0 | 802.4403 | 837.7583 | 838.6172 | 875.7997 | 1150.1483 | 1182.2019 | 1202.2434 | 1235.2796 | 1256.7437 | 1303.201 | 1327.6242 | 1364.3445 | 1387.5583 | 1424.8967 | 1450.9014 | 1490.3028 | 1529.5135 | 1573.851 | 1248.399 | 786.7612 | 762.5726 | 826.6836 | 805.9253 | 873.4754 | 851.6761 | 920.1773 | 899.8322 | 966.354 | 940.7451 | 0 | 0 | 0 | 0 | 0 | 0 | 0 | 0 | 0 | 0 | 0 | 0 | 0 | 0 | 0 | 0 | 0 | 0 | 0 | 0 | 0 | 0 | 0 | 0 | 0 | 0 | 0 | 0 | 0 | 0 | 0 | 0 | 0 | 0 | 0 | 0 | 0 | 0 | 0 | 0 | 0
|  |  | Less: | Shareholder loan principal repayment - P90 POS | 0 | USD 000s | 103392.4209 | 0 | 0 | 0 | 0 | 0 | 0 | 0 | 0 | 0 | 0 | 0 | 0 | 0 | 0 | 0 | 0 | 29717.7038 | 0 | 0 | 0 | 0 | 0 | 0 | 0 | 0 | 0 | 0 | 0 | 0 | 0 | 0 | 0 | 0 | 0 | 0 | 0 | 0 | 0 | 0 | 0 | 0 | 0 | 0 | 0 | 0 | 0 | 751.8981 | 2767.7721 | 2513.4883 | 2910.0241 | 2684.3897 | 3038.8733 | 2808.4734 | 3167.4147 | 2941.3324 | 3254.8656 | 3022.543 | 3408.2131 | 3193.938 | 3462.3132 | 3244.348 | 3601.398 | 3387.5236 | 3746.7742 | 3537.1519 | 3898.761 | 3693.5595 | 4024.6929 | 4614.9688 | 0 | 0 | 0 | 0 | 0 | 0 | 0 | 0 | 0 | 0 | 0 | 0 | 0 | 0 | 0 | 0 | 0 | 0
|  |  |  | Shareholder loan - P90 balance |  | USD 000s |  |  | 0 | 0 | 0 | 58710.8486 | 60193.9944 | 61714.6071 | 63273.6333 | 64872.0435 | 66493.8446 | 68156.1907 | 69860.0955 | 71606.5979 | 73396.7628 | 75231.6819 | 77112.4739 | 47394.7701 | 48197.2104 | 49034.9687 | 49873.5859 | 50749.3856 | 51899.5339 | 53081.7358 | 54283.9792 | 55519.2588 | 56776.0025 | 58079.2036 | 59406.8277 | 60771.1723 | 62158.7306 | 63583.6273 | 65034.5287 | 66524.8315 | 68054.345 | 69628.1959 | 70876.5949 | 71663.3561 | 72425.9287 | 73252.6122 | 74058.5375 | 74932.013 | 75783.689 | 76703.8663 | 77603.6986 | 78570.0526 | 79510.7976 | 78758.8996 | 75991.1275 | 73477.6391 | 70567.615 | 67883.2252 | 64844.352 | 62035.8785 | 58868.4638 | 55927.1314 | 52672.2658 | 49649.7228 | 46241.5098 | 43047.5717 | 39585.2585 | 36340.9105 | 32739.5125 | 29351.9889 | 25605.2147 | 22068.0628 | 18169.3018 | 14475.7423 | 10451.0494 | 5836.0806 | 5836.0806 | 5836.0806 | 5836.0806 | 5836.0806 | 5836.0806 | 5836.0806 | 5836.0806 | 5836.0806 | 5836.0806 | 5836.0806 | 5836.0806 | 5836.0806 | 5836.0806 | 5836.0806 | 5836.0806 | 5836.0806 | 5836.0806 | 5836.0806
DEBT PROFILE FOR SWAP RATES
|  |  |  | Units in a thousand | 1000 | units in thousand
|  |  |  | % of ADB hedged during operations duration 1 | 77% | %
|  |  |  | ADB Loan balance BEG | 0 | USD 000s | 0 | 0 | 0 | 0 | 0 | 0 | 0 | 0 | 0 | 0 | 26505.2054 | 26367.2195 | 25879.8019 | 25321.2286 | 24793.3077 | 24265.2614 | 23775.7679 | 23130.0577 | 22519.3857 | 21844.318 | 21202.5578 | 20515.5119 | 19866.3078 | 19085.7831 | 18344.4535 | 17521.1692 | 16729.7233 | 15862.9268 | 15183.986 | 14446.587 | 13748.0518 | 12958.942 | 12203.2391 | 11370.301 | 10571.2724 | 9846.284 | 9188.1392 | 8382.4972 | 7709.7361 | 6971.1026 | 6260.8995 | 5480.4817 | 4725.7372 | 3899.5083 | 3098.4945 | 2224.2399 | 1374.5355 | 450.7179 | 0.00032639 | 0.00032639 | 0.00032639 | 0.00032639 | 0.00032639 | 0.00032639 | 0.00032639 | 0.00032639 | 0.00032639 | 0.00032639 | 0.00032639 | 0.00032639 | 0.00032639 | 0.00032639 | 0.00032639 | 0.00032639 | 0.00032639 | 0.00032639 | 0.00032639 | 0.00032639 | 0.00032639 | 0.00032639 | 0.00032639 | 0.00032639 | 0.00032639 | 0.00032639 | 0.00032639 | 0.00032639 | 0.00032639 | 0.00032639 | 0.00032639 | 0.00032639 | 0.00032639 | 0.00032639 | 0.00032639 | 0.00032639 | 0.00032639 | 0.00032639 | 0.00032639 | 0.00032639
|  |  |  | ADB Loan debt service period flag | 0 | flag | 38 | 0 | 0 | 0 | 0 | 0 | 0 | 0 | 0 | 0 | 1 | 1 | 1 | 1 | 1 | 1 | 1 | 1 | 1 | 1 | 1 | 1 | 1 | 1 | 1 | 1 | 1 | 1 | 1 | 1 | 1 | 1 | 1 | 1 | 1 | 1 | 1 | 1 | 1 | 1 | 1 | 1 | 1 | 1 | 1 | 1 | 1 | 1 | 0 | 0 | 0 | 0 | 0 | 0 | 0 | 0 | 0 | 0 | 0 | 0 | 0 | 0 | 0 | 0 | 0 | 0 | 0 | 0 | 0 | 0 | 0 | 0 | 0 | 0 | 0 | 0 | 0 | 0 | 0 | 0 | 0 | 0 | 0 | 0 | 0 | 0 | 0 | 0 | 0 | 0 | 0 | 0
|  |  |  | ADB notional profile - ops - calculated |  | USD | calculated profile |  | 0 | 0 | 0 | 0 | 0 | 0 | 0 | 0 | 20409008.1901 | 20302759.0026 | 19927447.4726 | 19497346.0201 | 19090846.9572 | 18684251.2945 | 18307341.2778 | 17810144.4534 | 17339926.9567 | 16820124.8826 | 16325969.538 | 15796944.1428 | 15297056.9696 | 14696053.0251 | 14125229.2086 | 13491300.3071 | 12881886.9504 | 12214453.6641 | 11691669.2024 | 11123871.9989 | 10585999.8711 | 9978385.3109 | 9396494.1452 | 8755131.7664 | 8139879.7837 | 7581638.655 | 7074867.1777 | 6454522.823 | 5936496.7848 | 5367748.9849 | 4820892.6328 | 4219970.9394 | 3638817.6391 | 3002621.4012 | 2385840.7707 | 1712664.7171 | 1058392.3547 | 347052.7541 | 0 | 0 | 0 | 0 | 0 | 0 | 0 | 0 | 0 | 0 | 0 | 0 | 0 | 0 | 0 | 0 | 0 | 0 | 0 | 0 | 0 | 0 | 0 | 0 | 0 | 0 | 0 | 0 | 0 | 0 | 0 | 0 | 0 | 0 | 0 | 0 | 0 | 0 | 0 | 0 | 0 | 0 | 0 | 0
|  |  |  | Units in a thousand | 1000 | units in thousand
|  |  |  | % of EBRD hedged during operations duration 1 | 77% | %
|  |  |  | EBRD Loan balance BEG | 0 | USD 000s | 0 | 0 | 0 | 0 | 0 | 0 | 0 | 0 | 0 | 0 | 34798.3079 | 34617.1481 | 33977.2245 | 33243.8815 | 32550.7817 | 31857.5172 | 31214.8681 | 30367.1244 | 29565.3817 | 28679.095 | 27836.5372 | 26934.5243 | 26082.1934 | 25057.4537 | 24084.1726 | 23003.2943 | 21964.2162 | 20826.2114 | 19934.8396 | 18966.719 | 18049.622 | 17013.6109 | 16021.4594 | 14927.9067 | 13878.8735 | 12927.0464 | 12062.9775 | 11005.2615 | 10122.003 | 9152.2616 | 8219.8461 | 7195.2467 | 6204.3533 | 5119.6091 | 4067.9694 | 2920.173 | 1804.6082 | 591.7411 | 0.00042852 | 0.00042852 | 0.00042852 | 0.00042852 | 0.00042852 | 0.00042852 | 0.00042852 | 0.00042852 | 0.00042852 | 0.00042852 | 0.00042852 | 0.00042852 | 0.00042852 | 0.00042852 | 0.00042852 | 0.00042852 | 0.00042852 | 0.00042852 | 0.00042852 | 0.00042852 | 0.00042852 | 0.00042852 | 0.00042852 | 0.00042852 | 0.00042852 | 0.00042852 | 0.00042852 | 0.00042852 | 0.00042852 | 0.00042852 | 0.00042852 | 0.00042852 | 0.00042852 | 0.00042852 | 0.00042852 | 0.00042852 | 0.00042852 | 0.00042852 | 0.00042852 | 0.00042852
|  |  |  | EBRD debt service period flag | 0 | flag | 38 | 0 | 0 | 0 | 0 | 0 | 0 | 0 | 0 | 0 | 1 | 1 | 1 | 1 | 1 | 1 | 1 | 1 | 1 | 1 | 1 | 1 | 1 | 1 | 1 | 1 | 1 | 1 | 1 | 1 | 1 | 1 | 1 | 1 | 1 | 1 | 1 | 1 | 1 | 1 | 1 | 1 | 1 | 1 | 1 | 1 | 1 | 1 | 0 | 0 | 0 | 0 | 0 | 0 | 0 | 0 | 0 | 0 | 0 | 0 | 0 | 0 | 0 | 0 | 0 | 0 | 0 | 0 | 0 | 0 | 0 | 0 | 0 | 0 | 0 | 0 | 0 | 0 | 0 | 0 | 0 | 0 | 0 | 0 | 0 | 0 | 0 | 0 | 0 | 0 | 0 | 0
|  |  |  | EBRD notional profile - ops - calculated |  | USD | calculated profile |  | 0 | 0 | 0 | 0 | 0 | 0 | 0 | 0 | 26794697.0952 | 26655204.0455 | 26162462.8662 | 25597788.7756 | 25064101.9272 | 24530288.2544 | 24035448.4445 | 23382685.7928 | 22765343.9172 | 22082903.1541 | 21434133.618 | 20739583.6875 | 20083288.915 | 19294239.369 | 18544812.8846 | 17712536.6301 | 16912446.4861 | 16036182.8006 | 15349826.5029 | 14604373.6159 | 13898208.9357 | 13100480.4063 | 12336523.7562 | 11494488.1948 | 10686732.6019 | 9953825.7496 | 9288492.6719 | 8474051.3761 | 7793942.3451 | 7047241.4335 | 6329281.4929 | 5540339.9332 | 4777352.0161 | 3942099.0079 | 3132336.4748 | 2248533.1915 | 1389548.2959 | 455640.6335 | 0 | 0 | 0 | 0 | 0 | 0 | 0 | 0 | 0 | 0 | 0 | 0 | 0 | 0 | 0 | 0 | 0 | 0 | 0 | 0 | 0 | 0 | 0 | 0 | 0 | 0 | 0 | 0 | 0 | 0 | 0 | 0 | 0 | 0 | 0 | 0 | 0 | 0 | 0 | 0 | 0 | 0 | 0 | 0
|  |  |  | Units in a thousand | 1000 | units in thousand
|  |  |  | % of AIIB hedged during operations duration 1 | 77% | %
|  |  |  | AIIB balance BEG | 0 | USD 000s | 0 | 0 | 0 | 0 | 0 | 0 | 0 | 0 | 0 | 0 | 20431.0959 | 20324.7317 | 19949.014 | 19518.447 | 19111.508 | 18704.4723 | 18327.1544 | 17829.4195 | 17358.6931 | 16838.3285 | 16343.6383 | 15814.0404 | 15313.6122 | 14711.9578 | 14140.5163 | 13505.9013 | 12895.8284 | 12227.6728 | 11704.3225 | 11135.9108 | 10597.4566 | 9989.1844 | 9406.6635 | 8764.607 | 8148.6892 | 7589.8439 | 7082.524 | 6461.5082 | 5942.9216 | 5373.5582 | 4826.11 | 4224.538 | 3642.7558 | 3005.871 | 2388.4228 | 1714.5183 | 1059.5378 | 347.4284 | 0.00025159 | 0.00025159 | 0.00025159 | 0.00025159 | 0.00025159 | 0.00025159 | 0.00025159 | 0.00025159 | 0.00025159 | 0.00025159 | 0.00025159 | 0.00025159 | 0.00025159 | 0.00025159 | 0.00025159 | 0.00025159 | 0.00025159 | 0.00025159 | 0.00025159 | 0.00025159 | 0.00025159 | 0.00025159 | 0.00025159 | 0.00025159 | 0.00025159 | 0.00025159 | 0.00025159 | 0.00025159 | 0.00025159 | 0.00025159 | 0.00025159 | 0.00025159 | 0.00025159 | 0.00025159 | 0.00025159 | 0.00025159 | 0.00025159 | 0.00025159 | 0.00025159 | 0.00025159
|  |  |  | AIIB debt service period flag | 0 | flag | 38 | 0 | 0 | 0 | 0 | 0 | 0 | 0 | 0 | 0 | 1 | 1 | 1 | 1 | 1 | 1 | 1 | 1 | 1 | 1 | 1 | 1 | 1 | 1 | 1 | 1 | 1 | 1 | 1 | 1 | 1 | 1 | 1 | 1 | 1 | 1 | 1 | 1 | 1 | 1 | 1 | 1 | 1 | 1 | 1 | 1 | 1 | 1 | 0 | 0 | 0 | 0 | 0 | 0 | 0 | 0 | 0 | 0 | 0 | 0 | 0 | 0 | 0 | 0 | 0 | 0 | 0 | 0 | 0 | 0 | 0 | 0 | 0 | 0 | 0 | 0 | 0 | 0 | 0 | 0 | 0 | 0 | 0 | 0 | 0 | 0 | 0 | 0 | 0 | 0 | 0 | 0
|  |  |  | AIIB notional profile - ops - calculated |  | USD | calculated profile |  | 0 | 0 | 0 | 0 | 0 | 0 | 0 | 0 | 15731943.8132 | 15650043.3978 | 15360740.7601 | 15029204.2238 | 14715861.1962 | 14402443.7062 | 14111908.9016 | 13728653.0162 | 13366193.6958 | 12965512.9303 | 12584601.5189 | 12176811.1101 | 11791481.4141 | 11328207.5402 | 10888197.5149 | 10399543.9867 | 9929787.8576 | 9415308.0328 | 9012328.3435 | 8574651.3325 | 8160041.5673 | 7691672.0105 | 7243130.9036 | 6748747.4032 | 6274490.6666 | 5844179.7965 | 5453543.4494 | 4975361.3427 | 4576049.6049 | 4137639.8425 | 3716104.7378 | 3252894.2658 | 2804921.9301 | 2314520.6635 | 1839085.5941 | 1320179.0528 | 815844.1067 | 267519.8313 | 0 | 0 | 0 | 0 | 0 | 0 | 0 | 0 | 0 | 0 | 0 | 0 | 0 | 0 | 0 | 0 | 0 | 0 | 0 | 0 | 0 | 0 | 0 | 0 | 0 | 0 | 0 | 0 | 0 | 0 | 0 | 0 | 0 | 0 | 0 | 0 | 0 | 0 | 0 | 0 | 0 | 0 | 0 | 0
|  |  |  | Units in a thousand | 1000 | units in thousand
|  |  |  | % of EIBhedged during operations duration 1 | 77% | %
|  |  |  | EIB balance BEG | 0 | USD 000s | 0 | 0 | 0 | 0 | 0 | 0 | 0 | 0 | 0 | 0 | 20431.0959 | 20283.992 | 19912.146 | 19491.2655 | 19084.6866 | 18680.1509 | 18300.1326 | 17804.7253 | 17328.7516 | 16808.9186 | 16310.5248 | 15781.5539 | 15276.2573 | 14676.0439 | 14100.0011 | 13466.1858 | 12852.0925 | 12186.4646 | 11658.4223 | 11092.5329 | 10549.0315 | 9942.1061 | 9356.5711 | 8717.2318 | 8097.783 | 7539.7977 | 7027.5438 | 6409.2348 | 5888.2418 | 5322.3005 | 4774.7471 | 4178.1591 | 3597.916 | 2968.6383 | 2353.6623 | 1689.6516 | 1039.9428 | 339.1562 | 2.1728e-05 | 2.1728e-05 | 2.1728e-05 | 2.1728e-05 | 2.1728e-05 | 2.1728e-05 | 2.1728e-05 | 2.1728e-05 | 2.1728e-05 | 2.1728e-05 | 2.1728e-05 | 2.1728e-05 | 2.1728e-05 | 2.1728e-05 | 2.1728e-05 | 2.1728e-05 | 2.1728e-05 | 2.1728e-05 | 2.1728e-05 | 2.1728e-05 | 2.1728e-05 | 2.1728e-05 | 2.1728e-05 | 2.1728e-05 | 2.1728e-05 | 2.1728e-05 | 2.1728e-05 | 2.1728e-05 | 2.1728e-05 | 2.1728e-05 | 2.1728e-05 | 2.1728e-05 | 2.1728e-05 | 2.1728e-05 | 2.1728e-05 | 2.1728e-05 | 2.1728e-05 | 2.1728e-05 | 2.1728e-05 | 2.1728e-05
|  |  |  | EIB debt service period flag | 0 | flag | 38 | 0 | 0 | 0 | 0 | 0 | 0 | 0 | 0 | 0 | 1 | 1 | 1 | 1 | 1 | 1 | 1 | 1 | 1 | 1 | 1 | 1 | 1 | 1 | 1 | 1 | 1 | 1 | 1 | 1 | 1 | 1 | 1 | 1 | 1 | 1 | 1 | 1 | 1 | 1 | 1 | 1 | 1 | 1 | 1 | 1 | 1 | 1 | 0 | 0 | 0 | 0 | 0 | 0 | 0 | 0 | 0 | 0 | 0 | 0 | 0 | 0 | 0 | 0 | 0 | 0 | 0 | 0 | 0 | 0 | 0 | 0 | 0 | 0 | 0 | 0 | 0 | 0 | 0 | 0 | 0 | 0 | 0 | 0 | 0 | 0 | 0 | 0 | 0 | 0 | 0 | 0
|  |  |  | EIB notional profile - ops - calculated |  | USD | calculated profile |  | 0 | 0 | 0 | 0 | 0 | 0 | 0 | 0 | 15731943.8132 | 15618673.8177 | 15332352.4403 | 15008274.3978 | 14695208.7159 | 14383716.2284 | 14091102.0735 | 13709638.455 | 13343138.6992 | 12942867.3556 | 12559104.0955 | 12151796.5329 | 11762718.0913 | 11300553.7764 | 10857000.8161 | 10368963.039 | 9896111.2432 | 9383577.7431 | 8976985.1504 | 8541250.3061 | 8122754.2205 | 7655421.67 | 7204559.7161 | 6712268.4747 | 6235292.8954 | 5805644.2419 | 5411208.7153 | 4935110.7909 | 4533946.2237 | 4098171.3801 | 3676555.2859 | 3217182.5265 | 2770395.3222 | 2285851.4528 | 1812319.944 | 1301031.7701 | 800755.9568 | 261150.284 | 0 | 0 | 0 | 0 | 0 | 0 | 0 | 0 | 0 | 0 | 0 | 0 | 0 | 0 | 0 | 0 | 0 | 0 | 0 | 0 | 0 | 0 | 0 | 0 | 0 | 0 | 0 | 0 | 0 | 0 | 0 | 0 | 0 | 0 | 0 | 0 | 0 | 0 | 0 | 0 | 0 | 0 | 0 | 0
|  |  |  | ADB Loan balance BEG | 0 | USD 000s | 0 | 0 | 0 | 0 | 0 | 0 | 0 | 0 | 0 | 0 | 26505.2054 | 26367.2195 | 25879.8019 | 25321.2286 | 24793.3077 | 24265.2614 | 23775.7679 | 23130.0577 | 22519.3857 | 21844.318 | 21202.5578 | 20515.5119 | 19866.3078 | 19085.7831 | 18344.4535 | 17521.1692 | 16729.7233 | 15862.9268 | 15183.986 | 14446.587 | 13748.0518 | 12958.942 | 12203.2391 | 11370.301 | 10571.2724 | 9846.284 | 9188.1392 | 8382.4972 | 7709.7361 | 6971.1026 | 6260.8995 | 5480.4817 | 4725.7372 | 3899.5083 | 3098.4945 | 2224.2399 | 1374.5355 | 450.7179 | 0.00032639 | 0.00032639 | 0.00032639 | 0.00032639 | 0.00032639 | 0.00032639 | 0.00032639 | 0.00032639 | 0.00032639 | 0.00032639 | 0.00032639 | 0.00032639 | 0.00032639 | 0.00032639 | 0.00032639 | 0.00032639 | 0.00032639 | 0.00032639 | 0.00032639 | 0.00032639 | 0.00032639 | 0.00032639 | 0.00032639 | 0.00032639 | 0.00032639 | 0.00032639 | 0.00032639 | 0.00032639 | 0.00032639 | 0.00032639 | 0.00032639 | 0.00032639 | 0.00032639 | 0.00032639 | 0.00032639 | 0.00032639 | 0.00032639 | 0.00032639 | 0.00032639 | 0.00032639
|  |  |  | Senior debt hedged profile during operations - ADB | 0 | USD | 0 | 0 | 0 | 0 | 0 | 0 | 0 | 0 | 0 | 0 | 20636035.8659 | 20636035.8659 | 20253417.6471 | 19696862.7637 | 19282911.7246 | 18869307.548 | 18484566.6444 | 18055038.1808 | 17648128.1665 | 17197809.4813 | 16769482.1948 | 16311161.8024 | 15877895.6805 | 15404925.079 | 14957414.5019 | 14458719.2537 | 13980461.9165 | 13456202.3517 | 13058398.1936 | 12626261.3856 | 12218751.8206 | 11755138.9851 | 11313589.6707 | 10824682.5887 | 10357341.9534 | 9945752.2779 | 9577760.4004 | 9054705.1258 | 8531940.6762 | 7959769.7127 | 7409085.8092 | 6805562.3085 | 6221465.9658 | 5583774.5555 | 4964850.3045 | 4291301.8132 | 3636143.7838 | 2925476.846 | 0 | 0 | 0 | 0 | 0 | 0 | 0 | 0 | 0 | 0 | 0 | 0 | 0 | 0 | 0 | 0 | 0 | 0 | 0 | 0 | 0 | 0 | 0 | 0 | 0 | 0 | 0 | 0 | 0 | 0 | 0 | 0 | 0 | 0 | 0 | 0 | 0 | 0 | 0 | 0
|  |  |  | ADB hedged debt during ops |  | % |  |  | 0% | 0% | 0% | 0% | 0% | 0% | 0% | 0% | 77.86% | 78.26% | 78.26% | 77.79% | 77.77% | 77.76% | 77.75% | 78.06% | 78.37% | 78.73% | 79.09% | 79.51% | 79.92% | 80.71% | 81.54% | 82.52% | 83.57% | 84.83% | 86% | 87.4% | 88.88% | 90.71% | 92.71% | 95.2% | 97.98% | 100% | 100% | 100% | 100% | 100% | 100% | 100% | 100% | 100% | 100% | 100% | 100% | 100% | 0% | 0% | 0% | 0% | 0% | 0% | 0% | 0% | 0% | 0% | 0% | 0% | 0% | 0% | 0% | 0% | 0% | 0% | 0% | 0% | 0% | 0% | 0% | 0% | 0% | 0% | 0% | 0% | 0% | 0% | 0% | 0% | 0% | 0% | 0% | 0% | 0% | 0% | 0% | 0%
|  |  |  | EBRD Loan balance BEG | 0 | USD 000s | 0 | 0 | 0 | 0 | 0 | 0 | 0 | 0 | 0 | 0 | 34798.3079 | 34617.1481 | 33977.2245 | 33243.8815 | 32550.7817 | 31857.5172 | 31214.8681 | 30367.1244 | 29565.3817 | 28679.095 | 27836.5372 | 26934.5243 | 26082.1934 | 25057.4537 | 24084.1726 | 23003.2943 | 21964.2162 | 20826.2114 | 19934.8396 | 18966.719 | 18049.622 | 17013.6109 | 16021.4594 | 14927.9067 | 13878.8735 | 12927.0464 | 12062.9775 | 11005.2615 | 10122.003 | 9152.2616 | 8219.8461 | 7195.2467 | 6204.3533 | 5119.6091 | 4067.9694 | 2920.173 | 1804.6082 | 591.7411 | 0.00042852 | 0.00042852 | 0.00042852 | 0.00042852 | 0.00042852 | 0.00042852 | 0.00042852 | 0.00042852 | 0.00042852 | 0.00042852 | 0.00042852 | 0.00042852 | 0.00042852 | 0.00042852 | 0.00042852 | 0.00042852 | 0.00042852 | 0.00042852 | 0.00042852 | 0.00042852 | 0.00042852 | 0.00042852 | 0.00042852 | 0.00042852 | 0.00042852 | 0.00042852 | 0.00042852 | 0.00042852 | 0.00042852 | 0.00042852 | 0.00042852 | 0.00042852 | 0.00042852 | 0.00042852 | 0.00042852 | 0.00042852 | 0.00042852 | 0.00042852 | 0.00042852 | 0.00042852
|  |  |  | Senior debt hedged profile during operations - EBRD | 0 | USD | 0 | 0 | 0 | 0 | 0 | 0 | 0 | 0 | 0 | 0 | 27092758.5076 | 27092758.5076 | 26590424.4803 | 25859731.4756 | 25316261.0334 | 24773245.9822 | 24268125.1122 | 23704203.2906 | 23169976.91 | 22578759.9016 | 22016415.0883 | 21414692.7522 | 20845863.812 | 20224907.4243 | 19637377.1411 | 18982647.2301 | 18354749.9622 | 17666457.0227 | 17144185.5913 | 16576839.3115 | 16041825.7892 | 15433155.0796 | 14853451.2536 | 14211572.087 | 13598007.2019 | 13057636.9605 | 12574505.6491 | 11887793.8052 | 11201463.7813 | 10450268.6468 | 9727283.5682 | 8934926.1326 | 8168074.337 | 7330858.3381 | 6518281.4761 | 5633989.2247 | 4773841.5495 | 3840817.0165 | 0 | 0 | 0 | 0 | 0 | 0 | 0 | 0 | 0 | 0 | 0 | 0 | 0 | 0 | 0 | 0 | 0 | 0 | 0 | 0 | 0 | 0 | 0 | 0 | 0 | 0 | 0 | 0 | 0 | 0 | 0 | 0 | 0 | 0 | 0 | 0 | 0 | 0 | 0 | 0
|  |  |  | EBRD hedged debt during ops |  | % |  |  | 0% | 0% | 0% | 0% | 0% | 0% | 0% | 0% | 77.86% | 78.26% | 78.26% | 77.79% | 77.77% | 77.76% | 77.75% | 78.06% | 78.37% | 78.73% | 79.09% | 79.51% | 79.92% | 80.71% | 81.54% | 82.52% | 83.57% | 84.83% | 86% | 87.4% | 88.88% | 90.71% | 92.71% | 95.2% | 97.98% | 100% | 100% | 100% | 100% | 100% | 100% | 100% | 100% | 100% | 100% | 100% | 100% | 100% | 0% | 0% | 0% | 0% | 0% | 0% | 0% | 0% | 0% | 0% | 0% | 0% | 0% | 0% | 0% | 0% | 0% | 0% | 0% | 0% | 0% | 0% | 0% | 0% | 0% | 0% | 0% | 0% | 0% | 0% | 0% | 0% | 0% | 0% | 0% | 0% | 0% | 0% | 0% | 0%
|  |  |  | AIIB balance BEG | 0 | USD 000s | 0 | 0 | 0 | 0 | 0 | 0 | 0 | 0 | 0 | 0 | 20431.0959 | 20324.7317 | 19949.014 | 19518.447 | 19111.508 | 18704.4723 | 18327.1544 | 17829.4195 | 17358.6931 | 16838.3285 | 16343.6383 | 15814.0404 | 15313.6122 | 14711.9578 | 14140.5163 | 13505.9013 | 12895.8284 | 12227.6728 | 11704.3225 | 11135.9108 | 10597.4566 | 9989.1844 | 9406.6635 | 8764.607 | 8148.6892 | 7589.8439 | 7082.524 | 6461.5082 | 5942.9216 | 5373.5582 | 4826.11 | 4224.538 | 3642.7558 | 3005.871 | 2388.4228 | 1714.5183 | 1059.5378 | 347.4284 | 0.00025159 | 0.00025159 | 0.00025159 | 0.00025159 | 0.00025159 | 0.00025159 | 0.00025159 | 0.00025159 | 0.00025159 | 0.00025159 | 0.00025159 | 0.00025159 | 0.00025159 | 0.00025159 | 0.00025159 | 0.00025159 | 0.00025159 | 0.00025159 | 0.00025159 | 0.00025159 | 0.00025159 | 0.00025159 | 0.00025159 | 0.00025159 | 0.00025159 | 0.00025159 | 0.00025159 | 0.00025159 | 0.00025159 | 0.00025159 | 0.00025159 | 0.00025159 | 0.00025159 | 0.00025159 | 0.00025159 | 0.00025159 | 0.00025159 | 0.00025159 | 0.00025159 | 0.00025159
|  |  |  | Senior debt hedged profile during operations - AIIB | 0 | USD | 0 | 0 | 0 | 0 | 0 | 0 | 0 | 0 | 0 | 0 | 15906944.3133 | 15906944.3133 | 15612009.4363 | 15182998.3803 | 14863911.121 | 14545091.2349 | 14248520.1217 | 13917425.2643 | 13603765.4617 | 13256644.8085 | 12926475.8585 | 12573187.2227 | 12239211.2537 | 11874629.7484 | 11529673.6785 | 11145262.7581 | 10776606.0607 | 10372489.3128 | 10065848.6075 | 9732743.1514 | 9418621.1951 | 9061252.9677 | 8720892.0378 | 8344026.1621 | 7983784.4224 | 7666517.3808 | 7382856.9753 | 6979668.5345 | 6576704.2712 | 6135655.8202 | 5711170.3113 | 5245954.2795 | 4795713.3486 | 4304159.5532 | 3827072.1097 | 3307878.481 | 2802860.8334 | 2255055.0688 | 0 | 0 | 0 | 0 | 0 | 0 | 0 | 0 | 0 | 0 | 0 | 0 | 0 | 0 | 0 | 0 | 0 | 0 | 0 | 0 | 0 | 0 | 0 | 0 | 0 | 0 | 0 | 0 | 0 | 0 | 0 | 0 | 0 | 0 | 0 | 0 | 0 | 0 | 0 | 0
|  |  |  | AIIB hedged debt during ops |  | % |  |  | 0% | 0% | 0% | 0% | 0% | 0% | 0% | 0% | 77.86% | 78.26% | 78.26% | 77.79% | 77.77% | 77.76% | 77.75% | 78.06% | 78.37% | 78.73% | 79.09% | 79.51% | 79.92% | 80.71% | 81.54% | 82.52% | 83.57% | 84.83% | 86% | 87.4% | 88.88% | 90.71% | 92.71% | 95.2% | 97.98% | 100% | 100% | 100% | 100% | 100% | 100% | 100% | 100% | 100% | 100% | 100% | 100% | 100% | 0% | 0% | 0% | 0% | 0% | 0% | 0% | 0% | 0% | 0% | 0% | 0% | 0% | 0% | 0% | 0% | 0% | 0% | 0% | 0% | 0% | 0% | 0% | 0% | 0% | 0% | 0% | 0% | 0% | 0% | 0% | 0% | 0% | 0% | 0% | 0% | 0% | 0% | 0% | 0%
|  |  |  | EIB balance BEG | 0 | USD 000s | 0 | 0 | 0 | 0 | 0 | 0 | 0 | 0 | 0 | 0 | 20431.0959 | 20283.992 | 19912.146 | 19491.2655 | 19084.6866 | 18680.1509 | 18300.1326 | 17804.7253 | 17328.7516 | 16808.9186 | 16310.5248 | 15781.5539 | 15276.2573 | 14676.0439 | 14100.0011 | 13466.1858 | 12852.0925 | 12186.4646 | 11658.4223 | 11092.5329 | 10549.0315 | 9942.1061 | 9356.5711 | 8717.2318 | 8097.783 | 7539.7977 | 7027.5438 | 6409.2348 | 5888.2418 | 5322.3005 | 4774.7471 | 4178.1591 | 3597.916 | 2968.6383 | 2353.6623 | 1689.6516 | 1039.9428 | 339.1562 | 2.1728e-05 | 2.1728e-05 | 2.1728e-05 | 2.1728e-05 | 2.1728e-05 | 2.1728e-05 | 2.1728e-05 | 2.1728e-05 | 2.1728e-05 | 2.1728e-05 | 2.1728e-05 | 2.1728e-05 | 2.1728e-05 | 2.1728e-05 | 2.1728e-05 | 2.1728e-05 | 2.1728e-05 | 2.1728e-05 | 2.1728e-05 | 2.1728e-05 | 2.1728e-05 | 2.1728e-05 | 2.1728e-05 | 2.1728e-05 | 2.1728e-05 | 2.1728e-05 | 2.1728e-05 | 2.1728e-05 | 2.1728e-05 | 2.1728e-05 | 2.1728e-05 | 2.1728e-05 | 2.1728e-05 | 2.1728e-05 | 2.1728e-05 | 2.1728e-05 | 2.1728e-05 | 2.1728e-05 | 2.1728e-05 | 2.1728e-05
|  |  |  | Senior debt hedged profile during operations - EIB | 0 | USD | 0 | 0 | 0 | 0 | 0 | 0 | 0 | 0 | 0 | 0 | 15906944.3133 | 15906944.3133 | 15612009.4363 | 15182998.3803 | 14863911.121 | 14545091.2349 | 14248520.1217 | 13917425.2643 | 13603765.4617 | 13256644.8085 | 12926475.8585 | 12573187.2227 | 12239211.2537 | 11874629.7484 | 11529673.6785 | 11145262.7581 | 10776606.0607 | 10372489.3128 | 10065848.6075 | 9732743.1514 | 9418621.1951 | 9061252.9677 | 8720892.0378 | 8344026.1621 | 7983784.4224 | 7666517.3808 | 7382856.9753 | 6979668.5345 | 6576704.2712 | 6135655.8202 | 5711170.3113 | 5245954.2795 | 4795713.3486 | 4304159.5532 | 3827072.1097 | 3307878.481 | 2802860.8334 | 2255055.0688 | 0 | 0 | 0 | 0 | 0 | 0 | 0 | 0 | 0 | 0 | 0 | 0 | 0 | 0 | 0 | 0 | 0 | 0 | 0 | 0 | 0 | 0 | 0 | 0 | 0 | 0 | 0 | 0 | 0 | 0 | 0 | 0 | 0 | 0 | 0 | 0 | 0 | 0 | 0 | 0
|  |  |  | EIB hedged debt during ops |  | % |  |  | 0% | 0% | 0% | 0% | 0% | 0% | 0% | 0% | 77.86% | 78.42% | 78.4% | 77.9% | 77.88% | 77.86% | 77.86% | 78.17% | 78.5% | 78.87% | 79.25% | 79.67% | 80.12% | 80.91% | 81.77% | 82.76% | 83.85% | 85.11% | 86.34% | 87.74% | 89.28% | 91.14% | 93.21% | 95.72% | 98.59% | 100% | 100% | 100% | 100% | 100% | 100% | 100% | 100% | 100% | 100% | 100% | 100% | 100% | 0% | 0% | 0% | 0% | 0% | 0% | 0% | 0% | 0% | 0% | 0% | 0% | 0% | 0% | 0% | 0% | 0% | 0% | 0% | 0% | 0% | 0% | 0% | 0% | 0% | 0% | 0% | 0% | 0% | 0% | 0% | 0% | 0% | 0% | 0% | 0% | 0% | 0% | 0% | 0%
|  |  |  | ADB notional profile - ops - calculated | 0 | USD | calculated profile | 0 | 0 | 0 | 0 | 0 | 0 | 0 | 0 | 0 | 20409008.1901 | 20302759.0026 | 19927447.4726 | 19497346.0201 | 19090846.9572 | 18684251.2945 | 18307341.2778 | 17810144.4534 | 17339926.9567 | 16820124.8826 | 16325969.538 | 15796944.1428 | 15297056.9696 | 14696053.0251 | 14125229.2086 | 13491300.3071 | 12881886.9504 | 12214453.6641 | 11691669.2024 | 11123871.9989 | 10585999.8711 | 9978385.3109 | 9396494.1452 | 8755131.7664 | 8139879.7837 | 7581638.655 | 7074867.1777 | 6454522.823 | 5936496.7848 | 5367748.9849 | 4820892.6328 | 4219970.9394 | 3638817.6391 | 3002621.4012 | 2385840.7707 | 1712664.7171 | 1058392.3547 | 347052.7541 | 0 | 0 | 0 | 0 | 0 | 0 | 0 | 0 | 0 | 0 | 0 | 0 | 0 | 0 | 0 | 0 | 0 | 0 | 0 | 0 | 0 | 0 | 0 | 0 | 0 | 0 | 0 | 0 | 0 | 0 | 0 | 0 | 0 | 0 | 0 | 0 | 0 | 0 | 0 | 0
|  |  |  | EBRD notional profile - ops - calculated | 0 | USD | calculated profile | 0 | 0 | 0 | 0 | 0 | 0 | 0 | 0 | 0 | 26794697.0952 | 26655204.0455 | 26162462.8662 | 25597788.7756 | 25064101.9272 | 24530288.2544 | 24035448.4445 | 23382685.7928 | 22765343.9172 | 22082903.1541 | 21434133.618 | 20739583.6875 | 20083288.915 | 19294239.369 | 18544812.8846 | 17712536.6301 | 16912446.4861 | 16036182.8006 | 15349826.5029 | 14604373.6159 | 13898208.9357 | 13100480.4063 | 12336523.7562 | 11494488.1948 | 10686732.6019 | 9953825.7496 | 9288492.6719 | 8474051.3761 | 7793942.3451 | 7047241.4335 | 6329281.4929 | 5540339.9332 | 4777352.0161 | 3942099.0079 | 3132336.4748 | 2248533.1915 | 1389548.2959 | 455640.6335 | 0 | 0 | 0 | 0 | 0 | 0 | 0 | 0 | 0 | 0 | 0 | 0 | 0 | 0 | 0 | 0 | 0 | 0 | 0 | 0 | 0 | 0 | 0 | 0 | 0 | 0 | 0 | 0 | 0 | 0 | 0 | 0 | 0 | 0 | 0 | 0 | 0 | 0 | 0 | 0
|  |  |  | AIIB notional profile - ops - calculated | 0 | USD | calculated profile | 0 | 0 | 0 | 0 | 0 | 0 | 0 | 0 | 0 | 15731943.8132 | 15650043.3978 | 15360740.7601 | 15029204.2238 | 14715861.1962 | 14402443.7062 | 14111908.9016 | 13728653.0162 | 13366193.6958 | 12965512.9303 | 12584601.5189 | 12176811.1101 | 11791481.4141 | 11328207.5402 | 10888197.5149 | 10399543.9867 | 9929787.8576 | 9415308.0328 | 9012328.3435 | 8574651.3325 | 8160041.5673 | 7691672.0105 | 7243130.9036 | 6748747.4032 | 6274490.6666 | 5844179.7965 | 5453543.4494 | 4975361.3427 | 4576049.6049 | 4137639.8425 | 3716104.7378 | 3252894.2658 | 2804921.9301 | 2314520.6635 | 1839085.5941 | 1320179.0528 | 815844.1067 | 267519.8313 | 0 | 0 | 0 | 0 | 0 | 0 | 0 | 0 | 0 | 0 | 0 | 0 | 0 | 0 | 0 | 0 | 0 | 0 | 0 | 0 | 0 | 0 | 0 | 0 | 0 | 0 | 0 | 0 | 0 | 0 | 0 | 0 | 0 | 0 | 0 | 0 | 0 | 0 | 0 | 0
|  |  |  | EIB notional profile - ops - calculated | 0 | USD | calculated profile | 0 | 0 | 0 | 0 | 0 | 0 | 0 | 0 | 0 | 15731943.8132 | 15618673.8177 | 15332352.4403 | 15008274.3978 | 14695208.7159 | 14383716.2284 | 14091102.0735 | 13709638.455 | 13343138.6992 | 12942867.3556 | 12559104.0955 | 12151796.5329 | 11762718.0913 | 11300553.7764 | 10857000.8161 | 10368963.039 | 9896111.2432 | 9383577.7431 | 8976985.1504 | 8541250.3061 | 8122754.2205 | 7655421.67 | 7204559.7161 | 6712268.4747 | 6235292.8954 | 5805644.2419 | 5411208.7153 | 4935110.7909 | 4533946.2237 | 4098171.3801 | 3676555.2859 | 3217182.5265 | 2770395.3222 | 2285851.4528 | 1812319.944 | 1301031.7701 | 800755.9568 | 261150.284 | 0 | 0 | 0 | 0 | 0 | 0 | 0 | 0 | 0 | 0 | 0 | 0 | 0 | 0 | 0 | 0 | 0 | 0 | 0 | 0 | 0 | 0 | 0 | 0 | 0 | 0 | 0 | 0 | 0 | 0 | 0 | 0 | 0 | 0 | 0 | 0 | 0 | 0 | 0 | 0
|  |  |  | Total hedged debt balance during operations (usd) - BEG |  | USD | *reporting only |  | 0 | 0 | 0 | 0 | 0 | 0 | 0 | 0 | 78667592.9117 | 78226680.2636 | 76783003.5392 | 75132613.4173 | 73566018.7964 | 72000699.4835 | 70545800.6974 | 68631121.7174 | 66814603.2688 | 64811408.3226 | 62903808.7704 | 60865135.4733 | 58934545.3899 | 56619053.7106 | 54415240.4242 | 51972343.9629 | 49620232.5373 | 47049522.2406 | 45030809.1992 | 42844147.2535 | 40767004.5946 | 38425959.3977 | 36180708.521 | 33710635.8391 | 31336395.9476 | 29185288.443 | 27228112.0143 | 24839046.3328 | 22840434.9585 | 20650801.6409 | 18542834.1494 | 16230387.6649 | 13991486.9075 | 11545092.5254 | 9169582.7835 | 6582408.7315 | 4064540.7141 | 1331363.5028 | 0 | 0 | 0 | 0 | 0 | 0 | 0 | 0 | 0 | 0 | 0 | 0 | 0 | 0 | 0 | 0 | 0 | 0 | 0 | 0 | 0 | 0 | 0 | 0 | 0 | 0 | 0 | 0 | 0 | 0 | 0 | 0 | 0 | 0 | 0 | 0 | 0 | 0 | 0 | 0
|  |  |  | ADB notional profile - ops - calculated | 0 | USD | calculated profile | 0 | 0 | 0 | 0 | 0 | 0 | 0 | 0 | 0 | 20409008.1901 | 20302759.0026 | 19927447.4726 | 19497346.0201 | 19090846.9572 | 18684251.2945 | 18307341.2778 | 17810144.4534 | 17339926.9567 | 16820124.8826 | 16325969.538 | 15796944.1428 | 15297056.9696 | 14696053.0251 | 14125229.2086 | 13491300.3071 | 12881886.9504 | 12214453.6641 | 11691669.2024 | 11123871.9989 | 10585999.8711 | 9978385.3109 | 9396494.1452 | 8755131.7664 | 8139879.7837 | 7581638.655 | 7074867.1777 | 6454522.823 | 5936496.7848 | 5367748.9849 | 4820892.6328 | 4219970.9394 | 3638817.6391 | 3002621.4012 | 2385840.7707 | 1712664.7171 | 1058392.3547 | 347052.7541 | 0 | 0 | 0 | 0 | 0 | 0 | 0 | 0 | 0 | 0 | 0 | 0 | 0 | 0 | 0 | 0 | 0 | 0 | 0 | 0 | 0 | 0 | 0 | 0 | 0 | 0 | 0 | 0 | 0 | 0 | 0 | 0 | 0 | 0 | 0 | 0 | 0 | 0 | 0 | 0
|  |  |  | EBRD notional profile - ops - calculated | 0 | USD | calculated profile | 0 | 0 | 0 | 0 | 0 | 0 | 0 | 0 | 0 | 26794697.0952 | 26655204.0455 | 26162462.8662 | 25597788.7756 | 25064101.9272 | 24530288.2544 | 24035448.4445 | 23382685.7928 | 22765343.9172 | 22082903.1541 | 21434133.618 | 20739583.6875 | 20083288.915 | 19294239.369 | 18544812.8846 | 17712536.6301 | 16912446.4861 | 16036182.8006 | 15349826.5029 | 14604373.6159 | 13898208.9357 | 13100480.4063 | 12336523.7562 | 11494488.1948 | 10686732.6019 | 9953825.7496 | 9288492.6719 | 8474051.3761 | 7793942.3451 | 7047241.4335 | 6329281.4929 | 5540339.9332 | 4777352.0161 | 3942099.0079 | 3132336.4748 | 2248533.1915 | 1389548.2959 | 455640.6335 | 0 | 0 | 0 | 0 | 0 | 0 | 0 | 0 | 0 | 0 | 0 | 0 | 0 | 0 | 0 | 0 | 0 | 0 | 0 | 0 | 0 | 0 | 0 | 0 | 0 | 0 | 0 | 0 | 0 | 0 | 0 | 0 | 0 | 0 | 0 | 0 | 0 | 0 | 0 | 0
|  |  |  | AIIB notional profile - ops - calculated | 0 | USD | calculated profile | 0 | 0 | 0 | 0 | 0 | 0 | 0 | 0 | 0 | 15731943.8132 | 15650043.3978 | 15360740.7601 | 15029204.2238 | 14715861.1962 | 14402443.7062 | 14111908.9016 | 13728653.0162 | 13366193.6958 | 12965512.9303 | 12584601.5189 | 12176811.1101 | 11791481.4141 | 11328207.5402 | 10888197.5149 | 10399543.9867 | 9929787.8576 | 9415308.0328 | 9012328.3435 | 8574651.3325 | 8160041.5673 | 7691672.0105 | 7243130.9036 | 6748747.4032 | 6274490.6666 | 5844179.7965 | 5453543.4494 | 4975361.3427 | 4576049.6049 | 4137639.8425 | 3716104.7378 | 3252894.2658 | 2804921.9301 | 2314520.6635 | 1839085.5941 | 1320179.0528 | 815844.1067 | 267519.8313 | 0 | 0 | 0 | 0 | 0 | 0 | 0 | 0 | 0 | 0 | 0 | 0 | 0 | 0 | 0 | 0 | 0 | 0 | 0 | 0 | 0 | 0 | 0 | 0 | 0 | 0 | 0 | 0 | 0 | 0 | 0 | 0 | 0 | 0 | 0 | 0 | 0 | 0 | 0 | 0
|  |  |  | EIB notional profile - ops - calculated | 0 | USD | calculated profile | 0 | 0 | 0 | 0 | 0 | 0 | 0 | 0 | 0 | 15731943.8132 | 15618673.8177 | 15332352.4403 | 15008274.3978 | 14695208.7159 | 14383716.2284 | 14091102.0735 | 13709638.455 | 13343138.6992 | 12942867.3556 | 12559104.0955 | 12151796.5329 | 11762718.0913 | 11300553.7764 | 10857000.8161 | 10368963.039 | 9896111.2432 | 9383577.7431 | 8976985.1504 | 8541250.3061 | 8122754.2205 | 7655421.67 | 7204559.7161 | 6712268.4747 | 6235292.8954 | 5805644.2419 | 5411208.7153 | 4935110.7909 | 4533946.2237 | 4098171.3801 | 3676555.2859 | 3217182.5265 | 2770395.3222 | 2285851.4528 | 1812319.944 | 1301031.7701 | 800755.9568 | 261150.284 | 0 | 0 | 0 | 0 | 0 | 0 | 0 | 0 | 0 | 0 | 0 | 0 | 0 | 0 | 0 | 0 | 0 | 0 | 0 | 0 | 0 | 0 | 0 | 0 | 0 | 0 | 0 | 0 | 0 | 0 | 0 | 0 | 0 | 0 | 0 | 0 | 0 | 0 | 0 | 0
|  |  |  | Total notional profile - ops - calculated |  | USD |  |  | 0 | 0 | 0 | 0 | 0 | 0 | 0 | 0 | 78667592.9117 | 78226680.2636 | 76783003.5392 | 75132613.4173 | 73566018.7964 | 72000699.4835 | 70545800.6974 | 68631121.7174 | 66814603.2688 | 64811408.3226 | 62903808.7704 | 60865135.4733 | 58934545.3899 | 56619053.7106 | 54415240.4242 | 51972343.9629 | 49620232.5373 | 47049522.2406 | 45030809.1992 | 42844147.2535 | 40767004.5946 | 38425959.3977 | 36180708.521 | 33710635.8391 | 31336395.9476 | 29185288.443 | 27228112.0143 | 24839046.3328 | 22840434.9585 | 20650801.6409 | 18542834.1494 | 16230387.6649 | 13991486.9075 | 11545092.5254 | 9169582.7835 | 6582408.7315 | 4064540.7141 | 1331363.5028 | 0 | 0 | 0 | 0 | 0 | 0 | 0 | 0 | 0 | 0 | 0 | 0 | 0 | 0 | 0 | 0 | 0 | 0 | 0 | 0 | 0 | 0 | 0 | 0 | 0 | 0 | 0 | 0 | 0 | 0 | 0 | 0 | 0 | 0 | 0 | 0 | 0 | 0 | 0 | 0
% of senior debt hedged during construction - on interest payment date
Base Case
|  |  |  | Units in a thousand | 1000 | units in thousand
|  |  |  | Senior debt hedged profile during operations - ADB | 0 | USD | 0 | 0 | 0 | 0 | 0 | 0 | 0 | 0 | 0 | 0 | 20636035.8659 | 20636035.8659 | 20253417.6471 | 19696862.7637 | 19282911.7246 | 18869307.548 | 18484566.6444 | 18055038.1808 | 17648128.1665 | 17197809.4813 | 16769482.1948 | 16311161.8024 | 15877895.6805 | 15404925.079 | 14957414.5019 | 14458719.2537 | 13980461.9165 | 13456202.3517 | 13058398.1936 | 12626261.3856 | 12218751.8206 | 11755138.9851 | 11313589.6707 | 10824682.5887 | 10357341.9534 | 9945752.2779 | 9577760.4004 | 9054705.1258 | 8531940.6762 | 7959769.7127 | 7409085.8092 | 6805562.3085 | 6221465.9658 | 5583774.5555 | 4964850.3045 | 4291301.8132 | 3636143.7838 | 2925476.846 | 0 | 0 | 0 | 0 | 0 | 0 | 0 | 0 | 0 | 0 | 0 | 0 | 0 | 0 | 0 | 0 | 0 | 0 | 0 | 0 | 0 | 0 | 0 | 0 | 0 | 0 | 0 | 0 | 0 | 0 | 0 | 0 | 0 | 0 | 0 | 0 | 0 | 0 | 0 | 0
|  |  |  | Senior debt hedged profile during operations - EBRD | 0 | USD | 0 | 0 | 0 | 0 | 0 | 0 | 0 | 0 | 0 | 0 | 27092758.5076 | 27092758.5076 | 26590424.4803 | 25859731.4756 | 25316261.0334 | 24773245.9822 | 24268125.1122 | 23704203.2906 | 23169976.91 | 22578759.9016 | 22016415.0883 | 21414692.7522 | 20845863.812 | 20224907.4243 | 19637377.1411 | 18982647.2301 | 18354749.9622 | 17666457.0227 | 17144185.5913 | 16576839.3115 | 16041825.7892 | 15433155.0796 | 14853451.2536 | 14211572.087 | 13598007.2019 | 13057636.9605 | 12574505.6491 | 11887793.8052 | 11201463.7813 | 10450268.6468 | 9727283.5682 | 8934926.1326 | 8168074.337 | 7330858.3381 | 6518281.4761 | 5633989.2247 | 4773841.5495 | 3840817.0165 | 0 | 0 | 0 | 0 | 0 | 0 | 0 | 0 | 0 | 0 | 0 | 0 | 0 | 0 | 0 | 0 | 0 | 0 | 0 | 0 | 0 | 0 | 0 | 0 | 0 | 0 | 0 | 0 | 0 | 0 | 0 | 0 | 0 | 0 | 0 | 0 | 0 | 0 | 0 | 0
|  |  |  | Senior debt hedged profile during operations - AIIB | 0 | USD | 0 | 0 | 0 | 0 | 0 | 0 | 0 | 0 | 0 | 0 | 15906944.3133 | 15906944.3133 | 15612009.4363 | 15182998.3803 | 14863911.121 | 14545091.2349 | 14248520.1217 | 13917425.2643 | 13603765.4617 | 13256644.8085 | 12926475.8585 | 12573187.2227 | 12239211.2537 | 11874629.7484 | 11529673.6785 | 11145262.7581 | 10776606.0607 | 10372489.3128 | 10065848.6075 | 9732743.1514 | 9418621.1951 | 9061252.9677 | 8720892.0378 | 8344026.1621 | 7983784.4224 | 7666517.3808 | 7382856.9753 | 6979668.5345 | 6576704.2712 | 6135655.8202 | 5711170.3113 | 5245954.2795 | 4795713.3486 | 4304159.5532 | 3827072.1097 | 3307878.481 | 2802860.8334 | 2255055.0688 | 0 | 0 | 0 | 0 | 0 | 0 | 0 | 0 | 0 | 0 | 0 | 0 | 0 | 0 | 0 | 0 | 0 | 0 | 0 | 0 | 0 | 0 | 0 | 0 | 0 | 0 | 0 | 0 | 0 | 0 | 0 | 0 | 0 | 0 | 0 | 0 | 0 | 0 | 0 | 0
|  |  |  | Senior debt hedged profile during operations - EIB | 0 | USD | 0 | 0 | 0 | 0 | 0 | 0 | 0 | 0 | 0 | 0 | 15906944.3133 | 15906944.3133 | 15612009.4363 | 15182998.3803 | 14863911.121 | 14545091.2349 | 14248520.1217 | 13917425.2643 | 13603765.4617 | 13256644.8085 | 12926475.8585 | 12573187.2227 | 12239211.2537 | 11874629.7484 | 11529673.6785 | 11145262.7581 | 10776606.0607 | 10372489.3128 | 10065848.6075 | 9732743.1514 | 9418621.1951 | 9061252.9677 | 8720892.0378 | 8344026.1621 | 7983784.4224 | 7666517.3808 | 7382856.9753 | 6979668.5345 | 6576704.2712 | 6135655.8202 | 5711170.3113 | 5245954.2795 | 4795713.3486 | 4304159.5532 | 3827072.1097 | 3307878.481 | 2802860.8334 | 2255055.0688 | 0 | 0 | 0 | 0 | 0 | 0 | 0 | 0 | 0 | 0 | 0 | 0 | 0 | 0 | 0 | 0 | 0 | 0 | 0 | 0 | 0 | 0 | 0 | 0 | 0 | 0 | 0 | 0 | 0 | 0 | 0 | 0 | 0 | 0 | 0 | 0 | 0 | 0 | 0 | 0
|  |  |  | ADB Loan balance BEG | 0 | USD 000s | 0 | 0 | 0 | 0 | 0 | 0 | 0 | 0 | 0 | 0 | 26505.2054 | 26367.2195 | 25879.8019 | 25321.2286 | 24793.3077 | 24265.2614 | 23775.7679 | 23130.0577 | 22519.3857 | 21844.318 | 21202.5578 | 20515.5119 | 19866.3078 | 19085.7831 | 18344.4535 | 17521.1692 | 16729.7233 | 15862.9268 | 15183.986 | 14446.587 | 13748.0518 | 12958.942 | 12203.2391 | 11370.301 | 10571.2724 | 9846.284 | 9188.1392 | 8382.4972 | 7709.7361 | 6971.1026 | 6260.8995 | 5480.4817 | 4725.7372 | 3899.5083 | 3098.4945 | 2224.2399 | 1374.5355 | 450.7179 | 0.00032639 | 0.00032639 | 0.00032639 | 0.00032639 | 0.00032639 | 0.00032639 | 0.00032639 | 0.00032639 | 0.00032639 | 0.00032639 | 0.00032639 | 0.00032639 | 0.00032639 | 0.00032639 | 0.00032639 | 0.00032639 | 0.00032639 | 0.00032639 | 0.00032639 | 0.00032639 | 0.00032639 | 0.00032639 | 0.00032639 | 0.00032639 | 0.00032639 | 0.00032639 | 0.00032639 | 0.00032639 | 0.00032639 | 0.00032639 | 0.00032639 | 0.00032639 | 0.00032639 | 0.00032639 | 0.00032639 | 0.00032639 | 0.00032639 | 0.00032639 | 0.00032639 | 0.00032639
|  |  |  | EBRD Loan balance BEG | 0 | USD 000s | 0 | 0 | 0 | 0 | 0 | 0 | 0 | 0 | 0 | 0 | 34798.3079 | 34617.1481 | 33977.2245 | 33243.8815 | 32550.7817 | 31857.5172 | 31214.8681 | 30367.1244 | 29565.3817 | 28679.095 | 27836.5372 | 26934.5243 | 26082.1934 | 25057.4537 | 24084.1726 | 23003.2943 | 21964.2162 | 20826.2114 | 19934.8396 | 18966.719 | 18049.622 | 17013.6109 | 16021.4594 | 14927.9067 | 13878.8735 | 12927.0464 | 12062.9775 | 11005.2615 | 10122.003 | 9152.2616 | 8219.8461 | 7195.2467 | 6204.3533 | 5119.6091 | 4067.9694 | 2920.173 | 1804.6082 | 591.7411 | 0.00042852 | 0.00042852 | 0.00042852 | 0.00042852 | 0.00042852 | 0.00042852 | 0.00042852 | 0.00042852 | 0.00042852 | 0.00042852 | 0.00042852 | 0.00042852 | 0.00042852 | 0.00042852 | 0.00042852 | 0.00042852 | 0.00042852 | 0.00042852 | 0.00042852 | 0.00042852 | 0.00042852 | 0.00042852 | 0.00042852 | 0.00042852 | 0.00042852 | 0.00042852 | 0.00042852 | 0.00042852 | 0.00042852 | 0.00042852 | 0.00042852 | 0.00042852 | 0.00042852 | 0.00042852 | 0.00042852 | 0.00042852 | 0.00042852 | 0.00042852 | 0.00042852 | 0.00042852
|  |  |  | AIIB balance BEG | 0 | USD 000s | 0 | 0 | 0 | 0 | 0 | 0 | 0 | 0 | 0 | 0 | 20431.0959 | 20324.7317 | 19949.014 | 19518.447 | 19111.508 | 18704.4723 | 18327.1544 | 17829.4195 | 17358.6931 | 16838.3285 | 16343.6383 | 15814.0404 | 15313.6122 | 14711.9578 | 14140.5163 | 13505.9013 | 12895.8284 | 12227.6728 | 11704.3225 | 11135.9108 | 10597.4566 | 9989.1844 | 9406.6635 | 8764.607 | 8148.6892 | 7589.8439 | 7082.524 | 6461.5082 | 5942.9216 | 5373.5582 | 4826.11 | 4224.538 | 3642.7558 | 3005.871 | 2388.4228 | 1714.5183 | 1059.5378 | 347.4284 | 0.00025159 | 0.00025159 | 0.00025159 | 0.00025159 | 0.00025159 | 0.00025159 | 0.00025159 | 0.00025159 | 0.00025159 | 0.00025159 | 0.00025159 | 0.00025159 | 0.00025159 | 0.00025159 | 0.00025159 | 0.00025159 | 0.00025159 | 0.00025159 | 0.00025159 | 0.00025159 | 0.00025159 | 0.00025159 | 0.00025159 | 0.00025159 | 0.00025159 | 0.00025159 | 0.00025159 | 0.00025159 | 0.00025159 | 0.00025159 | 0.00025159 | 0.00025159 | 0.00025159 | 0.00025159 | 0.00025159 | 0.00025159 | 0.00025159 | 0.00025159 | 0.00025159 | 0.00025159
|  |  |  | EIB balance BEG | 0 | USD 000s | 0 | 0 | 0 | 0 | 0 | 0 | 0 | 0 | 0 | 0 | 20431.0959 | 20283.992 | 19912.146 | 19491.2655 | 19084.6866 | 18680.1509 | 18300.1326 | 17804.7253 | 17328.7516 | 16808.9186 | 16310.5248 | 15781.5539 | 15276.2573 | 14676.0439 | 14100.0011 | 13466.1858 | 12852.0925 | 12186.4646 | 11658.4223 | 11092.5329 | 10549.0315 | 9942.1061 | 9356.5711 | 8717.2318 | 8097.783 | 7539.7977 | 7027.5438 | 6409.2348 | 5888.2418 | 5322.3005 | 4774.7471 | 4178.1591 | 3597.916 | 2968.6383 | 2353.6623 | 1689.6516 | 1039.9428 | 339.1562 | 2.1728e-05 | 2.1728e-05 | 2.1728e-05 | 2.1728e-05 | 2.1728e-05 | 2.1728e-05 | 2.1728e-05 | 2.1728e-05 | 2.1728e-05 | 2.1728e-05 | 2.1728e-05 | 2.1728e-05 | 2.1728e-05 | 2.1728e-05 | 2.1728e-05 | 2.1728e-05 | 2.1728e-05 | 2.1728e-05 | 2.1728e-05 | 2.1728e-05 | 2.1728e-05 | 2.1728e-05 | 2.1728e-05 | 2.1728e-05 | 2.1728e-05 | 2.1728e-05 | 2.1728e-05 | 2.1728e-05 | 2.1728e-05 | 2.1728e-05 | 2.1728e-05 | 2.1728e-05 | 2.1728e-05 | 2.1728e-05 | 2.1728e-05 | 2.1728e-05 | 2.1728e-05 | 2.1728e-05 | 2.1728e-05 | 2.1728e-05
|  |  |  | % of senior debt hedged during construction - on interest payment date |  | % | * for info |  | 0% | 0% | 0% | 0% | 0% | 0% | 0% | 0% | 77.86% | 78.3% | 78.29% | 77.81% | 77.8% | 77.78% | 77.77% | 78.08% | 78.4% | 78.76% | 79.12% | 79.54% | 79.96% | 80.75% | 81.58% | 82.57% | 83.62% | 84.89% | 86.07% | 87.47% | 88.96% | 90.8% | 92.81% | 95.3% | 98.1% | 101.1% | 104.4% | 108.2% | 110.9% | 114.4% | 118.6% | 124.5% | 132% | 143.5% | 160.7% | 193.5% | 265.5% | 652.2% | 0% | 0% | 0% | 0% | 0% | 0% | 0% | 0% | 0% | 0% | 0% | 0% | 0% | 0% | 0% | 0% | 0% | 0% | 0% | 0% | 0% | 0% | 0% | 0% | 0% | 0% | 0% | 0% | 0% | 0% | 0% | 0% | 0% | 0% | 0% | 0% | 0% | 0% | 0% | 0%
DEBT PROFILE CASHSWEEP CASE - INPUT % BASED
|  |  |  | Units in a thousand | 1000 | units in thousand
|  |  |  | ADB Loan balance BEG | 0 | USD 000s | 0 | 0 | 0 | 0 | 0 | 0 | 0 | 0 | 0 | 0 | 26505.2054 | 26367.2195 | 25879.8019 | 25321.2286 | 24793.3077 | 24265.2614 | 23775.7679 | 23130.0577 | 22519.3857 | 21844.318 | 21202.5578 | 20515.5119 | 19866.3078 | 19085.7831 | 18344.4535 | 17521.1692 | 16729.7233 | 15862.9268 | 15183.986 | 14446.587 | 13748.0518 | 12958.942 | 12203.2391 | 11370.301 | 10571.2724 | 9846.284 | 9188.1392 | 8382.4972 | 7709.7361 | 6971.1026 | 6260.8995 | 5480.4817 | 4725.7372 | 3899.5083 | 3098.4945 | 2224.2399 | 1374.5355 | 450.7179 | 0.00032639 | 0.00032639 | 0.00032639 | 0.00032639 | 0.00032639 | 0.00032639 | 0.00032639 | 0.00032639 | 0.00032639 | 0.00032639 | 0.00032639 | 0.00032639 | 0.00032639 | 0.00032639 | 0.00032639 | 0.00032639 | 0.00032639 | 0.00032639 | 0.00032639 | 0.00032639 | 0.00032639 | 0.00032639 | 0.00032639 | 0.00032639 | 0.00032639 | 0.00032639 | 0.00032639 | 0.00032639 | 0.00032639 | 0.00032639 | 0.00032639 | 0.00032639 | 0.00032639 | 0.00032639 | 0.00032639 | 0.00032639 | 0.00032639 | 0.00032639 | 0.00032639 | 0.00032639
|  |  |  | ADB notional profile - ops - fixed | 0 | USD | 0 | 0 | 0 | 0 | 0 | 0 | 0 | 0 | 0 | 0 | 20409008.1901 | 20302759.0026 | 19927447.4726 | 19497346.0201 | 19090846.9572 | 18684251.2945 | 18307341.2778 | 17884590.6059 | 17485733.8897 | 17042327.2701 | 16621519.5953 | 16169854.1193 | 15744087.284 | 15277322.4694 | 14837002.3309 | 14344346.4213 | 13872832.5304 | 13353959.6615 | 12962711.9124 | 12535684.9744 | 12134587.4244 | 11676080.3355 | 11240297.4878 | 10755930.6128 | 10294132.3733 | 9887134.0184 | 9524700.5364 | 9005648.8251 | 8487622.7868 | 7918874.9869 | 7372018.6349 | 6771096.9415 | 6189943.6411 | 5553747.4033 | 4936966.7727 | 4263790.7192 | 3609518.3567 | 2898178.7561 | 0 | 0 | 0 | 0 | 0 | 0 | 0 | 0 | 0 | 0 | 0 | 0 | 0 | 0 | 0 | 0 | 0 | 0 | 0 | 0 | 0 | 0 | 0 | 0 | 0 | 0 | 0 | 0 | 0 | 0 | 0 | 0 | 0 | 0 | 0 | 0 | 0 | 0 | 0 | 0 | 0 | 0 | 0 | 0
|  |  |  | ADB hedged debt during ops - cashsweep case |  | % |  |  | 0% | 0% | 0% | 0% | 0% | 0% | 0% | 0% | 77% | 77% | 77% | 77% | 77% | 77% | 77% | 77.32% | 77.65% | 78.02% | 78.39% | 78.82% | 79.25% | 80.05% | 80.88% | 81.87% | 82.92% | 84.18% | 85.37% | 86.77% | 88.26% | 90.1% | 92.11% | 94.6% | 97.38% | 100% | 100% | 100% | 100% | 100% | 100% | 100% | 100% | 100% | 100% | 100% | 100% | 100% | 0% | 0% | 0% | 0% | 0% | 0% | 0% | 0% | 0% | 0% | 0% | 0% | 0% | 0% | 0% | 0% | 0% | 0% | 0% | 0% | 0% | 0% | 0% | 0% | 0% | 0% | 0% | 0% | 0% | 0% | 0% | 0% | 0% | 0% | 0% | 0% | 0% | 0% | 0% | 0% | 0% | 0% | 0% | 0%
|  |  |  | Units in a thousand | 1000 | units in thousand
|  |  |  | EBRD Loan balance BEG | 0 | USD 000s | 0 | 0 | 0 | 0 | 0 | 0 | 0 | 0 | 0 | 0 | 34798.3079 | 34617.1481 | 33977.2245 | 33243.8815 | 32550.7817 | 31857.5172 | 31214.8681 | 30367.1244 | 29565.3817 | 28679.095 | 27836.5372 | 26934.5243 | 26082.1934 | 25057.4537 | 24084.1726 | 23003.2943 | 21964.2162 | 20826.2114 | 19934.8396 | 18966.719 | 18049.622 | 17013.6109 | 16021.4594 | 14927.9067 | 13878.8735 | 12927.0464 | 12062.9775 | 11005.2615 | 10122.003 | 9152.2616 | 8219.8461 | 7195.2467 | 6204.3533 | 5119.6091 | 4067.9694 | 2920.173 | 1804.6082 | 591.7411 | 0.00042852 | 0.00042852 | 0.00042852 | 0.00042852 | 0.00042852 | 0.00042852 | 0.00042852 | 0.00042852 | 0.00042852 | 0.00042852 | 0.00042852 | 0.00042852 | 0.00042852 | 0.00042852 | 0.00042852 | 0.00042852 | 0.00042852 | 0.00042852 | 0.00042852 | 0.00042852 | 0.00042852 | 0.00042852 | 0.00042852 | 0.00042852 | 0.00042852 | 0.00042852 | 0.00042852 | 0.00042852 | 0.00042852 | 0.00042852 | 0.00042852 | 0.00042852 | 0.00042852 | 0.00042852 | 0.00042852 | 0.00042852 | 0.00042852 | 0.00042852 | 0.00042852 | 0.00042852
|  |  |  | EBRD notional profile - ops - fixed | 0 | USD | 0 | 0 | 0 | 0 | 0 | 0 | 0 | 0 | 0 | 0 | 26794697.0952 | 26655204.0455 | 26162462.8662 | 25597788.7756 | 25064101.9272 | 24530288.2544 | 24035448.4445 | 23480425.0895 | 22956771.7696 | 22374629.5139 | 21822157.0922 | 21229171.9013 | 20670188.668 | 20057379.7698 | 19479289.7114 | 18832488.7622 | 18213444.8691 | 17532224.0463 | 17018560.4312 | 16457922.8272 | 15931327.5483 | 15329360.101 | 14757226.9873 | 14121308.5939 | 13515020.2416 | 12980677.8799 | 12504844.1071 | 11823388.4845 | 11143279.4535 | 10396578.5419 | 9678618.6013 | 8889677.0416 | 8126689.1245 | 7291436.1163 | 6481673.5832 | 5597870.2999 | 4738885.4043 | 3804977.7419 | 0 | 0 | 0 | 0 | 0 | 0 | 0 | 0 | 0 | 0 | 0 | 0 | 0 | 0 | 0 | 0 | 0 | 0 | 0 | 0 | 0 | 0 | 0 | 0 | 0 | 0 | 0 | 0 | 0 | 0 | 0 | 0 | 0 | 0 | 0 | 0 | 0 | 0 | 0 | 0 | 0 | 0 | 0 | 0
|  |  |  | EBRD hedged debt during ops - cashsweep case |  | % |  |  | 0% | 0% | 0% | 0% | 0% | 0% | 0% | 0% | 77% | 77% | 77% | 77% | 77% | 77% | 77% | 77.32% | 77.65% | 78.02% | 78.39% | 78.82% | 79.25% | 80.05% | 80.88% | 81.87% | 82.92% | 84.18% | 85.37% | 86.77% | 88.26% | 90.1% | 92.11% | 94.6% | 97.38% | 100% | 100% | 100% | 100% | 100% | 100% | 100% | 100% | 100% | 100% | 100% | 100% | 100% | 0% | 0% | 0% | 0% | 0% | 0% | 0% | 0% | 0% | 0% | 0% | 0% | 0% | 0% | 0% | 0% | 0% | 0% | 0% | 0% | 0% | 0% | 0% | 0% | 0% | 0% | 0% | 0% | 0% | 0% | 0% | 0% | 0% | 0% | 0% | 0% | 0% | 0% | 0% | 0% | 0% | 0% | 0% | 0%
|  |  |  | Units in a thousand | 1000 | units in thousand
|  |  |  | AIIB balance BEG | 0 | USD 000s | 0 | 0 | 0 | 0 | 0 | 0 | 0 | 0 | 0 | 0 | 20431.0959 | 20324.7317 | 19949.014 | 19518.447 | 19111.508 | 18704.4723 | 18327.1544 | 17829.4195 | 17358.6931 | 16838.3285 | 16343.6383 | 15814.0404 | 15313.6122 | 14711.9578 | 14140.5163 | 13505.9013 | 12895.8284 | 12227.6728 | 11704.3225 | 11135.9108 | 10597.4566 | 9989.1844 | 9406.6635 | 8764.607 | 8148.6892 | 7589.8439 | 7082.524 | 6461.5082 | 5942.9216 | 5373.5582 | 4826.11 | 4224.538 | 3642.7558 | 3005.871 | 2388.4228 | 1714.5183 | 1059.5378 | 347.4284 | 0.00025159 | 0.00025159 | 0.00025159 | 0.00025159 | 0.00025159 | 0.00025159 | 0.00025159 | 0.00025159 | 0.00025159 | 0.00025159 | 0.00025159 | 0.00025159 | 0.00025159 | 0.00025159 | 0.00025159 | 0.00025159 | 0.00025159 | 0.00025159 | 0.00025159 | 0.00025159 | 0.00025159 | 0.00025159 | 0.00025159 | 0.00025159 | 0.00025159 | 0.00025159 | 0.00025159 | 0.00025159 | 0.00025159 | 0.00025159 | 0.00025159 | 0.00025159 | 0.00025159 | 0.00025159 | 0.00025159 | 0.00025159 | 0.00025159 | 0.00025159 | 0.00025159 | 0.00025159
|  |  |  | AIIB notional profile - ops - fixed | 0 | USD | 0 | 0 | 0 | 0 | 0 | 0 | 0 | 0 | 0 | 0 | 15731943.8132 | 15650043.3978 | 15360740.7601 | 15029204.2238 | 14715861.1962 | 14402443.7062 | 14111908.9016 | 13786038.5921 | 13478586.54 | 13136793.9373 | 12812421.3547 | 12464262.5503 | 12136067.2814 | 11776269.4035 | 11436855.9634 | 11057100.3664 | 10693641.7422 | 10293677.239 | 9992090.4325 | 9662923.8345 | 9353744.473 | 9000311.9253 | 8664395.9802 | 8291029.8474 | 7935060.3711 | 7621332.4725 | 7341956.6635 | 6941854.3027 | 6542542.5648 | 6104132.8024 | 5682597.6977 | 5219387.2257 | 4771414.89 | 4281013.6234 | 3805578.554 | 3286672.0127 | 2782337.0666 | 2234012.7912 | 0 | 0 | 0 | 0 | 0 | 0 | 0 | 0 | 0 | 0 | 0 | 0 | 0 | 0 | 0 | 0 | 0 | 0 | 0 | 0 | 0 | 0 | 0 | 0 | 0 | 0 | 0 | 0 | 0 | 0 | 0 | 0 | 0 | 0 | 0 | 0 | 0 | 0 | 0 | 0 | 0 | 0 | 0 | 0
|  |  |  | AIIB hedged debt during ops - cashsweep case |  | % |  |  | 0% | 0% | 0% | 0% | 0% | 0% | 0% | 0% | 77% | 77% | 77% | 77% | 77% | 77% | 77% | 77.32% | 77.65% | 78.02% | 78.39% | 78.82% | 79.25% | 80.05% | 80.88% | 81.87% | 82.92% | 84.18% | 85.37% | 86.77% | 88.26% | 90.1% | 92.11% | 94.6% | 97.38% | 100% | 100% | 100% | 100% | 100% | 100% | 100% | 100% | 100% | 100% | 100% | 100% | 100% | 0% | 0% | 0% | 0% | 0% | 0% | 0% | 0% | 0% | 0% | 0% | 0% | 0% | 0% | 0% | 0% | 0% | 0% | 0% | 0% | 0% | 0% | 0% | 0% | 0% | 0% | 0% | 0% | 0% | 0% | 0% | 0% | 0% | 0% | 0% | 0% | 0% | 0% | 0% | 0% | 0% | 0% | 0% | 0%
|  |  |  | Units in a thousand | 1000 | units in thousand
|  |  |  | EIB balance BEG | 0 | USD 000s | 0 | 0 | 0 | 0 | 0 | 0 | 0 | 0 | 0 | 0 | 20431.0959 | 20283.992 | 19912.146 | 19491.2655 | 19084.6866 | 18680.1509 | 18300.1326 | 17804.7253 | 17328.7516 | 16808.9186 | 16310.5248 | 15781.5539 | 15276.2573 | 14676.0439 | 14100.0011 | 13466.1858 | 12852.0925 | 12186.4646 | 11658.4223 | 11092.5329 | 10549.0315 | 9942.1061 | 9356.5711 | 8717.2318 | 8097.783 | 7539.7977 | 7027.5438 | 6409.2348 | 5888.2418 | 5322.3005 | 4774.7471 | 4178.1591 | 3597.916 | 2968.6383 | 2353.6623 | 1689.6516 | 1039.9428 | 339.1562 | 2.1728e-05 | 2.1728e-05 | 2.1728e-05 | 2.1728e-05 | 2.1728e-05 | 2.1728e-05 | 2.1728e-05 | 2.1728e-05 | 2.1728e-05 | 2.1728e-05 | 2.1728e-05 | 2.1728e-05 | 2.1728e-05 | 2.1728e-05 | 2.1728e-05 | 2.1728e-05 | 2.1728e-05 | 2.1728e-05 | 2.1728e-05 | 2.1728e-05 | 2.1728e-05 | 2.1728e-05 | 2.1728e-05 | 2.1728e-05 | 2.1728e-05 | 2.1728e-05 | 2.1728e-05 | 2.1728e-05 | 2.1728e-05 | 2.1728e-05 | 2.1728e-05 | 2.1728e-05 | 2.1728e-05 | 2.1728e-05 | 2.1728e-05 | 2.1728e-05 | 2.1728e-05 | 2.1728e-05 | 2.1728e-05 | 2.1728e-05
|  |  |  | EIB notional profile - ops - fixed | 0 | USD | 0 | 0 | 0 | 0 | 0 | 0 | 0 | 0 | 0 | 0 | 15731943.8132 | 15618673.8177 | 15332352.4403 | 15008274.3978 | 14695208.7159 | 14383716.2284 | 14091102.0735 | 13767024.0309 | 13455531.5434 | 13114148.3627 | 12786923.9314 | 12439247.9731 | 12107303.9586 | 11748615.6397 | 11405659.2646 | 11026519.4187 | 10659965.1278 | 10261946.9493 | 9956747.2394 | 9629522.8081 | 9316457.1262 | 8964061.5848 | 8625824.7928 | 8254550.9188 | 7895862.5998 | 7582796.918 | 7299621.9293 | 6901603.7508 | 6500439.1836 | 6064664.34 | 5643048.2458 | 5183675.4864 | 4736888.2822 | 4252344.4127 | 3778812.9039 | 3267524.73 | 2767248.9167 | 2227643.2439 | 0 | 0 | 0 | 0 | 0 | 0 | 0 | 0 | 0 | 0 | 0 | 0 | 0 | 0 | 0 | 0 | 0 | 0 | 0 | 0 | 0 | 0 | 0 | 0 | 0 | 0 | 0 | 0 | 0 | 0 | 0 | 0 | 0 | 0 | 0 | 0 | 0 | 0 | 0 | 0 | 0 | 0 | 0 | 0
|  |  |  | EIB hedged debt during ops - cashsweep case |  | % |  |  | 0% | 0% | 0% | 0% | 0% | 0% | 0% | 0% | 77% | 77% | 77% | 77% | 77% | 77% | 77% | 77.32% | 77.65% | 78.02% | 78.4% | 78.82% | 79.26% | 80.05% | 80.89% | 81.88% | 82.94% | 84.21% | 85.4% | 86.81% | 88.32% | 90.16% | 92.19% | 94.69% | 97.51% | 100% | 100% | 100% | 100% | 100% | 100% | 100% | 100% | 100% | 100% | 100% | 100% | 100% | 0% | 0% | 0% | 0% | 0% | 0% | 0% | 0% | 0% | 0% | 0% | 0% | 0% | 0% | 0% | 0% | 0% | 0% | 0% | 0% | 0% | 0% | 0% | 0% | 0% | 0% | 0% | 0% | 0% | 0% | 0% | 0% | 0% | 0% | 0% | 0% | 0% | 0% | 0% | 0% | 0% | 0% | 0% | 0%
VAT FACILITY
VAT facility interest during operations
|  |  |  | VAT facility margin | 0.7% | % p.a.
|  |  |  | VAT facility day count convention | 360 | days
|  |  |  | 6M SOFR forward curve - operations period | 0% | % p.a. | 0% | 0% | 0% | 0% | 0% | 0% | 0% | 0% | 0% | 0% | 2.66% | 2.651% | 2.658% | 2.709% | 2.78% | 2.851% | 2.935% | 2.982% | 3.02% | 3.055% | 3.085% | 3.135% | 3.196% | 3.24% | 3.286% | 3.308% | 3.318% | 3.329% | 3.338% | 3.344% | 3.368% | 3.386% | 3.388% | 3.373% | 3.342% | 3.297% | 3.288% | 3.29% | 3.282% | 3.265% | 3.237% | 3.201% | 3.155% | 3.099% | 3.034% | 2.96% | 2.896% | 2.842% | 2.793% | 2.75% | 2.712% | 2.679% | 2.652% | 2.629% | 2.613% | 2.601% | 2.606% | 2.607% | 2.596% | 2.574% | 2.541% | 2.496% | 2.44% | 2.372% | 2.293% | 2.205% | 2.16% | 2.135% | 2.109% | 2.082% | 0% | 0% | 0% | 0% | 0% | 0% | 0% | 0% | 0% | 0% | 0% | 0% | 0% | 0% | 0% | 0% | 0% | 0%
|  |  |  | Days in period | 0 | days | 15706 | 0 | 184 | 181 | 184 | 181 | 184 | 182 | 184 | 181 | 184 | 181 | 184 | 181 | 184 | 182 | 184 | 181 | 184 | 181 | 184 | 181 | 184 | 182 | 184 | 181 | 184 | 181 | 184 | 181 | 184 | 182 | 184 | 181 | 184 | 181 | 184 | 181 | 184 | 182 | 184 | 181 | 184 | 181 | 184 | 181 | 184 | 182 | 184 | 181 | 184 | 181 | 184 | 181 | 184 | 182 | 184 | 181 | 184 | 181 | 184 | 181 | 184 | 182 | 184 | 181 | 184 | 181 | 184 | 181 | 184 | 182 | 184 | 181 | 184 | 181 | 184 | 181 | 184 | 182 | 184 | 181 | 184 | 181 | 184 | 181 | 184 | 182
|  |  |  | VAT facility balance BEG | 0 | USD 000s | 0 | 0 | 0 | 0 | 0 | 0 | 17634.79 | 5192.9456 | 1394.3828 | 983.9636 | 1008.7133 | 0 | 0 | 0 | 0 | 0 | 0 | 0 | 0 | 0 | 0 | 0 | 0 | 0 | 0 | 0 | 0 | 0 | 0 | 0 | 0 | 0 | 0 | 0 | 0 | 0 | 0 | 0 | 0 | 0 | 0 | 0 | 0 | 0 | 0 | 0 | 0 | 0 | 0 | 0 | 0 | 0 | 0 | 0 | 0 | 0 | 0 | 0 | 0 | 0 | 0 | 0 | 0 | 0 | 0 | 0 | 0 | 0 | 0 | 0 | 0 | 0 | 0 | 0 | 0 | 0 | 0 | 0 | 0 | 0 | 0 | 0 | 0 | 0 | 0 | 0 | 0 | 0
|  |  |  | VAT facility tenor flag | 0 | flag | 5 | 0 | 0 | 0 | 0 | 1 | 1 | 1 | 1 | 1 | 0 | 0 | 0 | 0 | 0 | 0 | 0 | 0 | 0 | 0 | 0 | 0 | 0 | 0 | 0 | 0 | 0 | 0 | 0 | 0 | 0 | 0 | 0 | 0 | 0 | 0 | 0 | 0 | 0 | 0 | 0 | 0 | 0 | 0 | 0 | 0 | 0 | 0 | 0 | 0 | 0 | 0 | 0 | 0 | 0 | 0 | 0 | 0 | 0 | 0 | 0 | 0 | 0 | 0 | 0 | 0 | 0 | 0 | 0 | 0 | 0 | 0 | 0 | 0 | 0 | 0 | 0 | 0 | 0 | 0 | 0 | 0 | 0 | 0 | 0 | 0 | 0 | 0 | 0 | 0 | 0 | 0
|  |  |  | Operations period flag | 0 | flag | 60 | 0 | 0 | 0 | 0 | 0 | 0 | 0 | 0 | 0 | 1 | 1 | 1 | 1 | 1 | 1 | 1 | 1 | 1 | 1 | 1 | 1 | 1 | 1 | 1 | 1 | 1 | 1 | 1 | 1 | 1 | 1 | 1 | 1 | 1 | 1 | 1 | 1 | 1 | 1 | 1 | 1 | 1 | 1 | 1 | 1 | 1 | 1 | 1 | 1 | 1 | 1 | 1 | 1 | 1 | 1 | 1 | 1 | 1 | 1 | 1 | 1 | 1 | 1 | 1 | 1 | 1 | 1 | 1 | 1 | 0 | 0 | 0 | 0 | 0 | 0 | 0 | 0 | 0 | 0 | 0 | 0 | 0 | 0 | 0 | 0 | 0 | 0
|  |  |  | VAT facility interest accrued and paid operations |  | USD 000s | 0 |  | 0 | 0 | 0 | 0 | 0 | 0 | 0 | 0 | 0 | 0 | 0 | 0 | 0 | 0 | 0 | 0 | 0 | 0 | 0 | 0 | 0 | 0 | 0 | 0 | 0 | 0 | 0 | 0 | 0 | 0 | 0 | 0 | 0 | 0 | 0 | 0 | 0 | 0 | 0 | 0 | 0 | 0 | 0 | 0 | 0 | 0 | 0 | 0 | 0 | 0 | 0 | 0 | 0 | 0 | 0 | 0 | 0 | 0 | 0 | 0 | 0 | 0 | 0 | 0 | 0 | 0 | 0 | 0 | 0 | 0 | 0 | 0 | 0 | 0 | 0 | 0 | 0 | 0 | 0 | 0 | 0 | 0 | 0 | 0 | 0 | 0 | 0 | 0 | 0 | 0
VAT facility repayment
|  |  |  | VAT facility balance BEG | 0 | USD 000s | 0 | 0 | 0 | 0 | 0 | 0 | 17634.79 | 5192.9456 | 1394.3828 | 983.9636 | 1008.7133 | 0 | 0 | 0 | 0 | 0 | 0 | 0 | 0 | 0 | 0 | 0 | 0 | 0 | 0 | 0 | 0 | 0 | 0 | 0 | 0 | 0 | 0 | 0 | 0 | 0 | 0 | 0 | 0 | 0 | 0 | 0 | 0 | 0 | 0 | 0 | 0 | 0 | 0 | 0 | 0 | 0 | 0 | 0 | 0 | 0 | 0 | 0 | 0 | 0 | 0 | 0 | 0 | 0 | 0 | 0 | 0 | 0 | 0 | 0 | 0 | 0 | 0 | 0 | 0 | 0 | 0 | 0 | 0 | 0 | 0 | 0 | 0 | 0 | 0 | 0 | 0 | 0
|  |  |  | VAT facility repayment s.a. | 0 | USD 000s | 18343.1427 | 0 | 0 | 0 | 0 | 0 | 13542.047 | 4334.6829 | 466.4128 | 0 | 0 | 0 | 0 | 0 | 0 | 0 | 0 | 0 | 0 | 0 | 0 | 0 | 0 | 0 | 0 | 0 | 0 | 0 | 0 | 0 | 0 | 0 | 0 | 0 | 0 | 0 | 0 | 0 | 0 | 0 | 0 | 0 | 0 | 0 | 0 | 0 | 0 | 0 | 0 | 0 | 0 | 0 | 0 | 0 | 0 | 0 | 0 | 0 | 0 | 0 | 0 | 0 | 0 | 0 | 0 | 0 | 0 | 0 | 0 | 0 | 0 | 0 | 0 | 0 | 0 | 0 | 0 | 0 | 0 | 0 | 0 | 0 | 0 | 0 | 0 | 0 | 0 | 0
|  |  |  | First operations period flag | 0 | flag | 1 | 0 | 0 | 0 | 0 | 0 | 0 | 0 | 0 | 0 | 1 | 0 | 0 | 0 | 0 | 0 | 0 | 0 | 0 | 0 | 0 | 0 | 0 | 0 | 0 | 0 | 0 | 0 | 0 | 0 | 0 | 0 | 0 | 0 | 0 | 0 | 0 | 0 | 0 | 0 | 0 | 0 | 0 | 0 | 0 | 0 | 0 | 0 | 0 | 0 | 0 | 0 | 0 | 0 | 0 | 0 | 0 | 0 | 0 | 0 | 0 | 0 | 0 | 0 | 0 | 0 | 0 | 0 | 0 | 0 | 0 | 0 | 0 | 0 | 0 | 0 | 0 | 0 | 0 | 0 | 0 | 0 | 0 | 0 | 0 | 0 | 0 | 0
|  |  |  | VAT facility repayment POS |  | USD 000s | 18343.1427 |  | 0 | 0 | 0 | 0 | 13542.047 | 4334.6829 | 466.4128 | 0 | 0 | 0 | 0 | 0 | 0 | 0 | 0 | 0 | 0 | 0 | 0 | 0 | 0 | 0 | 0 | 0 | 0 | 0 | 0 | 0 | 0 | 0 | 0 | 0 | 0 | 0 | 0 | 0 | 0 | 0 | 0 | 0 | 0 | 0 | 0 | 0 | 0 | 0 | 0 | 0 | 0 | 0 | 0 | 0 | 0 | 0 | 0 | 0 | 0 | 0 | 0 | 0 | 0 | 0 | 0 | 0 | 0 | 0 | 0 | 0 | 0 | 0 | 0 | 0 | 0 | 0 | 0 | 0 | 0 | 0 | 0 | 0 | 0 | 0 | 0 | 0 | 0 | 0
|  |  |  | VAT facility repayment |  | USD 000s | -18343.1427 |  | 0 | 0 | 0 | 0 | -13542.047 | -4334.6829 | -466.4128 | 0 | 0 | 0 | 0 | 0 | 0 | 0 | 0 | 0 | 0 | 0 | 0 | 0 | 0 | 0 | 0 | 0 | 0 | 0 | 0 | 0 | 0 | 0 | 0 | 0 | 0 | 0 | 0 | 0 | 0 | 0 | 0 | 0 | 0 | 0 | 0 | 0 | 0 | 0 | 0 | 0 | 0 | 0 | 0 | 0 | 0 | 0 | 0 | 0 | 0 | 0 | 0 | 0 | 0 | 0 | 0 | 0 | 0 | 0 | 0 | 0 | 0 | 0 | 0 | 0 | 0 | 0 | 0 | 0 | 0 | 0 | 0 | 0 | 0 | 0 | 0 | 0 | 0 | 0
|  |  |  | VAT facility balance BEG | 0 | USD 000s | 0 | 0 | 0 | 0 | 0 | 0 | 17634.79 | 5192.9456 | 1394.3828 | 983.9636 | 1008.7133 | 0 | 0 | 0 | 0 | 0 | 0 | 0 | 0 | 0 | 0 | 0 | 0 | 0 | 0 | 0 | 0 | 0 | 0 | 0 | 0 | 0 | 0 | 0 | 0 | 0 | 0 | 0 | 0 | 0 | 0 | 0 | 0 | 0 | 0 | 0 | 0 | 0 | 0 | 0 | 0 | 0 | 0 | 0 | 0 | 0 | 0 | 0 | 0 | 0 | 0 | 0 | 0 | 0 | 0 | 0 | 0 | 0 | 0 | 0 | 0 | 0 | 0 | 0 | 0 | 0 | 0 | 0 | 0 | 0 | 0 | 0 | 0 | 0 | 0 | 0 | 0 | 0
|  |  |  | VAT facility repayment | 0 | USD 000s | -18343.1427 | 0 | 0 | 0 | 0 | 0 | -13542.047 | -4334.6829 | -466.4128 | 0 | 0 | 0 | 0 | 0 | 0 | 0 | 0 | 0 | 0 | 0 | 0 | 0 | 0 | 0 | 0 | 0 | 0 | 0 | 0 | 0 | 0 | 0 | 0 | 0 | 0 | 0 | 0 | 0 | 0 | 0 | 0 | 0 | 0 | 0 | 0 | 0 | 0 | 0 | 0 | 0 | 0 | 0 | 0 | 0 | 0 | 0 | 0 | 0 | 0 | 0 | 0 | 0 | 0 | 0 | 0 | 0 | 0 | 0 | 0 | 0 | 0 | 0 | 0 | 0 | 0 | 0 | 0 | 0 | 0 | 0 | 0 | 0 | 0 | 0 | 0 | 0 | 0 | 0
|  |  |  | First operations period flag | 0 | flag | 1 | 0 | 0 | 0 | 0 | 0 | 0 | 0 | 0 | 0 | 1 | 0 | 0 | 0 | 0 | 0 | 0 | 0 | 0 | 0 | 0 | 0 | 0 | 0 | 0 | 0 | 0 | 0 | 0 | 0 | 0 | 0 | 0 | 0 | 0 | 0 | 0 | 0 | 0 | 0 | 0 | 0 | 0 | 0 | 0 | 0 | 0 | 0 | 0 | 0 | 0 | 0 | 0 | 0 | 0 | 0 | 0 | 0 | 0 | 0 | 0 | 0 | 0 | 0 | 0 | 0 | 0 | 0 | 0 | 0 | 0 | 0 | 0 | 0 | 0 | 0 | 0 | 0 | 0 | 0 | 0 | 0 | 0 | 0 | 0 | 0 | 0 | 0
|  |  |  | Additional VAT facility repayment POS |  | USD 000s | 1008.7133 |  | 0 | 0 | 0 | 0 | 0 | 0 | 0 | 0 | 1008.7133 | 0 | 0 | 0 | 0 | 0 | 0 | 0 | 0 | 0 | 0 | 0 | 0 | 0 | 0 | 0 | 0 | 0 | 0 | 0 | 0 | 0 | 0 | 0 | 0 | 0 | 0 | 0 | 0 | 0 | 0 | 0 | 0 | 0 | 0 | 0 | 0 | 0 | 0 | 0 | 0 | 0 | 0 | 0 | 0 | 0 | 0 | 0 | 0 | 0 | 0 | 0 | 0 | 0 | 0 | 0 | 0 | 0 | 0 | 0 | 0 | 0 | 0 | 0 | 0 | 0 | 0 | 0 | 0 | 0 | 0 | 0 | 0 | 0 | 0 | 0 | 0 | 0
|  |  |  | Additional VAT facility repayment |  | USD 000s | -1008.7133 |  | 0 | 0 | 0 | 0 | 0 | 0 | 0 | 0 | -1008.7133 | 0 | 0 | 0 | 0 | 0 | 0 | 0 | 0 | 0 | 0 | 0 | 0 | 0 | 0 | 0 | 0 | 0 | 0 | 0 | 0 | 0 | 0 | 0 | 0 | 0 | 0 | 0 | 0 | 0 | 0 | 0 | 0 | 0 | 0 | 0 | 0 | 0 | 0 | 0 | 0 | 0 | 0 | 0 | 0 | 0 | 0 | 0 | 0 | 0 | 0 | 0 | 0 | 0 | 0 | 0 | 0 | 0 | 0 | 0 | 0 | 0 | 0 | 0 | 0 | 0 | 0 | 0 | 0 | 0 | 0 | 0 | 0 | 0 | 0 | 0 | 0 | 0
VAT facility balance
|  |  |  | VAT facility balance BEG |  | USD 000s |  |  | 0 | 0 | 0 | 0 | 17634.79 | 5192.9456 | 1394.3828 | 983.9636 | 1008.7133 | 0 | 0 | 0 | 0 | 0 | 0 | 0 | 0 | 0 | 0 | 0 | 0 | 0 | 0 | 0 | 0 | 0 | 0 | 0 | 0 | 0 | 0 | 0 | 0 | 0 | 0 | 0 | 0 | 0 | 0 | 0 | 0 | 0 | 0 | 0 | 0 | 0 | 0 | 0 | 0 | 0 | 0 | 0 | 0 | 0 | 0 | 0 | 0 | 0 | 0 | 0 | 0 | 0 | 0 | 0 | 0 | 0 | 0 | 0 | 0 | 0 | 0 | 0 | 0 | 0 | 0 | 0 | 0 | 0 | 0 | 0 | 0 | 0 | 0 | 0 | 0 | 0
|  |  | Plus | VAT facility drawdown during construction s.a. | 0 | USD 000s | 18343.1427 | 0 | 0 | 0 | 0 | 17277.8014 | 638.3104 | 427.0309 | 0 | 0 | 0 | 0 | 0 | 0 | 0 | 0 | 0 | 0 | 0 | 0 | 0 | 0 | 0 | 0 | 0 | 0 | 0 | 0 | 0 | 0 | 0 | 0 | 0 | 0 | 0 | 0 | 0 | 0 | 0 | 0 | 0 | 0 | 0 | 0 | 0 | 0 | 0 | 0 | 0 | 0 | 0 | 0 | 0 | 0 | 0 | 0 | 0 | 0 | 0 | 0 | 0 | 0 | 0 | 0 | 0 | 0 | 0 | 0 | 0 | 0 | 0 | 0 | 0 | 0 | 0 | 0 | 0 | 0 | 0 | 0 | 0 | 0 | 0 | 0 | 0 | 0 | 0 | 0
|  |  | Plus | VAT facility financing costs rolled-up s.a. | 0 | USD 000s | 1008.7133 | 0 | 0 | 0 | 0 | 356.9886 | 461.8922 | 109.0892 | 55.9936 | 24.7496 | 0 | 0 | 0 | 0 | 0 | 0 | 0 | 0 | 0 | 0 | 0 | 0 | 0 | 0 | 0 | 0 | 0 | 0 | 0 | 0 | 0 | 0 | 0 | 0 | 0 | 0 | 0 | 0 | 0 | 0 | 0 | 0 | 0 | 0 | 0 | 0 | 0 | 0 | 0 | 0 | 0 | 0 | 0 | 0 | 0 | 0 | 0 | 0 | 0 | 0 | 0 | 0 | 0 | 0 | 0 | 0 | 0 | 0 | 0 | 0 | 0 | 0 | 0 | 0 | 0 | 0 | 0 | 0 | 0 | 0 | 0 | 0 | 0 | 0 | 0 | 0 | 0 | 0
|  |  | Plus | VAT facility financing costs paid s.a. | 0 | USD 000s | 0 | 0 | 0 | 0 | 0 | 0 | 0 | 0 | 0 | 0 | 0 | 0 | 0 | 0 | 0 | 0 | 0 | 0 | 0 | 0 | 0 | 0 | 0 | 0 | 0 | 0 | 0 | 0 | 0 | 0 | 0 | 0 | 0 | 0 | 0 | 0 | 0 | 0 | 0 | 0 | 0 | 0 | 0 | 0 | 0 | 0 | 0 | 0 | 0 | 0 | 0 | 0 | 0 | 0 | 0 | 0 | 0 | 0 | 0 | 0 | 0 | 0 | 0 | 0 | 0 | 0 | 0 | 0 | 0 | 0 | 0 | 0 | 0 | 0 | 0 | 0 | 0 | 0 | 0 | 0 | 0 | 0 | 0 | 0 | 0 | 0 | 0 | 0
|  |  | Less | VAT facility repayment POS | 0 | USD 000s | 18343.1427 | 0 | 0 | 0 | 0 | 0 | 13542.047 | 4334.6829 | 466.4128 | 0 | 0 | 0 | 0 | 0 | 0 | 0 | 0 | 0 | 0 | 0 | 0 | 0 | 0 | 0 | 0 | 0 | 0 | 0 | 0 | 0 | 0 | 0 | 0 | 0 | 0 | 0 | 0 | 0 | 0 | 0 | 0 | 0 | 0 | 0 | 0 | 0 | 0 | 0 | 0 | 0 | 0 | 0 | 0 | 0 | 0 | 0 | 0 | 0 | 0 | 0 | 0 | 0 | 0 | 0 | 0 | 0 | 0 | 0 | 0 | 0 | 0 | 0 | 0 | 0 | 0 | 0 | 0 | 0 | 0 | 0 | 0 | 0 | 0 | 0 | 0 | 0 | 0 | 0
|  |  | Less | Additional VAT facility repayment POS | 0 | USD 000s | 1008.7133 | 0 | 0 | 0 | 0 | 0 | 0 | 0 | 0 | 0 | 1008.7133 | 0 | 0 | 0 | 0 | 0 | 0 | 0 | 0 | 0 | 0 | 0 | 0 | 0 | 0 | 0 | 0 | 0 | 0 | 0 | 0 | 0 | 0 | 0 | 0 | 0 | 0 | 0 | 0 | 0 | 0 | 0 | 0 | 0 | 0 | 0 | 0 | 0 | 0 | 0 | 0 | 0 | 0 | 0 | 0 | 0 | 0 | 0 | 0 | 0 | 0 | 0 | 0 | 0 | 0 | 0 | 0 | 0 | 0 | 0 | 0 | 0 | 0 | 0 | 0 | 0 | 0 | 0 | 0 | 0 | 0 | 0 | 0 | 0 | 0 | 0 | 0 | 0
|  |  |  | VAT facility balance |  | USD 000s |  |  | 0 | 0 | 0 | 17634.79 | 5192.9456 | 1394.3828 | 983.9636 | 1008.7133 | 0 | 0 | 0 | 0 | 0 | 0 | 0 | 0 | 0 | 0 | 0 | 0 | 0 | 0 | 0 | 0 | 0 | 0 | 0 | 0 | 0 | 0 | 0 | 0 | 0 | 0 | 0 | 0 | 0 | 0 | 0 | 0 | 0 | 0 | 0 | 0 | 0 | 0 | 0 | 0 | 0 | 0 | 0 | 0 | 0 | 0 | 0 | 0 | 0 | 0 | 0 | 0 | 0 | 0 | 0 | 0 | 0 | 0 | 0 | 0 | 0 | 0 | 0 | 0 | 0 | 0 | 0 | 0 | 0 | 0 | 0 | 0 | 0 | 0 | 0 | 0 | 0 | 0
|  |  |  | Additional VAT facility repayment | 0 | USD 000s | -1008.7133 | 0 | 0 | 0 | 0 | 0 | 0 | 0 | 0 | 0 | -1008.7133 | 0 | 0 | 0 | 0 | 0 | 0 | 0 | 0 | 0 | 0 | 0 | 0 | 0 | 0 | 0 | 0 | 0 | 0 | 0 | 0 | 0 | 0 | 0 | 0 | 0 | 0 | 0 | 0 | 0 | 0 | 0 | 0 | 0 | 0 | 0 | 0 | 0 | 0 | 0 | 0 | 0 | 0 | 0 | 0 | 0 | 0 | 0 | 0 | 0 | 0 | 0 | 0 | 0 | 0 | 0 | 0 | 0 | 0 | 0 | 0 | 0 | 0 | 0 | 0 | 0 | 0 | 0 | 0 | 0 | 0 | 0 | 0 | 0 | 0 | 0 | 0 | 0
|  |  |  | Additional VAT facility repayment | 1008.7133 | USD 000s
|  |  |  | VAT facility financing costs rolled-up s.a. | 0 | USD 000s | 1008.7133 | 0 | 0 | 0 | 0 | 356.9886 | 461.8922 | 109.0892 | 55.9936 | 24.7496 | 0 | 0 | 0 | 0 | 0 | 0 | 0 | 0 | 0 | 0 | 0 | 0 | 0 | 0 | 0 | 0 | 0 | 0 | 0 | 0 | 0 | 0 | 0 | 0 | 0 | 0 | 0 | 0 | 0 | 0 | 0 | 0 | 0 | 0 | 0 | 0 | 0 | 0 | 0 | 0 | 0 | 0 | 0 | 0 | 0 | 0 | 0 | 0 | 0 | 0 | 0 | 0 | 0 | 0 | 0 | 0 | 0 | 0 | 0 | 0 | 0 | 0 | 0 | 0 | 0 | 0 | 0 | 0 | 0 | 0 | 0 | 0 | 0 | 0 | 0 | 0 | 0 | 0
|  |  |  | VAT facility financing costs rolled-up s.a. | 1008.7133 | USD 000s
|  |  |  | Additional VAT facility repayment | 1008.7133 | USD 000s
|  |  |  | VAT facility financing costs rolled-up s.a. | 1008.7133 | USD 000s
|  |  |  | VAT facility financing costs roll-up check | 0 | Check
REFI DEBT SIZING
CFADS for Refi debt sizing
|  |  |  | Refinancing active | 0 | 1 = yes, 0 = no
|  |  |  | CFADS - P90 | 0 | USD 000s | 306880.3365 | 0 | 0 | 0 | 0 | 3735.7543 | -3696.3724 | 3053.8104 | 8917.5557 | 3357.4482 | 4639.573 | 5753.5614 | 6124.2774 | 5799.8603 | 5859.6711 | 5524.1602 | 5829.5986 | 5507.252 | 5810.6946 | 5488.7113 | 5707.3056 | 5369.9176 | 5644.0647 | 5318.0253 | 5635.923 | 5318.9931 | 5610.1024 | 4679.8884 | 4915.1116 | 4589.5999 | 4947.1186 | 4645.5967 | 4930.6003 | 4615.9746 | 4309.2803 | 3882.6724 | 4806.6351 | 4615.1763 | 4900.5481 | 4588.2037 | 4876.4208 | 4565.3803 | 4855.9772 | 4546.1656 | 4832.9629 | 4523.2133 | 4806.0044 | 4496.2881 | 4736.7446 | 4413.2665 | 4746.9651 | 4448.5801 | 4735.9539 | 4429.5822 | 4718.3117 | 4413.044 | 4653.0439 | 4339.3496 | 4649.4561 | 4349.9758 | 4538.5025 | 4233.9795 | 4509.9207 | 4206.0115 | 4480.5739 | 4177.2822 | 4450.4626 | 4147.792 | 4386.5865 | 4876.2451 | 0 | 0 | 0 | 0 | 0 | 0 | 0 | 0 | 0 | 0 | 0 | 0 | 0 | 0 | 0 | 0 | 0 | 0
|  |  |  | GB Refi debt service period ppf | 0 | factor | 0 | 0 | 0 | 0 | 0 | 0 | 0 | 0 | 0 | 0 | 0 | 0 | 0 | 0 | 0 | 0 | 0 | 0 | 0 | 0 | 0 | 0 | 0 | 0 | 0 | 0 | 0 | 0 | 0 | 0 | 0 | 0 | 0 | 0 | 0 | 0 | 0 | 0 | 0 | 0 | 0 | 0 | 0 | 0 | 0 | 0 | 0 | 0 | 0 | 0 | 0 | 0 | 0 | 0 | 0 | 0 | 0 | 0 | 0 | 0 | 0 | 0 | 0 | 0 | 0 | 0 | 0 | 0 | 0 | 0 | 0 | 0 | 0 | 0 | 0 | 0 | 0 | 0 | 0 | 0 | 0 | 0 | 0 | 0 | 0 | 0 | 0 | 0
|  |  |  | CFADS for refi debt sizing |  | USD 000s | 0 |  | 0 | 0 | 0 | 0 | 0 | 0 | 0 | 0 | 0 | 0 | 0 | 0 | 0 | 0 | 0 | 0 | 0 | 0 | 0 | 0 | 0 | 0 | 0 | 0 | 0 | 0 | 0 | 0 | 0 | 0 | 0 | 0 | 0 | 0 | 0 | 0 | 0 | 0 | 0 | 0 | 0 | 0 | 0 | 0 | 0 | 0 | 0 | 0 | 0 | 0 | 0 | 0 | 0 | 0 | 0 | 0 | 0 | 0 | 0 | 0 | 0 | 0 | 0 | 0 | 0 | 0 | 0 | 0 | 0 | 0 | 0 | 0 | 0 | 0 | 0 | 0 | 0 | 0 | 0 | 0 | 0 | 0 | 0 | 0 | 0 | 0
Debt size
Target DSCR
|  |  |  | Required DSCR for GB Refi - Y01 | 0 | ratio
|  |  |  | Required DSCR for GB Refi - Y02 | 0 | ratio
|  |  |  | Required DSCR for GB Refi - Y03 | 0 | ratio
|  |  |  | Required DSCR for GB Refi - Y04 | 0 | ratio
|  |  |  | Required DSCR for GB Refi - Y05 | 0 | ratio
|  |  |  | Required DSCR for GB Refi - Y06 | 0 | ratio
|  |  |  | Required DSCR for GB Refi - Y07 | 0 | ratio
|  |  |  | Required DSCR for GB Refi - Y08 | 0 | ratio
|  |  |  | Required DSCR for GB Refi - Y09 | 0 | ratio
|  |  |  | Required DSCR for GB Refi - Y10 | 0 | ratio
|  |  |  | Required DSCR for GB Refi - Y11 | 0 | ratio
|  |  |  | Required DSCR for GB Refi - Y12 | 0 | ratio
|  |  |  | Required DSCR for GB Refi - Y13 | 0 | ratio
|  |  |  | Required DSCR for GB Refi - Y14 | 0 | ratio
|  |  |  | Required DSCR for GB Refi - Y15 | 0 | ratio
|  |  |  | Required DSCR for GB Refi - Y16 | 0 | ratio
|  |  |  | Required DSCR for GB Refi - Y17 | 0 | ratio
|  |  |  | Required DSCR for GB Refi - Y18 | 0 | ratio
|  |  |  | Required DSCR for GB Refi - Y19 | 0 | ratio
|  |  |  | Required DSCR for GB Refi - Y20 | 0 | ratio
|  |  |  | Required DSCR for GB Refi - Y21 | 0 | ratio
|  |  |  | Required DSCR for GB Refi - Y22 | 0 | ratio
|  |  |  | Required DSCR for GB Refi - Y23 | 0 | ratio
|  |  |  | Required DSCR for GB Refi - Y24 | 0 | ratio
|  |  |  | Required DSCR for GB Refi - Y25 | 0 | ratio
|  |  |  | Required DSCR for GB Refi - Y26 | 0 | ratio
|  |  |  | Required DSCR for GB Refi - Y27 | 0 | ratio
|  |  |  | Required DSCR for GB Refi - Y28 | 0 | ratio
|  |  |  | Required DSCR for GB Refi - Y29 | 0 | ratio
|  |  |  | Required DSCR for GB Refi - Y30 | 0 | ratio
|  |  |  | Required DSCR for GB Refi - Y31 | 0 | ratio
|  |  |  | Required DSCR for GB Refi - Y32 | 0 | ratio
|  |  |  | GB Refi debt service year number | 0 | counter | 0 | 0 | 0 | 0 | 0 | 0 | 0 | 0 | 0 | 0 | 0 | 0 | 0 | 0 | 0 | 0 | 0 | 0 | 0 | 0 | 0 | 0 | 0 | 0 | 0 | 0 | 0 | 0 | 0 | 0 | 0 | 0 | 0 | 0 | 0 | 0 | 0 | 0 | 0 | 0 | 0 | 0 | 0 | 0 | 0 | 0 | 0 | 0 | 0 | 0 | 0 | 0 | 0 | 0 | 0 | 0 | 0 | 0 | 0 | 0 | 0 | 0 | 0 | 0 | 0 | 0 | 0 | 0 | 0 | 0 | 0 | 0 | 0 | 0 | 0 | 0 | 0 | 0 | 0 | 0 | 0 | 0 | 0 | 0 | 0 | 0 | 0 | 0
|  |  |  | GB Refi debt service period flag | 0 | flag | 0 | 0 | 0 | 0 | 0 | 0 | 0 | 0 | 0 | 0 | 0 | 0 | 0 | 0 | 0 | 0 | 0 | 0 | 0 | 0 | 0 | 0 | 0 | 0 | 0 | 0 | 0 | 0 | 0 | 0 | 0 | 0 | 0 | 0 | 0 | 0 | 0 | 0 | 0 | 0 | 0 | 0 | 0 | 0 | 0 | 0 | 0 | 0 | 0 | 0 | 0 | 0 | 0 | 0 | 0 | 0 | 0 | 0 | 0 | 0 | 0 | 0 | 0 | 0 | 0 | 0 | 0 | 0 | 0 | 0 | 0 | 0 | 0 | 0 | 0 | 0 | 0 | 0 | 0 | 0 | 0 | 0 | 0 | 0 | 0 | 0 | 0 | 0
|  |  |  | Target Refi DSCR |  | ratio |  |  | 0 | 0 | 0 | 0 | 0 | 0 | 0 | 0 | 0 | 0 | 0 | 0 | 0 | 0 | 0 | 0 | 0 | 0 | 0 | 0 | 0 | 0 | 0 | 0 | 0 | 0 | 0 | 0 | 0 | 0 | 0 | 0 | 0 | 0 | 0 | 0 | 0 | 0 | 0 | 0 | 0 | 0 | 0 | 0 | 0 | 0 | 0 | 0 | 0 | 0 | 0 | 0 | 0 | 0 | 0 | 0 | 0 | 0 | 0 | 0 | 0 | 0 | 0 | 0 | 0 | 0 | 0 | 0 | 0 | 0 | 0 | 0 | 0 | 0 | 0 | 0 | 0 | 0 | 0 | 0 | 0 | 0 | 0 | 0 | 0 | 0
|  |  |  | Target Refi DSCR | 0 | ratio | 0 | 0 | 0 | 0 | 0 | 0 | 0 | 0 | 0 | 0 | 0 | 0 | 0 | 0 | 0 | 0 | 0 | 0 | 0 | 0 | 0 | 0 | 0 | 0 | 0 | 0 | 0 | 0 | 0 | 0 | 0 | 0 | 0 | 0 | 0 | 0 | 0 | 0 | 0 | 0 | 0 | 0 | 0 | 0 | 0 | 0 | 0 | 0 | 0 | 0 | 0 | 0 | 0 | 0 | 0 | 0 | 0 | 0 | 0 | 0 | 0 | 0 | 0 | 0 | 0 | 0 | 0 | 0 | 0 | 0 | 0 | 0 | 0 | 0 | 0 | 0 | 0 | 0 | 0 | 0 | 0 | 0 | 0 | 0 | 0 | 0 | 0 | 0
|  |  |  | CFADS for refi debt sizing | 0 | USD 000s | 0 | 0 | 0 | 0 | 0 | 0 | 0 | 0 | 0 | 0 | 0 | 0 | 0 | 0 | 0 | 0 | 0 | 0 | 0 | 0 | 0 | 0 | 0 | 0 | 0 | 0 | 0 | 0 | 0 | 0 | 0 | 0 | 0 | 0 | 0 | 0 | 0 | 0 | 0 | 0 | 0 | 0 | 0 | 0 | 0 | 0 | 0 | 0 | 0 | 0 | 0 | 0 | 0 | 0 | 0 | 0 | 0 | 0 | 0 | 0 | 0 | 0 | 0 | 0 | 0 | 0 | 0 | 0 | 0 | 0 | 0 | 0 | 0 | 0 | 0 | 0 | 0 | 0 | 0 | 0 | 0 | 0 | 0 | 0 | 0 | 0 | 0 | 0
|  |  |  | GB Refi debt service period flag | 0 | flag | 0 | 0 | 0 | 0 | 0 | 0 | 0 | 0 | 0 | 0 | 0 | 0 | 0 | 0 | 0 | 0 | 0 | 0 | 0 | 0 | 0 | 0 | 0 | 0 | 0 | 0 | 0 | 0 | 0 | 0 | 0 | 0 | 0 | 0 | 0 | 0 | 0 | 0 | 0 | 0 | 0 | 0 | 0 | 0 | 0 | 0 | 0 | 0 | 0 | 0 | 0 | 0 | 0 | 0 | 0 | 0 | 0 | 0 | 0 | 0 | 0 | 0 | 0 | 0 | 0 | 0 | 0 | 0 | 0 | 0 | 0 | 0 | 0 | 0 | 0 | 0 | 0 | 0 | 0 | 0 | 0 | 0 | 0 | 0 | 0 | 0 | 0 | 0
|  |  |  | Maximum debt service at target ratio - Refi facility |  | USD 000s | 0 |  | 0 | 0 | 0 | 0 | 0 | 0 | 0 | 0 | 0 | 0 | 0 | 0 | 0 | 0 | 0 | 0 | 0 | 0 | 0 | 0 | 0 | 0 | 0 | 0 | 0 | 0 | 0 | 0 | 0 | 0 | 0 | 0 | 0 | 0 | 0 | 0 | 0 | 0 | 0 | 0 | 0 | 0 | 0 | 0 | 0 | 0 | 0 | 0 | 0 | 0 | 0 | 0 | 0 | 0 | 0 | 0 | 0 | 0 | 0 | 0 | 0 | 0 | 0 | 0 | 0 | 0 | 0 | 0 | 0 | 0 | 0 | 0 | 0 | 0 | 0 | 0 | 0 | 0 | 0 | 0 | 0 | 0 | 0 | 0 | 0 | 0
|  |  |  | Refinancing active | 0 | 1 = yes, 0 = no
|  |  |  | Maximum debt service at target ratio - Refi facility | 0 | USD 000s | 0 | 0 | 0 | 0 | 0 | 0 | 0 | 0 | 0 | 0 | 0 | 0 | 0 | 0 | 0 | 0 | 0 | 0 | 0 | 0 | 0 | 0 | 0 | 0 | 0 | 0 | 0 | 0 | 0 | 0 | 0 | 0 | 0 | 0 | 0 | 0 | 0 | 0 | 0 | 0 | 0 | 0 | 0 | 0 | 0 | 0 | 0 | 0 | 0 | 0 | 0 | 0 | 0 | 0 | 0 | 0 | 0 | 0 | 0 | 0 | 0 | 0 | 0 | 0 | 0 | 0 | 0 | 0 | 0 | 0 | 0 | 0 | 0 | 0 | 0 | 0 | 0 | 0 | 0 | 0 | 0 | 0 | 0 | 0 | 0 | 0 | 0 | 0
|  |  |  | GB Refi debt interest POS | 0 | USD 000s | 0 | 0 | 0 | 0 | 0 | 0 | 0 | 0 | 0 | 0 | 0 | 0 | 0 | 0 | 0 | 0 | 0 | 0 | 0 | 0 | 0 | 0 | 0 | 0 | 0 | 0 | 0 | 0 | 0 | 0 | 0 | 0 | 0 | 0 | 0 | 0 | 0 | 0 | 0 | 0 | 0 | 0 | 0 | 0 | 0 | 0 | 0 | 0 | 0 | 0 | 0 | 0 | 0 | 0 | 0 | 0 | 0 | 0 | 0 | 0 | 0 | 0 | 0 | 0 | 0 | 0 | 0 | 0 | 0 | 0 | 0 | 0 | 0 | 0 | 0 | 0 | 0 | 0 | 0 | 0 | 0 | 0 | 0 | 0 | 0 | 0 | 0 | 0
|  |  |  | Total agent bank fee - operations POS | 0 | USD 000s | 1140 | 0 | 0 | 0 | 0 | 0 | 0 | 0 | 0 | 0 | 60 | 0 | 60 | 0 | 60 | 0 | 60 | 0 | 60 | 0 | 60 | 0 | 60 | 0 | 60 | 0 | 60 | 0 | 60 | 0 | 60 | 0 | 60 | 0 | 60 | 0 | 60 | 0 | 60 | 0 | 60 | 0 | 60 | 0 | 60 | 0 | 60 | 0 | 0 | 0 | 0 | 0 | 0 | 0 | 0 | 0 | 0 | 0 | 0 | 0 | 0 | 0 | 0 | 0 | 0 | 0 | 0 | 0 | 0 | 0 | 0 | 0 | 0 | 0 | 0 | 0 | 0 | 0 | 0 | 0 | 0 | 0 | 0 | 0 | 0 | 0 | 0 | 0
|  |  |  | GB Refi debt service period flag | 0 | flag | 0 | 0 | 0 | 0 | 0 | 0 | 0 | 0 | 0 | 0 | 0 | 0 | 0 | 0 | 0 | 0 | 0 | 0 | 0 | 0 | 0 | 0 | 0 | 0 | 0 | 0 | 0 | 0 | 0 | 0 | 0 | 0 | 0 | 0 | 0 | 0 | 0 | 0 | 0 | 0 | 0 | 0 | 0 | 0 | 0 | 0 | 0 | 0 | 0 | 0 | 0 | 0 | 0 | 0 | 0 | 0 | 0 | 0 | 0 | 0 | 0 | 0 | 0 | 0 | 0 | 0 | 0 | 0 | 0 | 0 | 0 | 0 | 0 | 0 | 0 | 0 | 0 | 0 | 0 | 0 | 0 | 0 | 0 | 0 | 0 | 0 | 0 | 0
|  |  |  | GB Refi debt repayment amount |  | USD 000s | 0 |  | 0 | 0 | 0 | 0 | 0 | 0 | 0 | 0 | 0 | 0 | 0 | 0 | 0 | 0 | 0 | 0 | 0 | 0 | 0 | 0 | 0 | 0 | 0 | 0 | 0 | 0 | 0 | 0 | 0 | 0 | 0 | 0 | 0 | 0 | 0 | 0 | 0 | 0 | 0 | 0 | 0 | 0 | 0 | 0 | 0 | 0 | 0 | 0 | 0 | 0 | 0 | 0 | 0 | 0 | 0 | 0 | 0 | 0 | 0 | 0 | 0 | 0 | 0 | 0 | 0 | 0 | 0 | 0 | 0 | 0 | 0 | 0 | 0 | 0 | 0 | 0 | 0 | 0 | 0 | 0 | 0 | 0 | 0 | 0 | 0 | 0
|  |  |  | GB Refi debt repayment amount - calc | 0 | USD 000s
GB Refi facility drawdown
|  |  |  | Refinancing active | 0 | 1 = yes, 0 = no
|  |  |  | GB Refi debt repayment amount - fixed | 0 | USD 000s
|  |  |  | GB Refi drawdown date flag | 0 | flag | 0 | 0 | 0 | 0 | 0 | 0 | 0 | 0 | 0 | 0 | 0 | 0 | 0 | 0 | 0 | 0 | 0 | 0 | 0 | 0 | 0 | 0 | 0 | 0 | 0 | 0 | 0 | 0 | 0 | 0 | 0 | 0 | 0 | 0 | 0 | 0 | 0 | 0 | 0 | 0 | 0 | 0 | 0 | 0 | 0 | 0 | 0 | 0 | 0 | 0 | 0 | 0 | 0 | 0 | 0 | 0 | 0 | 0 | 0 | 0 | 0 | 0 | 0 | 0 | 0 | 0 | 0 | 0 | 0 | 0 | 0 | 0 | 0 | 0 | 0 | 0 | 0 | 0 | 0 | 0 | 0 | 0 | 0 | 0 | 0 | 0 | 0 | 0
|  |  |  | GB Refi facility drawdown |  | USD 000s | 0 |  | 0 | 0 | 0 | 0 | 0 | 0 | 0 | 0 | 0 | 0 | 0 | 0 | 0 | 0 | 0 | 0 | 0 | 0 | 0 | 0 | 0 | 0 | 0 | 0 | 0 | 0 | 0 | 0 | 0 | 0 | 0 | 0 | 0 | 0 | 0 | 0 | 0 | 0 | 0 | 0 | 0 | 0 | 0 | 0 | 0 | 0 | 0 | 0 | 0 | 0 | 0 | 0 | 0 | 0 | 0 | 0 | 0 | 0 | 0 | 0 | 0 | 0 | 0 | 0 | 0 | 0 | 0 | 0 | 0 | 0 | 0 | 0 | 0 | 0 | 0 | 0 | 0 | 0 | 0 | 0 | 0 | 0 | 0 | 0 | 0 | 0
GB Refi facility upfront fee
|  |  |  | GB Refi tranche upfront fee | 0% | %
|  |  |  | GB Refi debt repayment amount - fixed | 0 | USD 000s
|  |  |  | GB Refi facility upfront fee | 0 | USD 000s
|  |  |  | GB Refi facility upfront fee | 0 | USD 000s
|  |  |  | GB Refi drawdown date flag | 0 | flag | 0 | 0 | 0 | 0 | 0 | 0 | 0 | 0 | 0 | 0 | 0 | 0 | 0 | 0 | 0 | 0 | 0 | 0 | 0 | 0 | 0 | 0 | 0 | 0 | 0 | 0 | 0 | 0 | 0 | 0 | 0 | 0 | 0 | 0 | 0 | 0 | 0 | 0 | 0 | 0 | 0 | 0 | 0 | 0 | 0 | 0 | 0 | 0 | 0 | 0 | 0 | 0 | 0 | 0 | 0 | 0 | 0 | 0 | 0 | 0 | 0 | 0 | 0 | 0 | 0 | 0 | 0 | 0 | 0 | 0 | 0 | 0 | 0 | 0 | 0 | 0 | 0 | 0 | 0 | 0 | 0 | 0 | 0 | 0 | 0 | 0 | 0 | 0
|  |  |  | GB Refi facility upfront fee paid POS |  | USD 000s | 0 |  | 0 | 0 | 0 | 0 | 0 | 0 | 0 | 0 | 0 | 0 | 0 | 0 | 0 | 0 | 0 | 0 | 0 | 0 | 0 | 0 | 0 | 0 | 0 | 0 | 0 | 0 | 0 | 0 | 0 | 0 | 0 | 0 | 0 | 0 | 0 | 0 | 0 | 0 | 0 | 0 | 0 | 0 | 0 | 0 | 0 | 0 | 0 | 0 | 0 | 0 | 0 | 0 | 0 | 0 | 0 | 0 | 0 | 0 | 0 | 0 | 0 | 0 | 0 | 0 | 0 | 0 | 0 | 0 | 0 | 0 | 0 | 0 | 0 | 0 | 0 | 0 | 0 | 0 | 0 | 0 | 0 | 0 | 0 | 0 | 0 | 0
|  |  |  | GB Refi facility upfront fee paid |  | USD 000s | 0 |  | 0 | 0 | 0 | 0 | 0 | 0 | 0 | 0 | 0 | 0 | 0 | 0 | 0 | 0 | 0 | 0 | 0 | 0 | 0 | 0 | 0 | 0 | 0 | 0 | 0 | 0 | 0 | 0 | 0 | 0 | 0 | 0 | 0 | 0 | 0 | 0 | 0 | 0 | 0 | 0 | 0 | 0 | 0 | 0 | 0 | 0 | 0 | 0 | 0 | 0 | 0 | 0 | 0 | 0 | 0 | 0 | 0 | 0 | 0 | 0 | 0 | 0 | 0 | 0 | 0 | 0 | 0 | 0 | 0 | 0 | 0 | 0 | 0 | 0 | 0 | 0 | 0 | 0 | 0 | 0 | 0 | 0 | 0 | 0 | 0 | 0
Senior debt repayment from Refi facility drawdown
ADB debt balance outstanding at Refi
|  |  |  | Refinancing active | 0 | 1 = yes, 0 = no
|  |  |  | ADB Loan balance BEG | 0 | USD 000s | 0 | 0 | 0 | 0 | 0 | 0 | 0 | 0 | 0 | 0 | 26505.2054 | 26367.2195 | 25879.8019 | 25321.2286 | 24793.3077 | 24265.2614 | 23775.7679 | 23130.0577 | 22519.3857 | 21844.318 | 21202.5578 | 20515.5119 | 19866.3078 | 19085.7831 | 18344.4535 | 17521.1692 | 16729.7233 | 15862.9268 | 15183.986 | 14446.587 | 13748.0518 | 12958.942 | 12203.2391 | 11370.301 | 10571.2724 | 9846.284 | 9188.1392 | 8382.4972 | 7709.7361 | 6971.1026 | 6260.8995 | 5480.4817 | 4725.7372 | 3899.5083 | 3098.4945 | 2224.2399 | 1374.5355 | 450.7179 | 0.00032639 | 0.00032639 | 0.00032639 | 0.00032639 | 0.00032639 | 0.00032639 | 0.00032639 | 0.00032639 | 0.00032639 | 0.00032639 | 0.00032639 | 0.00032639 | 0.00032639 | 0.00032639 | 0.00032639 | 0.00032639 | 0.00032639 | 0.00032639 | 0.00032639 | 0.00032639 | 0.00032639 | 0.00032639 | 0.00032639 | 0.00032639 | 0.00032639 | 0.00032639 | 0.00032639 | 0.00032639 | 0.00032639 | 0.00032639 | 0.00032639 | 0.00032639 | 0.00032639 | 0.00032639 | 0.00032639 | 0.00032639 | 0.00032639 | 0.00032639 | 0.00032639 | 0.00032639
|  |  |  | ADB Loan scheduled repayment POS | 0 | USD 000s | 23192.0545 | 0 | 0 | 0 | 0 | 0 | 0 | 0 | 0 | 0 | 137.986 | 487.4176 | 558.5733 | 527.9209 | 528.0463 | 489.4935 | 549.0268 | 517.9957 | 575.8528 | 546.5035 | 586.5785 | 552.9439 | 606.1881 | 571.8443 | 639.8129 | 612.3557 | 673.8609 | 508.114 | 554.5804 | 520.9059 | 595.4638 | 565.9518 | 629.0479 | 599.738 | 528.5693 | 470.6928 | 674.0931 | 672.7611 | 738.6335 | 710.2031 | 780.4178 | 754.7445 | 826.2289 | 801.0138 | 874.2546 | 849.7044 | 923.8177 | 450.7175 | 0 | 0 | 0 | 0 | 0 | 0 | 0 | 0 | 0 | 0 | 0 | 0 | 0 | 0 | 0 | 0 | 0 | 0 | 0 | 0 | 0 | 0 | 0 | 0 | 0 | 0 | 0 | 0 | 0 | 0 | 0 | 0 | 0 | 0 | 0 | 0 | 0 | 0 | 0 | 0
|  |  |  | ADB Cashsweep repayment POS | 0 | USD 000s | 3313.1507 | 0 | 0 | 0 | 0 | 0 | 0 | 0 | 0 | 0 | 0 | 0 | 0 | 0 | 0 | 0 | 96.6833 | 92.6763 | 99.2149 | 95.2567 | 100.4674 | 96.2602 | 174.3365 | 169.4853 | 183.4714 | 179.0902 | 192.9356 | 170.8269 | 182.8185 | 177.6293 | 193.6461 | 189.7511 | 203.8903 | 199.2906 | 196.4192 | 187.4519 | 131.5489 | 0 | 0 | 0 | 0 | 0 | 0 | 0 | 0 | 0 | 0 | 0 | 0 | 0 | 0 | 0 | 0 | 0 | 0 | 0 | 0 | 0 | 0 | 0 | 0 | 0 | 0 | 0 | 0 | 0 | 0 | 0 | 0 | 0 | 0 | 0 | 0 | 0 | 0 | 0 | 0 | 0 | 0 | 0 | 0 | 0 | 0 | 0 | 0 | 0 | 0 | 0
|  |  |  | GB Refi drawdown date flag | 0 | flag | 0 | 0 | 0 | 0 | 0 | 0 | 0 | 0 | 0 | 0 | 0 | 0 | 0 | 0 | 0 | 0 | 0 | 0 | 0 | 0 | 0 | 0 | 0 | 0 | 0 | 0 | 0 | 0 | 0 | 0 | 0 | 0 | 0 | 0 | 0 | 0 | 0 | 0 | 0 | 0 | 0 | 0 | 0 | 0 | 0 | 0 | 0 | 0 | 0 | 0 | 0 | 0 | 0 | 0 | 0 | 0 | 0 | 0 | 0 | 0 | 0 | 0 | 0 | 0 | 0 | 0 | 0 | 0 | 0 | 0 | 0 | 0 | 0 | 0 | 0 | 0 | 0 | 0 | 0 | 0 | 0 | 0 | 0 | 0 | 0 | 0 | 0 | 0
|  |  |  | ADB debt balance outstanding at Refi |  | USD 000s | 0 |  | 0 | 0 | 0 | 0 | 0 | 0 | 0 | 0 | 0 | 0 | 0 | 0 | 0 | 0 | 0 | 0 | 0 | 0 | 0 | 0 | 0 | 0 | 0 | 0 | 0 | 0 | 0 | 0 | 0 | 0 | 0 | 0 | 0 | 0 | 0 | 0 | 0 | 0 | 0 | 0 | 0 | 0 | 0 | 0 | 0 | 0 | 0 | 0 | 0 | 0 | 0 | 0 | 0 | 0 | 0 | 0 | 0 | 0 | 0 | 0 | 0 | 0 | 0 | 0 | 0 | 0 | 0 | 0 | 0 | 0 | 0 | 0 | 0 | 0 | 0 | 0 | 0 | 0 | 0 | 0 | 0 | 0 | 0 | 0 | 0 | 0
EBRD debt balance outstanding at Refi
|  |  |  | Refinancing active | 0 | 1 = yes, 0 = no
|  |  |  | EBRD Loan balance BEG | 0 | USD 000s | 0 | 0 | 0 | 0 | 0 | 0 | 0 | 0 | 0 | 0 | 34798.3079 | 34617.1481 | 33977.2245 | 33243.8815 | 32550.7817 | 31857.5172 | 31214.8681 | 30367.1244 | 29565.3817 | 28679.095 | 27836.5372 | 26934.5243 | 26082.1934 | 25057.4537 | 24084.1726 | 23003.2943 | 21964.2162 | 20826.2114 | 19934.8396 | 18966.719 | 18049.622 | 17013.6109 | 16021.4594 | 14927.9067 | 13878.8735 | 12927.0464 | 12062.9775 | 11005.2615 | 10122.003 | 9152.2616 | 8219.8461 | 7195.2467 | 6204.3533 | 5119.6091 | 4067.9694 | 2920.173 | 1804.6082 | 591.7411 | 0.00042852 | 0.00042852 | 0.00042852 | 0.00042852 | 0.00042852 | 0.00042852 | 0.00042852 | 0.00042852 | 0.00042852 | 0.00042852 | 0.00042852 | 0.00042852 | 0.00042852 | 0.00042852 | 0.00042852 | 0.00042852 | 0.00042852 | 0.00042852 | 0.00042852 | 0.00042852 | 0.00042852 | 0.00042852 | 0.00042852 | 0.00042852 | 0.00042852 | 0.00042852 | 0.00042852 | 0.00042852 | 0.00042852 | 0.00042852 | 0.00042852 | 0.00042852 | 0.00042852 | 0.00042852 | 0.00042852 | 0.00042852 | 0.00042852 | 0.00042852 | 0.00042852 | 0.00042852
|  |  |  | EBRD Loan scheduled repayment POS | 0 | USD 000s | 30448.519 | 0 | 0 | 0 | 0 | 0 | 0 | 0 | 0 | 0 | 181.1598 | 639.9236 | 733.343 | 693.0998 | 693.2645 | 642.6491 | 720.8096 | 680.0692 | 756.0289 | 717.4967 | 770.1106 | 725.9523 | 795.8557 | 750.7663 | 840.0012 | 803.9531 | 884.7024 | 667.0956 | 728.1008 | 683.89 | 781.7759 | 743.03 | 825.868 | 787.3875 | 693.9511 | 617.9659 | 885.0073 | 883.2585 | 969.7414 | 932.4155 | 1024.5994 | 990.8934 | 1084.7442 | 1051.6397 | 1147.7965 | 1115.5648 | 1212.8671 | 591.7407 | 0 | 0 | 0 | 0 | 0 | 0 | 0 | 0 | 0 | 0 | 0 | 0 | 0 | 0 | 0 | 0 | 0 | 0 | 0 | 0 | 0 | 0 | 0 | 0 | 0 | 0 | 0 | 0 | 0 | 0 | 0 | 0 | 0 | 0 | 0 | 0 | 0 | 0 | 0 | 0
|  |  |  | EBRD Cashsweep repayment POS | 0 | USD 000s | 4349.7885 | 0 | 0 | 0 | 0 | 0 | 0 | 0 | 0 | 0 | 0 | 0 | 0 | 0 | 0 | 0 | 126.9342 | 121.6734 | 130.2578 | 125.0612 | 131.9023 | 126.3786 | 228.884 | 222.5148 | 240.877 | 235.125 | 253.3024 | 224.2762 | 240.0198 | 233.207 | 254.2352 | 249.1215 | 267.6846 | 261.6458 | 257.876 | 246.103 | 172.7087 | 0 | 0 | 0 | 0 | 0 | 0 | 0 | 0 | 0 | 0 | 0 | 0 | 0 | 0 | 0 | 0 | 0 | 0 | 0 | 0 | 0 | 0 | 0 | 0 | 0 | 0 | 0 | 0 | 0 | 0 | 0 | 0 | 0 | 0 | 0 | 0 | 0 | 0 | 0 | 0 | 0 | 0 | 0 | 0 | 0 | 0 | 0 | 0 | 0 | 0 | 0
|  |  |  | GB Refi drawdown date flag | 0 | flag | 0 | 0 | 0 | 0 | 0 | 0 | 0 | 0 | 0 | 0 | 0 | 0 | 0 | 0 | 0 | 0 | 0 | 0 | 0 | 0 | 0 | 0 | 0 | 0 | 0 | 0 | 0 | 0 | 0 | 0 | 0 | 0 | 0 | 0 | 0 | 0 | 0 | 0 | 0 | 0 | 0 | 0 | 0 | 0 | 0 | 0 | 0 | 0 | 0 | 0 | 0 | 0 | 0 | 0 | 0 | 0 | 0 | 0 | 0 | 0 | 0 | 0 | 0 | 0 | 0 | 0 | 0 | 0 | 0 | 0 | 0 | 0 | 0 | 0 | 0 | 0 | 0 | 0 | 0 | 0 | 0 | 0 | 0 | 0 | 0 | 0 | 0 | 0
|  |  |  | EBRD debt balance outstanding at Refi |  | USD 000s | 0 |  | 0 | 0 | 0 | 0 | 0 | 0 | 0 | 0 | 0 | 0 | 0 | 0 | 0 | 0 | 0 | 0 | 0 | 0 | 0 | 0 | 0 | 0 | 0 | 0 | 0 | 0 | 0 | 0 | 0 | 0 | 0 | 0 | 0 | 0 | 0 | 0 | 0 | 0 | 0 | 0 | 0 | 0 | 0 | 0 | 0 | 0 | 0 | 0 | 0 | 0 | 0 | 0 | 0 | 0 | 0 | 0 | 0 | 0 | 0 | 0 | 0 | 0 | 0 | 0 | 0 | 0 | 0 | 0 | 0 | 0 | 0 | 0 | 0 | 0 | 0 | 0 | 0 | 0 | 0 | 0 | 0 | 0 | 0 | 0 | 0 | 0
AIIB debt balance outstanding at Refi
|  |  |  | Refinancing active | 0 | 1 = yes, 0 = no
|  |  |  | AIIB balance BEG | 0 | USD 000s | 0 | 0 | 0 | 0 | 0 | 0 | 0 | 0 | 0 | 0 | 20431.0959 | 20324.7317 | 19949.014 | 19518.447 | 19111.508 | 18704.4723 | 18327.1544 | 17829.4195 | 17358.6931 | 16838.3285 | 16343.6383 | 15814.0404 | 15313.6122 | 14711.9578 | 14140.5163 | 13505.9013 | 12895.8284 | 12227.6728 | 11704.3225 | 11135.9108 | 10597.4566 | 9989.1844 | 9406.6635 | 8764.607 | 8148.6892 | 7589.8439 | 7082.524 | 6461.5082 | 5942.9216 | 5373.5582 | 4826.11 | 4224.538 | 3642.7558 | 3005.871 | 2388.4228 | 1714.5183 | 1059.5378 | 347.4284 | 0.00025159 | 0.00025159 | 0.00025159 | 0.00025159 | 0.00025159 | 0.00025159 | 0.00025159 | 0.00025159 | 0.00025159 | 0.00025159 | 0.00025159 | 0.00025159 | 0.00025159 | 0.00025159 | 0.00025159 | 0.00025159 | 0.00025159 | 0.00025159 | 0.00025159 | 0.00025159 | 0.00025159 | 0.00025159 | 0.00025159 | 0.00025159 | 0.00025159 | 0.00025159 | 0.00025159 | 0.00025159 | 0.00025159 | 0.00025159 | 0.00025159 | 0.00025159 | 0.00025159 | 0.00025159 | 0.00025159 | 0.00025159 | 0.00025159 | 0.00025159 | 0.00025159 | 0.00025159
|  |  |  | AIIB scheduled repayment POS | 0 | USD 000s | 17877.2086 | 0 | 0 | 0 | 0 | 0 | 0 | 0 | 0 | 0 | 106.3642 | 375.7177 | 430.5669 | 406.939 | 407.0357 | 377.3179 | 423.2082 | 399.2884 | 443.8865 | 421.2631 | 452.1543 | 426.2276 | 467.27 | 440.7967 | 493.1891 | 472.0242 | 519.4344 | 391.6712 | 427.4891 | 401.5316 | 459.0033 | 436.2545 | 484.8911 | 462.298 | 407.4388 | 362.8257 | 519.6135 | 518.5867 | 569.3633 | 547.4482 | 601.572 | 581.7823 | 636.8848 | 617.4481 | 673.9046 | 654.9804 | 712.1094 | 347.4281 | 0 | 0 | 0 | 0 | 0 | 0 | 0 | 0 | 0 | 0 | 0 | 0 | 0 | 0 | 0 | 0 | 0 | 0 | 0 | 0 | 0 | 0 | 0 | 0 | 0 | 0 | 0 | 0 | 0 | 0 | 0 | 0 | 0 | 0 | 0 | 0 | 0 | 0 | 0 | 0
|  |  |  | AIIB Cashsweep repayment POS | 0 | USD 000s | 2553.887 | 0 | 0 | 0 | 0 | 0 | 0 | 0 | 0 | 0 | 0 | 0 | 0 | 0 | 0 | 0 | 74.5267 | 71.438 | 76.4781 | 73.4271 | 77.4436 | 74.2006 | 134.3844 | 130.6449 | 141.4259 | 138.0487 | 148.7212 | 131.6791 | 140.9226 | 136.9226 | 149.2688 | 146.2664 | 157.1654 | 153.6198 | 151.4065 | 144.4942 | 101.4023 | 0 | 0 | 0 | 0 | 0 | 0 | 0 | 0 | 0 | 0 | 0 | 0 | 0 | 0 | 0 | 0 | 0 | 0 | 0 | 0 | 0 | 0 | 0 | 0 | 0 | 0 | 0 | 0 | 0 | 0 | 0 | 0 | 0 | 0 | 0 | 0 | 0 | 0 | 0 | 0 | 0 | 0 | 0 | 0 | 0 | 0 | 0 | 0 | 0 | 0 | 0
|  |  |  | GB Refi drawdown date flag | 0 | flag | 0 | 0 | 0 | 0 | 0 | 0 | 0 | 0 | 0 | 0 | 0 | 0 | 0 | 0 | 0 | 0 | 0 | 0 | 0 | 0 | 0 | 0 | 0 | 0 | 0 | 0 | 0 | 0 | 0 | 0 | 0 | 0 | 0 | 0 | 0 | 0 | 0 | 0 | 0 | 0 | 0 | 0 | 0 | 0 | 0 | 0 | 0 | 0 | 0 | 0 | 0 | 0 | 0 | 0 | 0 | 0 | 0 | 0 | 0 | 0 | 0 | 0 | 0 | 0 | 0 | 0 | 0 | 0 | 0 | 0 | 0 | 0 | 0 | 0 | 0 | 0 | 0 | 0 | 0 | 0 | 0 | 0 | 0 | 0 | 0 | 0 | 0 | 0
|  |  |  | AIIB debt balance outstanding at Refi |  | USD 000s | 0 |  | 0 | 0 | 0 | 0 | 0 | 0 | 0 | 0 | 0 | 0 | 0 | 0 | 0 | 0 | 0 | 0 | 0 | 0 | 0 | 0 | 0 | 0 | 0 | 0 | 0 | 0 | 0 | 0 | 0 | 0 | 0 | 0 | 0 | 0 | 0 | 0 | 0 | 0 | 0 | 0 | 0 | 0 | 0 | 0 | 0 | 0 | 0 | 0 | 0 | 0 | 0 | 0 | 0 | 0 | 0 | 0 | 0 | 0 | 0 | 0 | 0 | 0 | 0 | 0 | 0 | 0 | 0 | 0 | 0 | 0 | 0 | 0 | 0 | 0 | 0 | 0 | 0 | 0 | 0 | 0 | 0 | 0 | 0 | 0 | 0 | 0
EIB debt balance outstanding at Refi
|  |  |  | Refinancing active | 0 | 1 = yes, 0 = no
|  |  |  | EIB balance BEG | 0 | USD 000s | 0 | 0 | 0 | 0 | 0 | 0 | 0 | 0 | 0 | 0 | 20431.0959 | 20283.992 | 19912.146 | 19491.2655 | 19084.6866 | 18680.1509 | 18300.1326 | 17804.7253 | 17328.7516 | 16808.9186 | 16310.5248 | 15781.5539 | 15276.2573 | 14676.0439 | 14100.0011 | 13466.1858 | 12852.0925 | 12186.4646 | 11658.4223 | 11092.5329 | 10549.0315 | 9942.1061 | 9356.5711 | 8717.2318 | 8097.783 | 7539.7977 | 7027.5438 | 6409.2348 | 5888.2418 | 5322.3005 | 4774.7471 | 4178.1591 | 3597.916 | 2968.6383 | 2353.6623 | 1689.6516 | 1039.9428 | 339.1562 | 2.1728e-05 | 2.1728e-05 | 2.1728e-05 | 2.1728e-05 | 2.1728e-05 | 2.1728e-05 | 2.1728e-05 | 2.1728e-05 | 2.1728e-05 | 2.1728e-05 | 2.1728e-05 | 2.1728e-05 | 2.1728e-05 | 2.1728e-05 | 2.1728e-05 | 2.1728e-05 | 2.1728e-05 | 2.1728e-05 | 2.1728e-05 | 2.1728e-05 | 2.1728e-05 | 2.1728e-05 | 2.1728e-05 | 2.1728e-05 | 2.1728e-05 | 2.1728e-05 | 2.1728e-05 | 2.1728e-05 | 2.1728e-05 | 2.1728e-05 | 2.1728e-05 | 2.1728e-05 | 2.1728e-05 | 2.1728e-05 | 2.1728e-05 | 2.1728e-05 | 2.1728e-05 | 2.1728e-05 | 2.1728e-05 | 2.1728e-05
|  |  |  | EIB scheduled repayment POS | 0 | USD 000s | 17877.2089 | 0 | 0 | 0 | 0 | 0 | 0 | 0 | 0 | 0 | 147.1039 | 371.8459 | 420.8806 | 406.5788 | 404.5357 | 380.0184 | 420.8806 | 404.5357 | 443.3548 | 424.9668 | 451.5272 | 431.0961 | 465.829 | 445.3979 | 492.3894 | 476.0445 | 516.9067 | 396.3633 | 424.9668 | 406.5788 | 457.6565 | 439.2686 | 482.1739 | 465.829 | 406.5788 | 367.7597 | 516.9067 | 520.9929 | 565.9414 | 547.5534 | 596.588 | 580.2431 | 629.2778 | 614.976 | 664.0106 | 649.7088 | 700.7866 | 339.1562 | 0 | 0 | 0 | 0 | 0 | 0 | 0 | 0 | 0 | 0 | 0 | 0 | 0 | 0 | 0 | 0 | 0 | 0 | 0 | 0 | 0 | 0 | 0 | 0 | 0 | 0 | 0 | 0 | 0 | 0 | 0 | 0 | 0 | 0 | 0 | 0 | 0 | 0 | 0 | 0
|  |  |  | EIB Cashsweep repayment POS | 0 | USD 000s | 2553.887 | 0 | 0 | 0 | 0 | 0 | 0 | 0 | 0 | 0 | 0 | 0 | 0 | 0 | 0 | 0 | 74.5267 | 71.438 | 76.4781 | 73.4271 | 77.4436 | 74.2006 | 134.3844 | 130.6449 | 141.4259 | 138.0487 | 148.7212 | 131.6791 | 140.9226 | 136.9226 | 149.2688 | 146.2664 | 157.1654 | 153.6198 | 151.4065 | 144.4942 | 101.4023 | 0 | 0 | 0 | 0 | 0 | 0 | 0 | 0 | 0 | 0 | 0 | 0 | 0 | 0 | 0 | 0 | 0 | 0 | 0 | 0 | 0 | 0 | 0 | 0 | 0 | 0 | 0 | 0 | 0 | 0 | 0 | 0 | 0 | 0 | 0 | 0 | 0 | 0 | 0 | 0 | 0 | 0 | 0 | 0 | 0 | 0 | 0 | 0 | 0 | 0 | 0
|  |  |  | GB Refi drawdown date flag | 0 | flag | 0 | 0 | 0 | 0 | 0 | 0 | 0 | 0 | 0 | 0 | 0 | 0 | 0 | 0 | 0 | 0 | 0 | 0 | 0 | 0 | 0 | 0 | 0 | 0 | 0 | 0 | 0 | 0 | 0 | 0 | 0 | 0 | 0 | 0 | 0 | 0 | 0 | 0 | 0 | 0 | 0 | 0 | 0 | 0 | 0 | 0 | 0 | 0 | 0 | 0 | 0 | 0 | 0 | 0 | 0 | 0 | 0 | 0 | 0 | 0 | 0 | 0 | 0 | 0 | 0 | 0 | 0 | 0 | 0 | 0 | 0 | 0 | 0 | 0 | 0 | 0 | 0 | 0 | 0 | 0 | 0 | 0 | 0 | 0 | 0 | 0 | 0 | 0
|  |  |  | EIB debt balance outstanding at Refi |  | USD 000s | 0 |  | 0 | 0 | 0 | 0 | 0 | 0 | 0 | 0 | 0 | 0 | 0 | 0 | 0 | 0 | 0 | 0 | 0 | 0 | 0 | 0 | 0 | 0 | 0 | 0 | 0 | 0 | 0 | 0 | 0 | 0 | 0 | 0 | 0 | 0 | 0 | 0 | 0 | 0 | 0 | 0 | 0 | 0 | 0 | 0 | 0 | 0 | 0 | 0 | 0 | 0 | 0 | 0 | 0 | 0 | 0 | 0 | 0 | 0 | 0 | 0 | 0 | 0 | 0 | 0 | 0 | 0 | 0 | 0 | 0 | 0 | 0 | 0 | 0 | 0 | 0 | 0 | 0 | 0 | 0 | 0 | 0 | 0 | 0 | 0 | 0 | 0
Senior debt outstanding at Refi date
|  |  |  | ADB debt balance outstanding at Refi | 0 | USD 000s | 0 | 0 | 0 | 0 | 0 | 0 | 0 | 0 | 0 | 0 | 0 | 0 | 0 | 0 | 0 | 0 | 0 | 0 | 0 | 0 | 0 | 0 | 0 | 0 | 0 | 0 | 0 | 0 | 0 | 0 | 0 | 0 | 0 | 0 | 0 | 0 | 0 | 0 | 0 | 0 | 0 | 0 | 0 | 0 | 0 | 0 | 0 | 0 | 0 | 0 | 0 | 0 | 0 | 0 | 0 | 0 | 0 | 0 | 0 | 0 | 0 | 0 | 0 | 0 | 0 | 0 | 0 | 0 | 0 | 0 | 0 | 0 | 0 | 0 | 0 | 0 | 0 | 0 | 0 | 0 | 0 | 0 | 0 | 0 | 0 | 0 | 0 | 0
|  |  |  | EBRD debt balance outstanding at Refi | 0 | USD 000s | 0 | 0 | 0 | 0 | 0 | 0 | 0 | 0 | 0 | 0 | 0 | 0 | 0 | 0 | 0 | 0 | 0 | 0 | 0 | 0 | 0 | 0 | 0 | 0 | 0 | 0 | 0 | 0 | 0 | 0 | 0 | 0 | 0 | 0 | 0 | 0 | 0 | 0 | 0 | 0 | 0 | 0 | 0 | 0 | 0 | 0 | 0 | 0 | 0 | 0 | 0 | 0 | 0 | 0 | 0 | 0 | 0 | 0 | 0 | 0 | 0 | 0 | 0 | 0 | 0 | 0 | 0 | 0 | 0 | 0 | 0 | 0 | 0 | 0 | 0 | 0 | 0 | 0 | 0 | 0 | 0 | 0 | 0 | 0 | 0 | 0 | 0 | 0
|  |  |  | AIIB debt balance outstanding at Refi | 0 | USD 000s | 0 | 0 | 0 | 0 | 0 | 0 | 0 | 0 | 0 | 0 | 0 | 0 | 0 | 0 | 0 | 0 | 0 | 0 | 0 | 0 | 0 | 0 | 0 | 0 | 0 | 0 | 0 | 0 | 0 | 0 | 0 | 0 | 0 | 0 | 0 | 0 | 0 | 0 | 0 | 0 | 0 | 0 | 0 | 0 | 0 | 0 | 0 | 0 | 0 | 0 | 0 | 0 | 0 | 0 | 0 | 0 | 0 | 0 | 0 | 0 | 0 | 0 | 0 | 0 | 0 | 0 | 0 | 0 | 0 | 0 | 0 | 0 | 0 | 0 | 0 | 0 | 0 | 0 | 0 | 0 | 0 | 0 | 0 | 0 | 0 | 0 | 0 | 0
|  |  |  | EIB debt balance outstanding at Refi | 0 | USD 000s | 0 | 0 | 0 | 0 | 0 | 0 | 0 | 0 | 0 | 0 | 0 | 0 | 0 | 0 | 0 | 0 | 0 | 0 | 0 | 0 | 0 | 0 | 0 | 0 | 0 | 0 | 0 | 0 | 0 | 0 | 0 | 0 | 0 | 0 | 0 | 0 | 0 | 0 | 0 | 0 | 0 | 0 | 0 | 0 | 0 | 0 | 0 | 0 | 0 | 0 | 0 | 0 | 0 | 0 | 0 | 0 | 0 | 0 | 0 | 0 | 0 | 0 | 0 | 0 | 0 | 0 | 0 | 0 | 0 | 0 | 0 | 0 | 0 | 0 | 0 | 0 | 0 | 0 | 0 | 0 | 0 | 0 | 0 | 0 | 0 | 0 | 0 | 0
|  |  |  | Senior debt outstanding at Refi date |  | USD 000s | 0 |  | 0 | 0 | 0 | 0 | 0 | 0 | 0 | 0 | 0 | 0 | 0 | 0 | 0 | 0 | 0 | 0 | 0 | 0 | 0 | 0 | 0 | 0 | 0 | 0 | 0 | 0 | 0 | 0 | 0 | 0 | 0 | 0 | 0 | 0 | 0 | 0 | 0 | 0 | 0 | 0 | 0 | 0 | 0 | 0 | 0 | 0 | 0 | 0 | 0 | 0 | 0 | 0 | 0 | 0 | 0 | 0 | 0 | 0 | 0 | 0 | 0 | 0 | 0 | 0 | 0 | 0 | 0 | 0 | 0 | 0 | 0 | 0 | 0 | 0 | 0 | 0 | 0 | 0 | 0 | 0 | 0 | 0 | 0 | 0 | 0 | 0
Senior debt repayment from Refi facility drawdown
|  |  |  | GB Refi debt repayment amount - fixed | 0 | USD 000s
|  |  |  | GB Refi drawdown date flag | 0 | flag
|  |  |  | Senior debt repayment from Refi facility drawdown | 0 | USD 000s
|  |  |  | Refinancing active | 0 | 1 = yes, 0 = no
|  |  |  | Senior debt repayment from Refi facility drawdown | 0 | USD 000s
|  |  |  | Senior debt outstanding at Refi date | 0 | USD 000s | 0 | 0 | 0 | 0 | 0 | 0 | 0 | 0 | 0 | 0 | 0 | 0 | 0 | 0 | 0 | 0 | 0 | 0 | 0 | 0 | 0 | 0 | 0 | 0 | 0 | 0 | 0 | 0 | 0 | 0 | 0 | 0 | 0 | 0 | 0 | 0 | 0 | 0 | 0 | 0 | 0 | 0 | 0 | 0 | 0 | 0 | 0 | 0 | 0 | 0 | 0 | 0 | 0 | 0 | 0 | 0 | 0 | 0 | 0 | 0 | 0 | 0 | 0 | 0 | 0 | 0 | 0 | 0 | 0 | 0 | 0 | 0 | 0 | 0 | 0 | 0 | 0 | 0 | 0 | 0 | 0 | 0 | 0 | 0 | 0 | 0 | 0 | 0
|  |  |  | GB Refi drawdown date flag | 0 | flag | 0 | 0 | 0 | 0 | 0 | 0 | 0 | 0 | 0 | 0 | 0 | 0 | 0 | 0 | 0 | 0 | 0 | 0 | 0 | 0 | 0 | 0 | 0 | 0 | 0 | 0 | 0 | 0 | 0 | 0 | 0 | 0 | 0 | 0 | 0 | 0 | 0 | 0 | 0 | 0 | 0 | 0 | 0 | 0 | 0 | 0 | 0 | 0 | 0 | 0 | 0 | 0 | 0 | 0 | 0 | 0 | 0 | 0 | 0 | 0 | 0 | 0 | 0 | 0 | 0 | 0 | 0 | 0 | 0 | 0 | 0 | 0 | 0 | 0 | 0 | 0 | 0 | 0 | 0 | 0 | 0 | 0 | 0 | 0 | 0 | 0 | 0 | 0
|  |  |  | Senior debt repayment from Refi facility drawdown |  | USD 000s | 0 |  | 0 | 0 | 0 | 0 | 0 | 0 | 0 | 0 | 0 | 0 | 0 | 0 | 0 | 0 | 0 | 0 | 0 | 0 | 0 | 0 | 0 | 0 | 0 | 0 | 0 | 0 | 0 | 0 | 0 | 0 | 0 | 0 | 0 | 0 | 0 | 0 | 0 | 0 | 0 | 0 | 0 | 0 | 0 | 0 | 0 | 0 | 0 | 0 | 0 | 0 | 0 | 0 | 0 | 0 | 0 | 0 | 0 | 0 | 0 | 0 | 0 | 0 | 0 | 0 | 0 | 0 | 0 | 0 | 0 | 0 | 0 | 0 | 0 | 0 | 0 | 0 | 0 | 0 | 0 | 0 | 0 | 0 | 0 | 0 | 0 | 0
|  |  |  | Senior debt repayment from Refi facility drawdown | 0 | USD 000s | 0 | 0 | 0 | 0 | 0 | 0 | 0 | 0 | 0 | 0 | 0 | 0 | 0 | 0 | 0 | 0 | 0 | 0 | 0 | 0 | 0 | 0 | 0 | 0 | 0 | 0 | 0 | 0 | 0 | 0 | 0 | 0 | 0 | 0 | 0 | 0 | 0 | 0 | 0 | 0 | 0 | 0 | 0 | 0 | 0 | 0 | 0 | 0 | 0 | 0 | 0 | 0 | 0 | 0 | 0 | 0 | 0 | 0 | 0 | 0 | 0 | 0 | 0 | 0 | 0 | 0 | 0 | 0 | 0 | 0 | 0 | 0 | 0 | 0 | 0 | 0 | 0 | 0 | 0 | 0 | 0 | 0 | 0 | 0 | 0 | 0 | 0 | 0
|  |  |  | ADB debt balance outstanding at Refi | 0 | USD 000s | 0 | 0 | 0 | 0 | 0 | 0 | 0 | 0 | 0 | 0 | 0 | 0 | 0 | 0 | 0 | 0 | 0 | 0 | 0 | 0 | 0 | 0 | 0 | 0 | 0 | 0 | 0 | 0 | 0 | 0 | 0 | 0 | 0 | 0 | 0 | 0 | 0 | 0 | 0 | 0 | 0 | 0 | 0 | 0 | 0 | 0 | 0 | 0 | 0 | 0 | 0 | 0 | 0 | 0 | 0 | 0 | 0 | 0 | 0 | 0 | 0 | 0 | 0 | 0 | 0 | 0 | 0 | 0 | 0 | 0 | 0 | 0 | 0 | 0 | 0 | 0 | 0 | 0 | 0 | 0 | 0 | 0 | 0 | 0 | 0 | 0 | 0 | 0
|  |  |  | EBRD debt balance outstanding at Refi | 0 | USD 000s | 0 | 0 | 0 | 0 | 0 | 0 | 0 | 0 | 0 | 0 | 0 | 0 | 0 | 0 | 0 | 0 | 0 | 0 | 0 | 0 | 0 | 0 | 0 | 0 | 0 | 0 | 0 | 0 | 0 | 0 | 0 | 0 | 0 | 0 | 0 | 0 | 0 | 0 | 0 | 0 | 0 | 0 | 0 | 0 | 0 | 0 | 0 | 0 | 0 | 0 | 0 | 0 | 0 | 0 | 0 | 0 | 0 | 0 | 0 | 0 | 0 | 0 | 0 | 0 | 0 | 0 | 0 | 0 | 0 | 0 | 0 | 0 | 0 | 0 | 0 | 0 | 0 | 0 | 0 | 0 | 0 | 0 | 0 | 0 | 0 | 0 | 0 | 0
|  |  |  | AIIB debt balance outstanding at Refi | 0 | USD 000s | 0 | 0 | 0 | 0 | 0 | 0 | 0 | 0 | 0 | 0 | 0 | 0 | 0 | 0 | 0 | 0 | 0 | 0 | 0 | 0 | 0 | 0 | 0 | 0 | 0 | 0 | 0 | 0 | 0 | 0 | 0 | 0 | 0 | 0 | 0 | 0 | 0 | 0 | 0 | 0 | 0 | 0 | 0 | 0 | 0 | 0 | 0 | 0 | 0 | 0 | 0 | 0 | 0 | 0 | 0 | 0 | 0 | 0 | 0 | 0 | 0 | 0 | 0 | 0 | 0 | 0 | 0 | 0 | 0 | 0 | 0 | 0 | 0 | 0 | 0 | 0 | 0 | 0 | 0 | 0 | 0 | 0 | 0 | 0 | 0 | 0 | 0 | 0
|  |  |  | EIB debt balance outstanding at Refi | 0 | USD 000s | 0 | 0 | 0 | 0 | 0 | 0 | 0 | 0 | 0 | 0 | 0 | 0 | 0 | 0 | 0 | 0 | 0 | 0 | 0 | 0 | 0 | 0 | 0 | 0 | 0 | 0 | 0 | 0 | 0 | 0 | 0 | 0 | 0 | 0 | 0 | 0 | 0 | 0 | 0 | 0 | 0 | 0 | 0 | 0 | 0 | 0 | 0 | 0 | 0 | 0 | 0 | 0 | 0 | 0 | 0 | 0 | 0 | 0 | 0 | 0 | 0 | 0 | 0 | 0 | 0 | 0 | 0 | 0 | 0 | 0 | 0 | 0 | 0 | 0 | 0 | 0 | 0 | 0 | 0 | 0 | 0 | 0 | 0 | 0 | 0 | 0 | 0 | 0
|  |  |  | ADB - repayment from Refi facility POS |  | USD 000s | 0 |  | 0 | 0 | 0 | 0 | 0 | 0 | 0 | 0 | 0 | 0 | 0 | 0 | 0 | 0 | 0 | 0 | 0 | 0 | 0 | 0 | 0 | 0 | 0 | 0 | 0 | 0 | 0 | 0 | 0 | 0 | 0 | 0 | 0 | 0 | 0 | 0 | 0 | 0 | 0 | 0 | 0 | 0 | 0 | 0 | 0 | 0 | 0 | 0 | 0 | 0 | 0 | 0 | 0 | 0 | 0 | 0 | 0 | 0 | 0 | 0 | 0 | 0 | 0 | 0 | 0 | 0 | 0 | 0 | 0 | 0 | 0 | 0 | 0 | 0 | 0 | 0 | 0 | 0 | 0 | 0 | 0 | 0 | 0 | 0 | 0 | 0
|  |  |  | EBRD - repayment from Refi facility POS |  | USD 000s | 0 |  | 0 | 0 | 0 | 0 | 0 | 0 | 0 | 0 | 0 | 0 | 0 | 0 | 0 | 0 | 0 | 0 | 0 | 0 | 0 | 0 | 0 | 0 | 0 | 0 | 0 | 0 | 0 | 0 | 0 | 0 | 0 | 0 | 0 | 0 | 0 | 0 | 0 | 0 | 0 | 0 | 0 | 0 | 0 | 0 | 0 | 0 | 0 | 0 | 0 | 0 | 0 | 0 | 0 | 0 | 0 | 0 | 0 | 0 | 0 | 0 | 0 | 0 | 0 | 0 | 0 | 0 | 0 | 0 | 0 | 0 | 0 | 0 | 0 | 0 | 0 | 0 | 0 | 0 | 0 | 0 | 0 | 0 | 0 | 0 | 0 | 0
|  |  |  | AIIB - repayment from Refi facility POS |  | USD 000s | 0 |  | 0 | 0 | 0 | 0 | 0 | 0 | 0 | 0 | 0 | 0 | 0 | 0 | 0 | 0 | 0 | 0 | 0 | 0 | 0 | 0 | 0 | 0 | 0 | 0 | 0 | 0 | 0 | 0 | 0 | 0 | 0 | 0 | 0 | 0 | 0 | 0 | 0 | 0 | 0 | 0 | 0 | 0 | 0 | 0 | 0 | 0 | 0 | 0 | 0 | 0 | 0 | 0 | 0 | 0 | 0 | 0 | 0 | 0 | 0 | 0 | 0 | 0 | 0 | 0 | 0 | 0 | 0 | 0 | 0 | 0 | 0 | 0 | 0 | 0 | 0 | 0 | 0 | 0 | 0 | 0 | 0 | 0 | 0 | 0 | 0 | 0
|  |  |  | EIB - repayment from Refi facility POS |  | USD 000s | 0 |  | 0 | 0 | 0 | 0 | 0 | 0 | 0 | 0 | 0 | 0 | 0 | 0 | 0 | 0 | 0 | 0 | 0 | 0 | 0 | 0 | 0 | 0 | 0 | 0 | 0 | 0 | 0 | 0 | 0 | 0 | 0 | 0 | 0 | 0 | 0 | 0 | 0 | 0 | 0 | 0 | 0 | 0 | 0 | 0 | 0 | 0 | 0 | 0 | 0 | 0 | 0 | 0 | 0 | 0 | 0 | 0 | 0 | 0 | 0 | 0 | 0 | 0 | 0 | 0 | 0 | 0 | 0 | 0 | 0 | 0 | 0 | 0 | 0 | 0 | 0 | 0 | 0 | 0 | 0 | 0 | 0 | 0 | 0 | 0 | 0 | 0
|  |  |  | ADB - repayment from Refi facility |  | USD 000s | 0 |  | 0 | 0 | 0 | 0 | 0 | 0 | 0 | 0 | 0 | 0 | 0 | 0 | 0 | 0 | 0 | 0 | 0 | 0 | 0 | 0 | 0 | 0 | 0 | 0 | 0 | 0 | 0 | 0 | 0 | 0 | 0 | 0 | 0 | 0 | 0 | 0 | 0 | 0 | 0 | 0 | 0 | 0 | 0 | 0 | 0 | 0 | 0 | 0 | 0 | 0 | 0 | 0 | 0 | 0 | 0 | 0 | 0 | 0 | 0 | 0 | 0 | 0 | 0 | 0 | 0 | 0 | 0 | 0 | 0 | 0 | 0 | 0 | 0 | 0 | 0 | 0 | 0 | 0 | 0 | 0 | 0 | 0 | 0 | 0 | 0 | 0
|  |  |  | EBRD - repayment from Refi facility |  | USD 000s | 0 |  | 0 | 0 | 0 | 0 | 0 | 0 | 0 | 0 | 0 | 0 | 0 | 0 | 0 | 0 | 0 | 0 | 0 | 0 | 0 | 0 | 0 | 0 | 0 | 0 | 0 | 0 | 0 | 0 | 0 | 0 | 0 | 0 | 0 | 0 | 0 | 0 | 0 | 0 | 0 | 0 | 0 | 0 | 0 | 0 | 0 | 0 | 0 | 0 | 0 | 0 | 0 | 0 | 0 | 0 | 0 | 0 | 0 | 0 | 0 | 0 | 0 | 0 | 0 | 0 | 0 | 0 | 0 | 0 | 0 | 0 | 0 | 0 | 0 | 0 | 0 | 0 | 0 | 0 | 0 | 0 | 0 | 0 | 0 | 0 | 0 | 0
|  |  |  | AIIB - repayment from Refi facility |  | USD 000s | 0 |  | 0 | 0 | 0 | 0 | 0 | 0 | 0 | 0 | 0 | 0 | 0 | 0 | 0 | 0 | 0 | 0 | 0 | 0 | 0 | 0 | 0 | 0 | 0 | 0 | 0 | 0 | 0 | 0 | 0 | 0 | 0 | 0 | 0 | 0 | 0 | 0 | 0 | 0 | 0 | 0 | 0 | 0 | 0 | 0 | 0 | 0 | 0 | 0 | 0 | 0 | 0 | 0 | 0 | 0 | 0 | 0 | 0 | 0 | 0 | 0 | 0 | 0 | 0 | 0 | 0 | 0 | 0 | 0 | 0 | 0 | 0 | 0 | 0 | 0 | 0 | 0 | 0 | 0 | 0 | 0 | 0 | 0 | 0 | 0 | 0 | 0
|  |  |  | EIB - repayment from Refi facility |  | USD 000s | 0 |  | 0 | 0 | 0 | 0 | 0 | 0 | 0 | 0 | 0 | 0 | 0 | 0 | 0 | 0 | 0 | 0 | 0 | 0 | 0 | 0 | 0 | 0 | 0 | 0 | 0 | 0 | 0 | 0 | 0 | 0 | 0 | 0 | 0 | 0 | 0 | 0 | 0 | 0 | 0 | 0 | 0 | 0 | 0 | 0 | 0 | 0 | 0 | 0 | 0 | 0 | 0 | 0 | 0 | 0 | 0 | 0 | 0 | 0 | 0 | 0 | 0 | 0 | 0 | 0 | 0 | 0 | 0 | 0 | 0 | 0 | 0 | 0 | 0 | 0 | 0 | 0 | 0 | 0 | 0 | 0 | 0 | 0 | 0 | 0 | 0 | 0
GB Refi Tranche loan
GB Refi Loan - hedged vs unhedged %
|  |  |  | GB Refi tranche hedged % during operations duration 1 | 0 | years
|  |  |  | GB Refi tranche hedged % during operations duration 2 | 0 | years
|  |  |  | GB Refi tranche hedged % during operations duration 3 | 0 | years
|  |  |  | GB Refi tranche hedged % during operations duration 4 | 0 | years
|  |  |  | GB Refi tranche hedged % during operations duration 5 | 0 | years
|  |  |  | GB Refi debt service start date | 0 | date
|  |  |  | Months in year | 12 | months
|  |  |  | GB Refi tranche hedged % during operations duration 1 end date | -1 | date
|  |  |  | GB Refi tranche hedged % during operations duration 2 end date | -1 | date
|  |  |  | GB Refi tranche hedged % during operations duration 3 end date | -1 | date
|  |  |  | GB Refi tranche hedged % during operations duration 4 end date | -1 | date
|  |  |  | GB Refi tranche hedged % during operations duration 5 end date | -1 | date
|  |  |  | GB Refi tranche hedged % during operations duration 1 end date | -1 | date
|  |  |  | GB Refi tranche hedged % during operations duration 2 end date | -1 | date
|  |  |  | GB Refi tranche hedged % during operations duration 3 end date | -1 | date
|  |  |  | GB Refi tranche hedged % during operations duration 4 end date | -1 | date
|  |  |  | GB Refi tranche hedged % during operations duration 5 end date | -1 | date
|  |  |  | Model period end date | 0 | date | 0 | 0 | 2021-12-31 | 2022-06-30 | 2022-12-31 | 2023-06-30 | 2023-12-31 | 2024-06-30 | 2024-12-31 | 2025-06-30 | 2025-12-31 | 2026-06-30 | 2026-12-31 | 2027-06-30 | 2027-12-31 | 2028-06-30 | 2028-12-31 | 2029-06-30 | 2029-12-31 | 2030-06-30 | 2030-12-31 | 2031-06-30 | 2031-12-31 | 2032-06-30 | 2032-12-31 | 2033-06-30 | 2033-12-31 | 2034-06-30 | 2034-12-31 | 2035-06-30 | 2035-12-31 | 2036-06-30 | 2036-12-31 | 2037-06-30 | 2037-12-31 | 2038-06-30 | 2038-12-31 | 2039-06-30 | 2039-12-31 | 2040-06-30 | 2040-12-31 | 2041-06-30 | 2041-12-31 | 2042-06-30 | 2042-12-31 | 2043-06-30 | 2043-12-31 | 2044-06-30 | 2044-12-31 | 2045-06-30 | 2045-12-31 | 2046-06-30 | 2046-12-31 | 2047-06-30 | 2047-12-31 | 2048-06-30 | 2048-12-31 | 2049-06-30 | 2049-12-31 | 2050-06-30 | 2050-12-31 | 2051-06-30 | 2051-12-31 | 2052-06-30 | 2052-12-31 | 2053-06-30 | 2053-12-31 | 2054-06-30 | 2054-12-31 | 2055-06-30 | 2055-12-31 | 2056-06-30 | 2056-12-31 | 2057-06-30 | 2057-12-31 | 2058-06-30 | 2058-12-31 | 2059-06-30 | 2059-12-31 | 2060-06-30 | 2060-12-31 | 2061-06-30 | 2061-12-31 | 2062-06-30 | 2062-12-31 | 2063-06-30 | 2063-12-31 | 2064-06-30
|  |  |  | GB Refi debt service period flag | 0 | flag | 0 | 0 | 0 | 0 | 0 | 0 | 0 | 0 | 0 | 0 | 0 | 0 | 0 | 0 | 0 | 0 | 0 | 0 | 0 | 0 | 0 | 0 | 0 | 0 | 0 | 0 | 0 | 0 | 0 | 0 | 0 | 0 | 0 | 0 | 0 | 0 | 0 | 0 | 0 | 0 | 0 | 0 | 0 | 0 | 0 | 0 | 0 | 0 | 0 | 0 | 0 | 0 | 0 | 0 | 0 | 0 | 0 | 0 | 0 | 0 | 0 | 0 | 0 | 0 | 0 | 0 | 0 | 0 | 0 | 0 | 0 | 0 | 0 | 0 | 0 | 0 | 0 | 0 | 0 | 0 | 0 | 0 | 0 | 0 | 0 | 0 | 0 | 0
[do not delete - technical row]
|  |  |  | GB Refi debt hedged % during ops duration 1 period flag |  | flag | 0 |  | 0 | 0 | 0 | 0 | 0 | 0 | 0 | 0 | 0 | 0 | 0 | 0 | 0 | 0 | 0 | 0 | 0 | 0 | 0 | 0 | 0 | 0 | 0 | 0 | 0 | 0 | 0 | 0 | 0 | 0 | 0 | 0 | 0 | 0 | 0 | 0 | 0 | 0 | 0 | 0 | 0 | 0 | 0 | 0 | 0 | 0 | 0 | 0 | 0 | 0 | 0 | 0 | 0 | 0 | 0 | 0 | 0 | 0 | 0 | 0 | 0 | 0 | 0 | 0 | 0 | 0 | 0 | 0 | 0 | 0 | 0 | 0 | 0 | 0 | 0 | 0 | 0 | 0 | 0 | 0 | 0 | 0 | 0 | 0 | 0 | 0
|  |  |  | GB Refi debt hedged % during ops duration 2 period flag |  | flag | 0 |  | 0 | 0 | 0 | 0 | 0 | 0 | 0 | 0 | 0 | 0 | 0 | 0 | 0 | 0 | 0 | 0 | 0 | 0 | 0 | 0 | 0 | 0 | 0 | 0 | 0 | 0 | 0 | 0 | 0 | 0 | 0 | 0 | 0 | 0 | 0 | 0 | 0 | 0 | 0 | 0 | 0 | 0 | 0 | 0 | 0 | 0 | 0 | 0 | 0 | 0 | 0 | 0 | 0 | 0 | 0 | 0 | 0 | 0 | 0 | 0 | 0 | 0 | 0 | 0 | 0 | 0 | 0 | 0 | 0 | 0 | 0 | 0 | 0 | 0 | 0 | 0 | 0 | 0 | 0 | 0 | 0 | 0 | 0 | 0 | 0 | 0
|  |  |  | GB Refi debt hedged % during ops duration 3 period flag |  | flag | 0 |  | 0 | 0 | 0 | 0 | 0 | 0 | 0 | 0 | 0 | 0 | 0 | 0 | 0 | 0 | 0 | 0 | 0 | 0 | 0 | 0 | 0 | 0 | 0 | 0 | 0 | 0 | 0 | 0 | 0 | 0 | 0 | 0 | 0 | 0 | 0 | 0 | 0 | 0 | 0 | 0 | 0 | 0 | 0 | 0 | 0 | 0 | 0 | 0 | 0 | 0 | 0 | 0 | 0 | 0 | 0 | 0 | 0 | 0 | 0 | 0 | 0 | 0 | 0 | 0 | 0 | 0 | 0 | 0 | 0 | 0 | 0 | 0 | 0 | 0 | 0 | 0 | 0 | 0 | 0 | 0 | 0 | 0 | 0 | 0 | 0 | 0
|  |  |  | GB Refi debt hedged % during ops duration 4 period flag |  | flag | 0 |  | 0 | 0 | 0 | 0 | 0 | 0 | 0 | 0 | 0 | 0 | 0 | 0 | 0 | 0 | 0 | 0 | 0 | 0 | 0 | 0 | 0 | 0 | 0 | 0 | 0 | 0 | 0 | 0 | 0 | 0 | 0 | 0 | 0 | 0 | 0 | 0 | 0 | 0 | 0 | 0 | 0 | 0 | 0 | 0 | 0 | 0 | 0 | 0 | 0 | 0 | 0 | 0 | 0 | 0 | 0 | 0 | 0 | 0 | 0 | 0 | 0 | 0 | 0 | 0 | 0 | 0 | 0 | 0 | 0 | 0 | 0 | 0 | 0 | 0 | 0 | 0 | 0 | 0 | 0 | 0 | 0 | 0 | 0 | 0 | 0 | 0
|  |  |  | GB Refi debt hedged % during ops duration 5 period flag |  | flag | 0 |  | 0 | 0 | 0 | 0 | 0 | 0 | 0 | 0 | 0 | 0 | 0 | 0 | 0 | 0 | 0 | 0 | 0 | 0 | 0 | 0 | 0 | 0 | 0 | 0 | 0 | 0 | 0 | 0 | 0 | 0 | 0 | 0 | 0 | 0 | 0 | 0 | 0 | 0 | 0 | 0 | 0 | 0 | 0 | 0 | 0 | 0 | 0 | 0 | 0 | 0 | 0 | 0 | 0 | 0 | 0 | 0 | 0 | 0 | 0 | 0 | 0 | 0 | 0 | 0 | 0 | 0 | 0 | 0 | 0 | 0 | 0 | 0 | 0 | 0 | 0 | 0 | 0 | 0 | 0 | 0 | 0 | 0 | 0 | 0 | 0 | 0
|  |  |  | % of GB Refi tranche hedged during operations duration 1 | 0% | %
|  |  |  | % of GB Refi tranche hedged during operations duration 2 | 0% | %
|  |  |  | % of GB Refi tranche hedged during operations duration 3 | 0% | %
|  |  |  | % of GB Refi tranche hedged during operations duration 4 | 0% | %
|  |  |  | % of GB Refi tranche hedged during operations duration 5 | 0% | %
|  |  |  | GB Refi debt hedged % during ops duration 1 period flag | 0 | flag | 0 | 0 | 0 | 0 | 0 | 0 | 0 | 0 | 0 | 0 | 0 | 0 | 0 | 0 | 0 | 0 | 0 | 0 | 0 | 0 | 0 | 0 | 0 | 0 | 0 | 0 | 0 | 0 | 0 | 0 | 0 | 0 | 0 | 0 | 0 | 0 | 0 | 0 | 0 | 0 | 0 | 0 | 0 | 0 | 0 | 0 | 0 | 0 | 0 | 0 | 0 | 0 | 0 | 0 | 0 | 0 | 0 | 0 | 0 | 0 | 0 | 0 | 0 | 0 | 0 | 0 | 0 | 0 | 0 | 0 | 0 | 0 | 0 | 0 | 0 | 0 | 0 | 0 | 0 | 0 | 0 | 0 | 0 | 0 | 0 | 0 | 0 | 0
|  |  |  | GB Refi debt hedged % during ops duration 2 period flag | 0 | flag | 0 | 0 | 0 | 0 | 0 | 0 | 0 | 0 | 0 | 0 | 0 | 0 | 0 | 0 | 0 | 0 | 0 | 0 | 0 | 0 | 0 | 0 | 0 | 0 | 0 | 0 | 0 | 0 | 0 | 0 | 0 | 0 | 0 | 0 | 0 | 0 | 0 | 0 | 0 | 0 | 0 | 0 | 0 | 0 | 0 | 0 | 0 | 0 | 0 | 0 | 0 | 0 | 0 | 0 | 0 | 0 | 0 | 0 | 0 | 0 | 0 | 0 | 0 | 0 | 0 | 0 | 0 | 0 | 0 | 0 | 0 | 0 | 0 | 0 | 0 | 0 | 0 | 0 | 0 | 0 | 0 | 0 | 0 | 0 | 0 | 0 | 0 | 0
|  |  |  | GB Refi debt hedged % during ops duration 3 period flag | 0 | flag | 0 | 0 | 0 | 0 | 0 | 0 | 0 | 0 | 0 | 0 | 0 | 0 | 0 | 0 | 0 | 0 | 0 | 0 | 0 | 0 | 0 | 0 | 0 | 0 | 0 | 0 | 0 | 0 | 0 | 0 | 0 | 0 | 0 | 0 | 0 | 0 | 0 | 0 | 0 | 0 | 0 | 0 | 0 | 0 | 0 | 0 | 0 | 0 | 0 | 0 | 0 | 0 | 0 | 0 | 0 | 0 | 0 | 0 | 0 | 0 | 0 | 0 | 0 | 0 | 0 | 0 | 0 | 0 | 0 | 0 | 0 | 0 | 0 | 0 | 0 | 0 | 0 | 0 | 0 | 0 | 0 | 0 | 0 | 0 | 0 | 0 | 0 | 0
|  |  |  | GB Refi debt hedged % during ops duration 4 period flag | 0 | flag | 0 | 0 | 0 | 0 | 0 | 0 | 0 | 0 | 0 | 0 | 0 | 0 | 0 | 0 | 0 | 0 | 0 | 0 | 0 | 0 | 0 | 0 | 0 | 0 | 0 | 0 | 0 | 0 | 0 | 0 | 0 | 0 | 0 | 0 | 0 | 0 | 0 | 0 | 0 | 0 | 0 | 0 | 0 | 0 | 0 | 0 | 0 | 0 | 0 | 0 | 0 | 0 | 0 | 0 | 0 | 0 | 0 | 0 | 0 | 0 | 0 | 0 | 0 | 0 | 0 | 0 | 0 | 0 | 0 | 0 | 0 | 0 | 0 | 0 | 0 | 0 | 0 | 0 | 0 | 0 | 0 | 0 | 0 | 0 | 0 | 0 | 0 | 0
|  |  |  | GB Refi debt hedged % during ops duration 5 period flag | 0 | flag | 0 | 0 | 0 | 0 | 0 | 0 | 0 | 0 | 0 | 0 | 0 | 0 | 0 | 0 | 0 | 0 | 0 | 0 | 0 | 0 | 0 | 0 | 0 | 0 | 0 | 0 | 0 | 0 | 0 | 0 | 0 | 0 | 0 | 0 | 0 | 0 | 0 | 0 | 0 | 0 | 0 | 0 | 0 | 0 | 0 | 0 | 0 | 0 | 0 | 0 | 0 | 0 | 0 | 0 | 0 | 0 | 0 | 0 | 0 | 0 | 0 | 0 | 0 | 0 | 0 | 0 | 0 | 0 | 0 | 0 | 0 | 0 | 0 | 0 | 0 | 0 | 0 | 0 | 0 | 0 | 0 | 0 | 0 | 0 | 0 | 0 | 0 | 0
|  |  |  | Hedged portion of GB Refi debt |  | % | bar: 2021-12-31 to 2064-06-30
|  |  |  | Hedged portion of GB Refi debt | 0% | % | 0% | 0% | bar: 2021-12-31 to 2064-06-30
|  |  |  | GB Refi debt service period flag | 0 | flag | 0 | 0 | 0 | 0 | 0 | 0 | 0 | 0 | 0 | 0 | 0 | 0 | 0 | 0 | 0 | 0 | 0 | 0 | 0 | 0 | 0 | 0 | 0 | 0 | 0 | 0 | 0 | 0 | 0 | 0 | 0 | 0 | 0 | 0 | 0 | 0 | 0 | 0 | 0 | 0 | 0 | 0 | 0 | 0 | 0 | 0 | 0 | 0 | 0 | 0 | 0 | 0 | 0 | 0 | 0 | 0 | 0 | 0 | 0 | 0 | 0 | 0 | 0 | 0 | 0 | 0 | 0 | 0 | 0 | 0 | 0 | 0 | 0 | 0 | 0 | 0 | 0 | 0 | 0 | 0 | 0 | 0 | 0 | 0 | 0 | 0 | 0 | 0
|  |  |  | Unhedged portion of GB Refi debt |  | % | bar: 2021-12-31 to 2064-06-30
GB Refi facility Loan base rate
|  |  |  | GB Refi tranche Swap rate - operations period | 0% | % p.a.
|  |  |  | GB Refi debt service period flag | 0 | flag | 0 | 0 | 0 | 0 | 0 | 0 | 0 | 0 | 0 | 0 | 0 | 0 | 0 | 0 | 0 | 0 | 0 | 0 | 0 | 0 | 0 | 0 | 0 | 0 | 0 | 0 | 0 | 0 | 0 | 0 | 0 | 0 | 0 | 0 | 0 | 0 | 0 | 0 | 0 | 0 | 0 | 0 | 0 | 0 | 0 | 0 | 0 | 0 | 0 | 0 | 0 | 0 | 0 | 0 | 0 | 0 | 0 | 0 | 0 | 0 | 0 | 0 | 0 | 0 | 0 | 0 | 0 | 0 | 0 | 0 | 0 | 0 | 0 | 0 | 0 | 0 | 0 | 0 | 0 | 0 | 0 | 0 | 0 | 0 | 0 | 0 | 0 | 0
|  |  |  | GB Refi debt Swap rate |  | % p.a. | bar: 2021-12-31 to 2064-06-30
|  |  |  | GB Refi tranche Swap rate credit margin | 0% | % p.a.
|  |  |  | GB Refi debt Swap rate | 0 | % p.a. | 0 | 0 | 0 | 0 | 0 | 0 | 0 | 0 | 0 | 0 | 0 | 0 | 0 | 0 | 0 | 0 | 0 | 0 | 0 | 0 | 0 | 0 | 0 | 0 | 0 | 0 | 0 | 0 | 0 | 0 | 0 | 0 | 0 | 0 | 0 | 0 | 0 | 0 | 0 | 0 | 0 | 0 | 0 | 0 | 0 | 0 | 0 | 0 | 0 | 0 | 0 | 0 | 0 | 0 | 0 | 0 | 0 | 0 | 0 | 0 | 0 | 0 | 0 | 0 | 0 | 0 | 0 | 0 | 0 | 0 | 0 | 0 | 0 | 0 | 0 | 0 | 0 | 0 | 0 | 0 | 0 | 0 | 0 | 0 | 0 | 0 | 0 | 0
|  |  |  | Unhedged portion of GB Refi debt | 0% | % | 0% | 0% | bar: 2021-12-31 to 2064-06-30
|  |  |  | Hedged portion of GB Refi debt | 0% | % | 0% | 0% | bar: 2021-12-31 to 2064-06-30
|  |  |  | 6M SOFR forward curve - operations period | 0% | % p.a. | 0% | 0% | 0% | 0% | 0% | 0% | 0% | 0% | 0% | 0% | 2.66% | 2.651% | 2.658% | 2.709% | 2.78% | 2.851% | 2.935% | 2.982% | 3.02% | 3.055% | 3.085% | 3.135% | 3.196% | 3.24% | 3.286% | 3.308% | 3.318% | 3.329% | 3.338% | 3.344% | 3.368% | 3.386% | 3.388% | 3.373% | 3.342% | 3.297% | 3.288% | 3.29% | 3.282% | 3.265% | 3.237% | 3.201% | 3.155% | 3.099% | 3.034% | 2.96% | 2.896% | 2.842% | 2.793% | 2.75% | 2.712% | 2.679% | 2.652% | 2.629% | 2.613% | 2.601% | 2.606% | 2.607% | 2.596% | 2.574% | 2.541% | 2.496% | 2.44% | 2.372% | 2.293% | 2.205% | 2.16% | 2.135% | 2.109% | 2.082% | 0% | 0% | 0% | 0% | 0% | 0% | 0% | 0% | 0% | 0% | 0% | 0% | 0% | 0% | 0% | 0% | 0% | 0%
|  |  |  | GB Refi debt service period flag | 0 | flag | 0 | 0 | 0 | 0 | 0 | 0 | 0 | 0 | 0 | 0 | 0 | 0 | 0 | 0 | 0 | 0 | 0 | 0 | 0 | 0 | 0 | 0 | 0 | 0 | 0 | 0 | 0 | 0 | 0 | 0 | 0 | 0 | 0 | 0 | 0 | 0 | 0 | 0 | 0 | 0 | 0 | 0 | 0 | 0 | 0 | 0 | 0 | 0 | 0 | 0 | 0 | 0 | 0 | 0 | 0 | 0 | 0 | 0 | 0 | 0 | 0 | 0 | 0 | 0 | 0 | 0 | 0 | 0 | 0 | 0 | 0 | 0 | 0 | 0 | 0 | 0 | 0 | 0 | 0 | 0 | 0 | 0 | 0 | 0 | 0 | 0 | 0 | 0
|  |  |  | GB Refi debt repayment period base rate - calculated |  | % p.a. | bar: 2021-12-31 to 2064-06-30
GB Refi debt interest
Margin
|  |  |  | GB Refi tranche margin - Refi Year 1 | 0% | % p.a.
|  |  |  | GB Refi tranche margin - Refi Year 2 | 0% | % p.a.
|  |  |  | GB Refi tranche margin - Refi Year 3 | 0% | % p.a.
|  |  |  | GB Refi tranche margin - Refi Year 4 | 0% | % p.a.
|  |  |  | GB Refi tranche margin - Refi Year 5 | 0% | % p.a.
|  |  |  | GB Refi tranche margin - Refi Year 6 | 0% | % p.a.
|  |  |  | GB Refi tranche margin - Refi Year 7 | 0% | % p.a.
|  |  |  | GB Refi tranche margin - Refi Year 8 | 0% | % p.a.
|  |  |  | GB Refi tranche margin - Refi Year 9 | 0% | % p.a.
|  |  |  | GB Refi tranche margin - Refi Year 10 | 0% | % p.a.
|  |  |  | GB Refi tranche margin - Refi Year 11 | 0% | % p.a.
|  |  |  | GB Refi tranche margin - Refi Year 12 | 0% | % p.a.
|  |  |  | GB Refi tranche margin - Refi Year 13 | 0% | % p.a.
|  |  |  | GB Refi tranche margin - Refi Year 14 | 0% | % p.a.
|  |  |  | GB Refi tranche margin - Refi Year 15 | 0% | % p.a.
|  |  |  | GB Refi tranche margin - Refi Year 16 | 0% | % p.a.
|  |  |  | GB Refi tranche margin - Refi Year 17 | 0% | % p.a.
|  |  |  | GB Refi tranche margin - Refi Year 18 | 0% | % p.a.
|  |  |  | GB Refi tranche margin - Refi Year 19 | 0% | % p.a.
|  |  |  | GB Refi tranche margin - Refi Year 20 | 0% | % p.a.
|  |  |  | GB Refi tranche margin - Refi Year 21 | 0% | % p.a.
|  |  |  | GB Refi tranche margin - Refi Year 22 | 0% | % p.a.
|  |  |  | GB Refi tranche margin - Refi Year 23 | 0% | % p.a.
|  |  |  | GB Refi tranche margin - Refi Year 24 | 0% | % p.a.
|  |  |  | GB Refi tranche margin - Refi Year 25 | 0% | % p.a.
|  |  |  | GB Refi tranche margin - Refi Year 26 | 0% | % p.a.
|  |  |  | GB Refi tranche margin - Refi Year 27 | 0% | % p.a.
|  |  |  | GB Refi tranche margin - Refi Year 28 | 0% | % p.a.
|  |  |  | GB Refi tranche margin - Refi Year 29 | 0% | % p.a.
|  |  |  | GB Refi tranche margin - Refi Year 30 | 0% | % p.a.
|  |  |  | GB Refi tranche margin - Refi Year 31 | 0% | % p.a.
|  |  |  | GB Refi tranche margin - Refi Year 32 | 0% | % p.a.
|  |  |  | GB Refi debt service year number | 0 | counter | 0 | 0 | 0 | 0 | 0 | 0 | 0 | 0 | 0 | 0 | 0 | 0 | 0 | 0 | 0 | 0 | 0 | 0 | 0 | 0 | 0 | 0 | 0 | 0 | 0 | 0 | 0 | 0 | 0 | 0 | 0 | 0 | 0 | 0 | 0 | 0 | 0 | 0 | 0 | 0 | 0 | 0 | 0 | 0 | 0 | 0 | 0 | 0 | 0 | 0 | 0 | 0 | 0 | 0 | 0 | 0 | 0 | 0 | 0 | 0 | 0 | 0 | 0 | 0 | 0 | 0 | 0 | 0 | 0 | 0 | 0 | 0 | 0 | 0 | 0 | 0 | 0 | 0 | 0 | 0 | 0 | 0 | 0 | 0 | 0 | 0 | 0 | 0
|  |  |  | GB Refi debt service period flag | 0 | flag | 0 | 0 | 0 | 0 | 0 | 0 | 0 | 0 | 0 | 0 | 0 | 0 | 0 | 0 | 0 | 0 | 0 | 0 | 0 | 0 | 0 | 0 | 0 | 0 | 0 | 0 | 0 | 0 | 0 | 0 | 0 | 0 | 0 | 0 | 0 | 0 | 0 | 0 | 0 | 0 | 0 | 0 | 0 | 0 | 0 | 0 | 0 | 0 | 0 | 0 | 0 | 0 | 0 | 0 | 0 | 0 | 0 | 0 | 0 | 0 | 0 | 0 | 0 | 0 | 0 | 0 | 0 | 0 | 0 | 0 | 0 | 0 | 0 | 0 | 0 | 0 | 0 | 0 | 0 | 0 | 0 | 0 | 0 | 0 | 0 | 0 | 0 | 0
|  |  |  | Applicable annual GB Refi debt margin |  | % p.a. | bar: 2021-12-31 to 2064-06-30
All-in-interest rate
|  |  |  | Senior debt day count convention | 360 | days
|  |  |  | Days in GB Refi days in debt service period | 0 | days | 0 | 0 | 0 | 0 | 0 | 0 | 0 | 0 | 0 | 0 | 0 | 0 | 0 | 0 | 0 | 0 | 0 | 0 | 0 | 0 | 0 | 0 | 0 | 0 | 0 | 0 | 0 | 0 | 0 | 0 | 0 | 0 | 0 | 0 | 0 | 0 | 0 | 0 | 0 | 0 | 0 | 0 | 0 | 0 | 0 | 0 | 0 | 0 | 0 | 0 | 0 | 0 | 0 | 0 | 0 | 0 | 0 | 0 | 0 | 0 | 0 | 0 | 0 | 0 | 0 | 0 | 0 | 0 | 0 | 0 | 0 | 0 | 0 | 0 | 0 | 0 | 0 | 0 | 0 | 0 | 0 | 0 | 0 | 0 | 0 | 0 | 0 | 0
|  |  |  | GB Refi debt repayment period base rate - calculated | 0 | % p.a. | 0 | 0 | 0 | 0 | 0 | 0 | 0 | 0 | 0 | 0 | 0 | 0 | 0 | 0 | 0 | 0 | 0 | 0 | 0 | 0 | 0 | 0 | 0 | 0 | 0 | 0 | 0 | 0 | 0 | 0 | 0 | 0 | 0 | 0 | 0 | 0 | 0 | 0 | 0 | 0 | 0 | 0 | 0 | 0 | 0 | 0 | 0 | 0 | 0 | 0 | 0 | 0 | 0 | 0 | 0 | 0 | 0 | 0 | 0 | 0 | 0 | 0 | 0 | 0 | 0 | 0 | 0 | 0 | 0 | 0 | 0 | 0 | 0 | 0 | 0 | 0 | 0 | 0 | 0 | 0 | 0 | 0 | 0 | 0 | 0 | 0 | 0 | 0
|  |  |  | Applicable annual GB Refi debt margin | 0 | % p.a. | 0 | 0 | 0 | 0 | 0 | 0 | 0 | 0 | 0 | 0 | 0 | 0 | 0 | 0 | 0 | 0 | 0 | 0 | 0 | 0 | 0 | 0 | 0 | 0 | 0 | 0 | 0 | 0 | 0 | 0 | 0 | 0 | 0 | 0 | 0 | 0 | 0 | 0 | 0 | 0 | 0 | 0 | 0 | 0 | 0 | 0 | 0 | 0 | 0 | 0 | 0 | 0 | 0 | 0 | 0 | 0 | 0 | 0 | 0 | 0 | 0 | 0 | 0 | 0 | 0 | 0 | 0 | 0 | 0 | 0 | 0 | 0 | 0 | 0 | 0 | 0 | 0 | 0 | 0 | 0 | 0 | 0 | 0 | 0 | 0 | 0 | 0 | 0
|  |  |  | GB Refi debt service period flag | 0 | flag | 0 | 0 | 0 | 0 | 0 | 0 | 0 | 0 | 0 | 0 | 0 | 0 | 0 | 0 | 0 | 0 | 0 | 0 | 0 | 0 | 0 | 0 | 0 | 0 | 0 | 0 | 0 | 0 | 0 | 0 | 0 | 0 | 0 | 0 | 0 | 0 | 0 | 0 | 0 | 0 | 0 | 0 | 0 | 0 | 0 | 0 | 0 | 0 | 0 | 0 | 0 | 0 | 0 | 0 | 0 | 0 | 0 | 0 | 0 | 0 | 0 | 0 | 0 | 0 | 0 | 0 | 0 | 0 | 0 | 0 | 0 | 0 | 0 | 0 | 0 | 0 | 0 | 0 | 0 | 0 | 0 | 0 | 0 | 0 | 0 | 0 | 0 | 0
|  |  |  | GB Refi debt repayment period interest rate |  | % | bar: 2021-12-31 to 2064-06-30
GB Refi debt interest
|  |  |  | GB Refi debt repayment amount - fixed | 0 | USD 000s
|  |  |  | GB Refi debt balance BEG | 0 | USD 000s | 0 | 0 | 0 | 0 | 0 | 0 | 0 | 0 | 0 | 0 | 0 | 0 | 0 | 0 | 0 | 0 | 0 | 0 | 0 | 0 | 0 | 0 | 0 | 0 | 0 | 0 | 0 | 0 | 0 | 0 | 0 | 0 | 0 | 0 | 0 | 0 | 0 | 0 | 0 | 0 | 0 | 0 | 0 | 0 | 0 | 0 | 0 | 0 | 0 | 0 | 0 | 0 | 0 | 0 | 0 | 0 | 0 | 0 | 0 | 0 | 0 | 0 | 0 | 0 | 0 | 0 | 0 | 0 | 0 | 0 | 0 | 0 | 0 | 0 | 0 | 0 | 0 | 0 | 0 | 0 | 0 | 0 | 0 | 0 | 0 | 0 | 0 | 0
|  |  |  | GB Refi drawdown date flag | 0 | flag | 0 | 0 | 0 | 0 | 0 | 0 | 0 | 0 | 0 | 0 | 0 | 0 | 0 | 0 | 0 | 0 | 0 | 0 | 0 | 0 | 0 | 0 | 0 | 0 | 0 | 0 | 0 | 0 | 0 | 0 | 0 | 0 | 0 | 0 | 0 | 0 | 0 | 0 | 0 | 0 | 0 | 0 | 0 | 0 | 0 | 0 | 0 | 0 | 0 | 0 | 0 | 0 | 0 | 0 | 0 | 0 | 0 | 0 | 0 | 0 | 0 | 0 | 0 | 0 | 0 | 0 | 0 | 0 | 0 | 0 | 0 | 0 | 0 | 0 | 0 | 0 | 0 | 0 | 0 | 0 | 0 | 0 | 0 | 0 | 0 | 0 | 0 | 0
|  |  |  | GB Refi debt balance BEG adjusted for partial period |  | USD 000s |  |  | 0 | 0 | 0 | 0 | 0 | 0 | 0 | 0 | 0 | 0 | 0 | 0 | 0 | 0 | 0 | 0 | 0 | 0 | 0 | 0 | 0 | 0 | 0 | 0 | 0 | 0 | 0 | 0 | 0 | 0 | 0 | 0 | 0 | 0 | 0 | 0 | 0 | 0 | 0 | 0 | 0 | 0 | 0 | 0 | 0 | 0 | 0 | 0 | 0 | 0 | 0 | 0 | 0 | 0 | 0 | 0 | 0 | 0 | 0 | 0 | 0 | 0 | 0 | 0 | 0 | 0 | 0 | 0 | 0 | 0 | 0 | 0 | 0 | 0 | 0 | 0 | 0 | 0 | 0 | 0 | 0 | 0 | 0 | 0 | 0 | 0
|  |  |  | GB Refi debt repayment period interest rate | 0% | % | 0% | 0% | bar: 2021-12-31 to 2064-06-30
|  |  |  | GB Refi debt balance BEG adjusted for partial period | 0 | USD 000s | 0 | 0 | 0 | 0 | 0 | 0 | 0 | 0 | 0 | 0 | 0 | 0 | 0 | 0 | 0 | 0 | 0 | 0 | 0 | 0 | 0 | 0 | 0 | 0 | 0 | 0 | 0 | 0 | 0 | 0 | 0 | 0 | 0 | 0 | 0 | 0 | 0 | 0 | 0 | 0 | 0 | 0 | 0 | 0 | 0 | 0 | 0 | 0 | 0 | 0 | 0 | 0 | 0 | 0 | 0 | 0 | 0 | 0 | 0 | 0 | 0 | 0 | 0 | 0 | 0 | 0 | 0 | 0 | 0 | 0 | 0 | 0 | 0 | 0 | 0 | 0 | 0 | 0 | 0 | 0 | 0 | 0 | 0 | 0 | 0 | 0 | 0 | 0
|  |  |  | GB Refi debt interest POS |  | USD 000s | 0 |  | 0 | 0 | 0 | 0 | 0 | 0 | 0 | 0 | 0 | 0 | 0 | 0 | 0 | 0 | 0 | 0 | 0 | 0 | 0 | 0 | 0 | 0 | 0 | 0 | 0 | 0 | 0 | 0 | 0 | 0 | 0 | 0 | 0 | 0 | 0 | 0 | 0 | 0 | 0 | 0 | 0 | 0 | 0 | 0 | 0 | 0 | 0 | 0 | 0 | 0 | 0 | 0 | 0 | 0 | 0 | 0 | 0 | 0 | 0 | 0 | 0 | 0 | 0 | 0 | 0 | 0 | 0 | 0 | 0 | 0 | 0 | 0 | 0 | 0 | 0 | 0 | 0 | 0 | 0 | 0 | 0 | 0 | 0 | 0 | 0 | 0
|  |  |  | GB Refi debt interest |  | USD 000s | 0 |  | 0 | 0 | 0 | 0 | 0 | 0 | 0 | 0 | 0 | 0 | 0 | 0 | 0 | 0 | 0 | 0 | 0 | 0 | 0 | 0 | 0 | 0 | 0 | 0 | 0 | 0 | 0 | 0 | 0 | 0 | 0 | 0 | 0 | 0 | 0 | 0 | 0 | 0 | 0 | 0 | 0 | 0 | 0 | 0 | 0 | 0 | 0 | 0 | 0 | 0 | 0 | 0 | 0 | 0 | 0 | 0 | 0 | 0 | 0 | 0 | 0 | 0 | 0 | 0 | 0 | 0 | 0 | 0 | 0 | 0 | 0 | 0 | 0 | 0 | 0 | 0 | 0 | 0 | 0 | 0 | 0 | 0 | 0 | 0 | 0 | 0
GB Refi debt repayment
GB Refi debt repayment - sculpted
|  |  |  | GB Refi debt repayment amount | 0 | USD 000s | 0 | 0 | 0 | 0 | 0 | 0 | 0 | 0 | 0 | 0 | 0 | 0 | 0 | 0 | 0 | 0 | 0 | 0 | 0 | 0 | 0 | 0 | 0 | 0 | 0 | 0 | 0 | 0 | 0 | 0 | 0 | 0 | 0 | 0 | 0 | 0 | 0 | 0 | 0 | 0 | 0 | 0 | 0 | 0 | 0 | 0 | 0 | 0 | 0 | 0 | 0 | 0 | 0 | 0 | 0 | 0 | 0 | 0 | 0 | 0 | 0 | 0 | 0 | 0 | 0 | 0 | 0 | 0 | 0 | 0 | 0 | 0 | 0 | 0 | 0 | 0 | 0 | 0 | 0 | 0 | 0 | 0 | 0 | 0 | 0 | 0 | 0 | 0
|  |  |  | GB Refi debt repayment period flag | 0 | flag | 0 | 0 | 0 | 0 | 0 | 0 | 0 | 0 | 0 | 0 | 0 | 0 | 0 | 0 | 0 | 0 | 0 | 0 | 0 | 0 | 0 | 0 | 0 | 0 | 0 | 0 | 0 | 0 | 0 | 0 | 0 | 0 | 0 | 0 | 0 | 0 | 0 | 0 | 0 | 0 | 0 | 0 | 0 | 0 | 0 | 0 | 0 | 0 | 0 | 0 | 0 | 0 | 0 | 0 | 0 | 0 | 0 | 0 | 0 | 0 | 0 | 0 | 0 | 0 | 0 | 0 | 0 | 0 | 0 | 0 | 0 | 0 | 0 | 0 | 0 | 0 | 0 | 0 | 0 | 0 | 0 | 0 | 0 | 0 | 0 | 0 | 0 | 0
|  |  |  | GB Refi debt sculpted repayment |  | USD 000s | 0 |  | 0 | 0 | 0 | 0 | 0 | 0 | 0 | 0 | 0 | 0 | 0 | 0 | 0 | 0 | 0 | 0 | 0 | 0 | 0 | 0 | 0 | 0 | 0 | 0 | 0 | 0 | 0 | 0 | 0 | 0 | 0 | 0 | 0 | 0 | 0 | 0 | 0 | 0 | 0 | 0 | 0 | 0 | 0 | 0 | 0 | 0 | 0 | 0 | 0 | 0 | 0 | 0 | 0 | 0 | 0 | 0 | 0 | 0 | 0 | 0 | 0 | 0 | 0 | 0 | 0 | 0 | 0 | 0 | 0 | 0 | 0 | 0 | 0 | 0 | 0 | 0 | 0 | 0 | 0 | 0 | 0 | 0 | 0 | 0 | 0 | 0
|  |  |  | GB Refi debt balance BEG | 0 | USD 000s | 0 | 0 | 0 | 0 | 0 | 0 | 0 | 0 | 0 | 0 | 0 | 0 | 0 | 0 | 0 | 0 | 0 | 0 | 0 | 0 | 0 | 0 | 0 | 0 | 0 | 0 | 0 | 0 | 0 | 0 | 0 | 0 | 0 | 0 | 0 | 0 | 0 | 0 | 0 | 0 | 0 | 0 | 0 | 0 | 0 | 0 | 0 | 0 | 0 | 0 | 0 | 0 | 0 | 0 | 0 | 0 | 0 | 0 | 0 | 0 | 0 | 0 | 0 | 0 | 0 | 0 | 0 | 0 | 0 | 0 | 0 | 0 | 0 | 0 | 0 | 0 | 0 | 0 | 0 | 0 | 0 | 0 | 0 | 0 | 0 | 0 | 0 | 0
|  |  |  | GB Refi debt sculpted repayment | 0 | USD 000s | 0 | 0 | 0 | 0 | 0 | 0 | 0 | 0 | 0 | 0 | 0 | 0 | 0 | 0 | 0 | 0 | 0 | 0 | 0 | 0 | 0 | 0 | 0 | 0 | 0 | 0 | 0 | 0 | 0 | 0 | 0 | 0 | 0 | 0 | 0 | 0 | 0 | 0 | 0 | 0 | 0 | 0 | 0 | 0 | 0 | 0 | 0 | 0 | 0 | 0 | 0 | 0 | 0 | 0 | 0 | 0 | 0 | 0 | 0 | 0 | 0 | 0 | 0 | 0 | 0 | 0 | 0 | 0 | 0 | 0 | 0 | 0 | 0 | 0 | 0 | 0 | 0 | 0 | 0 | 0 | 0 | 0 | 0 | 0 | 0 | 0 | 0 | 0
|  |  |  | GB Refi debt service period flag | 0 | flag | 0 | 0 | 0 | 0 | 0 | 0 | 0 | 0 | 0 | 0 | 0 | 0 | 0 | 0 | 0 | 0 | 0 | 0 | 0 | 0 | 0 | 0 | 0 | 0 | 0 | 0 | 0 | 0 | 0 | 0 | 0 | 0 | 0 | 0 | 0 | 0 | 0 | 0 | 0 | 0 | 0 | 0 | 0 | 0 | 0 | 0 | 0 | 0 | 0 | 0 | 0 | 0 | 0 | 0 | 0 | 0 | 0 | 0 | 0 | 0 | 0 | 0 | 0 | 0 | 0 | 0 | 0 | 0 | 0 | 0 | 0 | 0 | 0 | 0 | 0 | 0 | 0 | 0 | 0 | 0 | 0 | 0 | 0 | 0 | 0 | 0 | 0 | 0
|  |  |  | GB Refi debt scheduled sculpted repayment |  | USD 000s | 0 |  | 0 | 0 | 0 | 0 | 0 | 0 | 0 | 0 | 0 | 0 | 0 | 0 | 0 | 0 | 0 | 0 | 0 | 0 | 0 | 0 | 0 | 0 | 0 | 0 | 0 | 0 | 0 | 0 | 0 | 0 | 0 | 0 | 0 | 0 | 0 | 0 | 0 | 0 | 0 | 0 | 0 | 0 | 0 | 0 | 0 | 0 | 0 | 0 | 0 | 0 | 0 | 0 | 0 | 0 | 0 | 0 | 0 | 0 | 0 | 0 | 0 | 0 | 0 | 0 | 0 | 0 | 0 | 0 | 0 | 0 | 0 | 0 | 0 | 0 | 0 | 0 | 0 | 0 | 0 | 0 | 0 | 0 | 0 | 0 | 0 | 0
|  |  |  | Refinancing active | 0 | 1 = yes, 0 = no
|  |  |  | GB Refi debt repayment amount - fixed | 0 | USD 000s
|  |  |  | GB Refi debt scheduled sculpted repayment | 0 | USD 000s | 0 | 0 | 0 | 0 | 0 | 0 | 0 | 0 | 0 | 0 | 0 | 0 | 0 | 0 | 0 | 0 | 0 | 0 | 0 | 0 | 0 | 0 | 0 | 0 | 0 | 0 | 0 | 0 | 0 | 0 | 0 | 0 | 0 | 0 | 0 | 0 | 0 | 0 | 0 | 0 | 0 | 0 | 0 | 0 | 0 | 0 | 0 | 0 | 0 | 0 | 0 | 0 | 0 | 0 | 0 | 0 | 0 | 0 | 0 | 0 | 0 | 0 | 0 | 0 | 0 | 0 | 0 | 0 | 0 | 0 | 0 | 0 | 0 | 0 | 0 | 0 | 0 | 0 | 0 | 0 | 0 | 0 | 0 | 0 | 0 | 0 | 0 | 0
|  |  |  | GB Refi debt sculpted rpmt % profile |  | % | 0% | bar: 2021-12-31 to 2064-06-30
|  |  |  | GB Refi debt repayment amount - fixed | 0 | USD 000s
|  |  |  | GB Refi debt sculpted rpmt % profile | 0% | % | 0% | 0% | bar: 2021-12-31 to 2064-06-30
|  |  |  | GB Refi debt sculpted repayment POS |  | USD 000s | 0 |  | 0 | 0 | 0 | 0 | 0 | 0 | 0 | 0 | 0 | 0 | 0 | 0 | 0 | 0 | 0 | 0 | 0 | 0 | 0 | 0 | 0 | 0 | 0 | 0 | 0 | 0 | 0 | 0 | 0 | 0 | 0 | 0 | 0 | 0 | 0 | 0 | 0 | 0 | 0 | 0 | 0 | 0 | 0 | 0 | 0 | 0 | 0 | 0 | 0 | 0 | 0 | 0 | 0 | 0 | 0 | 0 | 0 | 0 | 0 | 0 | 0 | 0 | 0 | 0 | 0 | 0 | 0 | 0 | 0 | 0 | 0 | 0 | 0 | 0 | 0 | 0 | 0 | 0 | 0 | 0 | 0 | 0 | 0 | 0 | 0 | 0
|  |  |  | GB Refi debt sculpted repayment |  | USD 000s | 0 |  | 0 | 0 | 0 | 0 | 0 | 0 | 0 | 0 | 0 | 0 | 0 | 0 | 0 | 0 | 0 | 0 | 0 | 0 | 0 | 0 | 0 | 0 | 0 | 0 | 0 | 0 | 0 | 0 | 0 | 0 | 0 | 0 | 0 | 0 | 0 | 0 | 0 | 0 | 0 | 0 | 0 | 0 | 0 | 0 | 0 | 0 | 0 | 0 | 0 | 0 | 0 | 0 | 0 | 0 | 0 | 0 | 0 | 0 | 0 | 0 | 0 | 0 | 0 | 0 | 0 | 0 | 0 | 0 | 0 | 0 | 0 | 0 | 0 | 0 | 0 | 0 | 0 | 0 | 0 | 0 | 0 | 0 | 0 | 0 | 0 | 0
GB Refi debt total repayment
|  |  |  | GB Refi debt balance BEG | 0 | USD 000s | 0 | 0 | 0 | 0 | 0 | 0 | 0 | 0 | 0 | 0 | 0 | 0 | 0 | 0 | 0 | 0 | 0 | 0 | 0 | 0 | 0 | 0 | 0 | 0 | 0 | 0 | 0 | 0 | 0 | 0 | 0 | 0 | 0 | 0 | 0 | 0 | 0 | 0 | 0 | 0 | 0 | 0 | 0 | 0 | 0 | 0 | 0 | 0 | 0 | 0 | 0 | 0 | 0 | 0 | 0 | 0 | 0 | 0 | 0 | 0 | 0 | 0 | 0 | 0 | 0 | 0 | 0 | 0 | 0 | 0 | 0 | 0 | 0 | 0 | 0 | 0 | 0 | 0 | 0 | 0 | 0 | 0 | 0 | 0 | 0 | 0 | 0 | 0
|  |  |  | GB Refi debt sculpted repayment POS | 0 | USD 000s | 0 | 0 | 0 | 0 | 0 | 0 | 0 | 0 | 0 | 0 | 0 | 0 | 0 | 0 | 0 | 0 | 0 | 0 | 0 | 0 | 0 | 0 | 0 | 0 | 0 | 0 | 0 | 0 | 0 | 0 | 0 | 0 | 0 | 0 | 0 | 0 | 0 | 0 | 0 | 0 | 0 | 0 | 0 | 0 | 0 | 0 | 0 | 0 | 0 | 0 | 0 | 0 | 0 | 0 | 0 | 0 | 0 | 0 | 0 | 0 | 0 | 0 | 0 | 0 | 0 | 0 | 0 | 0 | 0 | 0 | 0 | 0 | 0 | 0 | 0 | 0 | 0 | 0 | 0 | 0 | 0 | 0 | 0 | 0 | 0 | 0 | 0 | 0
|  |  |  | GB Refi debt reduction |  | USD 000s | 0 |  | 0 | 0 | 0 | 0 | 0 | 0 | 0 | 0 | 0 | 0 | 0 | 0 | 0 | 0 | 0 | 0 | 0 | 0 | 0 | 0 | 0 | 0 | 0 | 0 | 0 | 0 | 0 | 0 | 0 | 0 | 0 | 0 | 0 | 0 | 0 | 0 | 0 | 0 | 0 | 0 | 0 | 0 | 0 | 0 | 0 | 0 | 0 | 0 | 0 | 0 | 0 | 0 | 0 | 0 | 0 | 0 | 0 | 0 | 0 | 0 | 0 | 0 | 0 | 0 | 0 | 0 | 0 | 0 | 0 | 0 | 0 | 0 | 0 | 0 | 0 | 0 | 0 | 0 | 0 | 0 | 0 | 0 | 0 | 0 | 0 | 0
GB Refi debt balance
|  |  |  | GB Refi debt repayment amount - fixed | 0 | USD 000s
|  |  |  | GB Refi drawdown date flag | 0 | flag | 0 | 0 | 0 | 0 | 0 | 0 | 0 | 0 | 0 | 0 | 0 | 0 | 0 | 0 | 0 | 0 | 0 | 0 | 0 | 0 | 0 | 0 | 0 | 0 | 0 | 0 | 0 | 0 | 0 | 0 | 0 | 0 | 0 | 0 | 0 | 0 | 0 | 0 | 0 | 0 | 0 | 0 | 0 | 0 | 0 | 0 | 0 | 0 | 0 | 0 | 0 | 0 | 0 | 0 | 0 | 0 | 0 | 0 | 0 | 0 | 0 | 0 | 0 | 0 | 0 | 0 | 0 | 0 | 0 | 0 | 0 | 0 | 0 | 0 | 0 | 0 | 0 | 0 | 0 | 0 | 0 | 0 | 0 | 0 | 0 | 0 | 0 | 0
|  |  |  | GB Refi debt balance BEG |  | USD 000s |  |  | 0 | 0 | 0 | 0 | 0 | 0 | 0 | 0 | 0 | 0 | 0 | 0 | 0 | 0 | 0 | 0 | 0 | 0 | 0 | 0 | 0 | 0 | 0 | 0 | 0 | 0 | 0 | 0 | 0 | 0 | 0 | 0 | 0 | 0 | 0 | 0 | 0 | 0 | 0 | 0 | 0 | 0 | 0 | 0 | 0 | 0 | 0 | 0 | 0 | 0 | 0 | 0 | 0 | 0 | 0 | 0 | 0 | 0 | 0 | 0 | 0 | 0 | 0 | 0 | 0 | 0 | 0 | 0 | 0 | 0 | 0 | 0 | 0 | 0 | 0 | 0 | 0 | 0 | 0 | 0 | 0 | 0 | 0 | 0 | 0 | 0
|  |  | Less | GB Refi debt reduction | 0 | USD 000s | 0 | 0 | 0 | 0 | 0 | 0 | 0 | 0 | 0 | 0 | 0 | 0 | 0 | 0 | 0 | 0 | 0 | 0 | 0 | 0 | 0 | 0 | 0 | 0 | 0 | 0 | 0 | 0 | 0 | 0 | 0 | 0 | 0 | 0 | 0 | 0 | 0 | 0 | 0 | 0 | 0 | 0 | 0 | 0 | 0 | 0 | 0 | 0 | 0 | 0 | 0 | 0 | 0 | 0 | 0 | 0 | 0 | 0 | 0 | 0 | 0 | 0 | 0 | 0 | 0 | 0 | 0 | 0 | 0 | 0 | 0 | 0 | 0 | 0 | 0 | 0 | 0 | 0 | 0 | 0 | 0 | 0 | 0 | 0 | 0 | 0 | 0 | 0
|  |  |  | GB Refi debt balance |  | USD 000s |  |  | 0 | 0 | 0 | 0 | 0 | 0 | 0 | 0 | 0 | 0 | 0 | 0 | 0 | 0 | 0 | 0 | 0 | 0 | 0 | 0 | 0 | 0 | 0 | 0 | 0 | 0 | 0 | 0 | 0 | 0 | 0 | 0 | 0 | 0 | 0 | 0 | 0 | 0 | 0 | 0 | 0 | 0 | 0 | 0 | 0 | 0 | 0 | 0 | 0 | 0 | 0 | 0 | 0 | 0 | 0 | 0 | 0 | 0 | 0 | 0 | 0 | 0 | 0 | 0 | 0 | 0 | 0 | 0 | 0 | 0 | 0 | 0 | 0 | 0 | 0 | 0 | 0 | 0 | 0 | 0 | 0 | 0 | 0 | 0 | 0 | 0
END

## Debt_IFRS9
Debt_IFRS9
|  |  | Model period start date | 0 | Error chks | time axis 2021-07-01 to 2064-01-01
|  |  | Model period end date | 0 | Track chgs | time axis 2021-12-31 to 2064-06-30
|  |  | Timeline label | 1 | Alerts |  |  | Dev | Dev | Dev | FC/Const. | Const | Const | Const | Const | Ops - PPA | Ops - PPA | Ops - PPA | Ops - PPA | Ops - PPA | Ops - PPA | Ops - PPA | Ops - PPA | Ops - PPA | Ops - PPA | Ops - PPA | Ops - PPA | Ops - PPA | Ops - PPA | Ops - PPA | Ops - PPA | Ops - PPA | Ops - PPA | Ops - PPA | Ops - PPA | Ops - PPA | Ops - PPA | Ops - PPA | Ops - PPA | Ops - PPA | Ops - PPA | Ops - PPA | Ops - PPA | Ops - PPA | Ops - PPA | Ops - PPA | Ops - PPA | Ops - PPA | Ops - PPA | Ops - PPA | Ops - PPA | Ops - PPA | Ops - PPA | Ops - PPA | Ops - PPA | Ops - PPA | Ops - PPA | Ops - PPA | Ops - PPA | Ops - PPA | Ops - PPA | Ops - PPA | Ops - PPA | Ops - PPA | Ops - PPA | Ops - PPA | Ops - PPA | Ops - PPA | Ops - PPA | Ops - PPA | Ops - PPA | Ops - PPA | Ops - PPA | Ops - PPA | Ops - PPA | Post-Ops | Post-Ops | Post-Ops | Post-Ops | Post-Ops | Post-Ops | Post-Ops | Post-Ops | Post-Ops | Post-Ops | Post-Ops | Post-Ops | Post-Ops | Post-Ops | Post-Ops | Post-Ops | Post-Ops | Post-Ops
|  |  | Model column counter | Constant | Unit | Total |  | 1 | 2 | 3 | 4 | 5 | 6 | 7 | 8 | 9 | 10 | 11 | 12 | 13 | 14 | 15 | 16 | 17 | 18 | 19 | 20 | 21 | 22 | 23 | 24 | 25 | 26 | 27 | 28 | 29 | 30 | 31 | 32 | 33 | 34 | 35 | 36 | 37 | 38 | 39 | 40 | 41 | 42 | 43 | 44 | 45 | 46 | 47 | 48 | 49 | 50 | 51 | 52 | 53 | 54 | 55 | 56 | 57 | 58 | 59 | 60 | 61 | 62 | 63 | 64 | 65 | 66 | 67 | 68 | 69 | 70 | 71 | 72 | 73 | 74 | 75 | 76 | 77 | 78 | 79 | 80 | 81 | 82 | 83 | 84 | 85 | 86
EQUITY BRIDGE LOAN
|  |  | Equity bridge drawdown s.a. | 0 | USD 000s | 0 | 0 | 0 | 0 | 0 | 0 | 0 | 0 | 0 | 0 | 0 | 0 | 0 | 0 | 0 | 0 | 0 | 0 | 0 | 0 | 0 | 0 | 0 | 0 | 0 | 0 | 0 | 0 | 0 | 0 | 0 | 0 | 0 | 0 | 0 | 0 | 0 | 0 | 0 | 0 | 0 | 0 | 0 | 0 | 0 | 0 | 0 | 0 | 0 | 0 | 0 | 0 | 0 | 0 | 0 | 0 | 0 | 0 | 0 | 0 | 0 | 0 | 0 | 0 | 0 | 0 | 0 | 0 | 0 | 0 | 0 | 0 | 0 | 0 | 0 | 0 | 0 | 0 | 0 | 0 | 0 | 0 | 0 | 0 | 0 | 0 | 0 | 0
|  |  | Equity bridge interest and fees rolled-up | 0 | USD 000s | 0 | 0 | 0 | 0 | 0 | 0 | 0 | 0 | 0 | 0 | 0 | 0 | 0 | 0 | 0 | 0 | 0 | 0 | 0 | 0 | 0 | 0 | 0 | 0 | 0 | 0 | 0 | 0 | 0 | 0 | 0 | 0 | 0 | 0 | 0 | 0 | 0 | 0 | 0 | 0 | 0 | 0 | 0 | 0 | 0 | 0 | 0 | 0 | 0 | 0 | 0 | 0 | 0 | 0 | 0 | 0 | 0 | 0 | 0 | 0 | 0 | 0 | 0 | 0 | 0 | 0 | 0 | 0 | 0 | 0 | 0 | 0 | 0 | 0 | 0 | 0 | 0 | 0 | 0 | 0 | 0 | 0 | 0 | 0 | 0 | 0 | 0 | 0
|  |  | Equity bridge interest and fees paid POS | 0 | USD 000s | 0 | 0 | 0 | 0 | 0 | 0 | 0 | 0 | 0 | 0 | 0 | 0 | 0 | 0 | 0 | 0 | 0 | 0 | 0 | 0 | 0 | 0 | 0 | 0 | 0 | 0 | 0 | 0 | 0 | 0 | 0 | 0 | 0 | 0 | 0 | 0 | 0 | 0 | 0 | 0 | 0 | 0 | 0 | 0 | 0 | 0 | 0 | 0 | 0 | 0 | 0 | 0 | 0 | 0 | 0 | 0 | 0 | 0 | 0 | 0 | 0 | 0 | 0 | 0 | 0 | 0 | 0 | 0 | 0 | 0 | 0 | 0 | 0 | 0 | 0 | 0 | 0 | 0 | 0 | 0 | 0 | 0 | 0 | 0 | 0 | 0 | 0 | 0
|  |  | Equity bridge interest POS | 0 | USD 000s | 0 | 0 | 0 | 0 | 0 | 0 | 0 | 0 | 0 | 0 | 0 | 0 | 0 | 0 | 0 | 0 | 0 | 0 | 0 | 0 | 0 | 0 | 0 | 0 | 0 | 0 | 0 | 0 | 0 | 0 | 0 | 0 | 0 | 0 | 0 | 0 | 0 | 0 | 0 | 0 | 0 | 0 | 0 | 0 | 0 | 0 | 0 | 0 | 0 | 0 | 0 | 0 | 0 | 0 | 0 | 0 | 0 | 0 | 0 | 0 | 0 | 0 | 0 | 0 | 0 | 0 | 0 | 0 | 0 | 0 | 0 | 0 | 0 | 0 | 0 | 0 | 0 | 0 | 0 | 0 | 0 | 0 | 0 | 0 | 0 | 0 | 0 | 0
|  |  | Equity bridge repayment POS | 0 | USD 000s | 0 | 0 | 0 | 0 | 0 | 0 | 0 | 0 | 0 | 0 | 0 | 0 | 0 | 0 | 0 | 0 | 0 | 0 | 0 | 0 | 0 | 0 | 0 | 0 | 0 | 0 | 0 | 0 | 0 | 0 | 0 | 0 | 0 | 0 | 0 | 0 | 0 | 0 | 0 | 0 | 0 | 0 | 0 | 0 | 0 | 0 | 0 | 0 | 0 | 0 | 0 | 0 | 0 | 0 | 0 | 0 | 0 | 0 | 0 | 0 | 0 | 0 | 0 | 0 | 0 | 0 | 0 | 0 | 0 | 0 | 0 | 0 | 0 | 0 | 0 | 0 | 0 | 0 | 0 | 0 | 0 | 0 | 0 | 0 | 0 | 0 | 0 | 0
|  |  | Equity bride loan flows neg |  | USD 000s | 0 |  | 0 | 0 | 0 | 0 | 0 | 0 | 0 | 0 | 0 | 0 | 0 | 0 | 0 | 0 | 0 | 0 | 0 | 0 | 0 | 0 | 0 | 0 | 0 | 0 | 0 | 0 | 0 | 0 | 0 | 0 | 0 | 0 | 0 | 0 | 0 | 0 | 0 | 0 | 0 | 0 | 0 | 0 | 0 | 0 | 0 | 0 | 0 | 0 | 0 | 0 | 0 | 0 | 0 | 0 | 0 | 0 | 0 | 0 | 0 | 0 | 0 | 0 | 0 | 0 | 0 | 0 | 0 | 0 | 0 | 0 | 0 | 0 | 0 | 0 | 0 | 0 | 0 | 0 | 0 | 0 | 0 | 0 | 0 | 0 | 0 | 0
|  |  | Equity bride loan flows |  | USD 000s | 0 |  | 0 | 0 | 0 | 0 | 0 | 0 | 0 | 0 | 0 | 0 | 0 | 0 | 0 | 0 | 0 | 0 | 0 | 0 | 0 | 0 | 0 | 0 | 0 | 0 | 0 | 0 | 0 | 0 | 0 | 0 | 0 | 0 | 0 | 0 | 0 | 0 | 0 | 0 | 0 | 0 | 0 | 0 | 0 | 0 | 0 | 0 | 0 | 0 | 0 | 0 | 0 | 0 | 0 | 0 | 0 | 0 | 0 | 0 | 0 | 0 | 0 | 0 | 0 | 0 | 0 | 0 | 0 | 0 | 0 | 0 | 0 | 0 | 0 | 0 | 0 | 0 | 0 | 0 | 0 | 0 | 0 | 0 | 0 | 0 | 0 | 0
|  |  | Equity bride loan flows neg | 0 | USD 000s | 0 | 0 | 0 | 0 | 0 | 0 | 0 | 0 | 0 | 0 | 0 | 0 | 0 | 0 | 0 | 0 | 0 | 0 | 0 | 0 | 0 | 0 | 0 | 0 | 0 | 0 | 0 | 0 | 0 | 0 | 0 | 0 | 0 | 0 | 0 | 0 | 0 | 0 | 0 | 0 | 0 | 0 | 0 | 0 | 0 | 0 | 0 | 0 | 0 | 0 | 0 | 0 | 0 | 0 | 0 | 0 | 0 | 0 | 0 | 0 | 0 | 0 | 0 | 0 | 0 | 0 | 0 | 0 | 0 | 0 | 0 | 0 | 0 | 0 | 0 | 0 | 0 | 0 | 0 | 0 | 0 | 0 | 0 | 0 | 0 | 0 | 0 | 0
|  |  | Equity bridge effective interest rate | 0% | p.period
|  |  | Equity bridge effective interest rate | 0% | p.period
|  |  | Equity bridge ifrs balance BEG | 0 | USD 000s | 0 | 0 | 0 | 0 | 0 | 0 | 0 | 0 | 0 | 0 | 0 | 0 | 0 | 0 | 0 | 0 | 0 | 0 | 0 | 0 | 0 | 0 | 0 | 0 | 0 | 0 | 0 | 0 | 0 | 0 | 0 | 0 | 0 | 0 | 0 | 0 | 0 | 0 | 0 | 0 | 0 | 0 | 0 | 0 | 0 | 0 | 0 | 0 | 0 | 0 | 0 | 0 | 0 | 0 | 0 | 0 | 0 | 0 | 0 | 0 | 0 | 0 | 0 | 0 | 0 | 0 | 0 | 0 | 0 | 0 | 0 | 0 | 0 | 0 | 0 | 0 | 0 | 0 | 0 | 0 | 0 | 0 | 0 | 0 | 0 | 0 | 0 | 0
|  |  | Effective interest on EBL loan POS |  | USD 000s | 0 |  | 0 | 0 | 0 | 0 | 0 | 0 | 0 | 0 | 0 | 0 | 0 | 0 | 0 | 0 | 0 | 0 | 0 | 0 | 0 | 0 | 0 | 0 | 0 | 0 | 0 | 0 | 0 | 0 | 0 | 0 | 0 | 0 | 0 | 0 | 0 | 0 | 0 | 0 | 0 | 0 | 0 | 0 | 0 | 0 | 0 | 0 | 0 | 0 | 0 | 0 | 0 | 0 | 0 | 0 | 0 | 0 | 0 | 0 | 0 | 0 | 0 | 0 | 0 | 0 | 0 | 0 | 0 | 0 | 0 | 0 | 0 | 0 | 0 | 0 | 0 | 0 | 0 | 0 | 0 | 0 | 0 | 0 | 0 | 0 | 0 | 0
|  |  | Effective interest on EBL loan |  | USD 000s | 0 |  | 0 | 0 | 0 | 0 | 0 | 0 | 0 | 0 | 0 | 0 | 0 | 0 | 0 | 0 | 0 | 0 | 0 | 0 | 0 | 0 | 0 | 0 | 0 | 0 | 0 | 0 | 0 | 0 | 0 | 0 | 0 | 0 | 0 | 0 | 0 | 0 | 0 | 0 | 0 | 0 | 0 | 0 | 0 | 0 | 0 | 0 | 0 | 0 | 0 | 0 | 0 | 0 | 0 | 0 | 0 | 0 | 0 | 0 | 0 | 0 | 0 | 0 | 0 | 0 | 0 | 0 | 0 | 0 | 0 | 0 | 0 | 0 | 0 | 0 | 0 | 0 | 0 | 0 | 0 | 0 | 0 | 0 | 0 | 0 | 0 | 0
|  |  | Effective interest on EBL loan | 0 | USD 000s | 0 | 0 | 0 | 0 | 0 | 0 | 0 | 0 | 0 | 0 | 0 | 0 | 0 | 0 | 0 | 0 | 0 | 0 | 0 | 0 | 0 | 0 | 0 | 0 | 0 | 0 | 0 | 0 | 0 | 0 | 0 | 0 | 0 | 0 | 0 | 0 | 0 | 0 | 0 | 0 | 0 | 0 | 0 | 0 | 0 | 0 | 0 | 0 | 0 | 0 | 0 | 0 | 0 | 0 | 0 | 0 | 0 | 0 | 0 | 0 | 0 | 0 | 0 | 0 | 0 | 0 | 0 | 0 | 0 | 0 | 0 | 0 | 0 | 0 | 0 | 0 | 0 | 0 | 0 | 0 | 0 | 0 | 0 | 0 | 0 | 0 | 0 | 0
|  |  | Equity bridge interest and fees rolled-up | 0 | USD 000s | 0 | 0 | 0 | 0 | 0 | 0 | 0 | 0 | 0 | 0 | 0 | 0 | 0 | 0 | 0 | 0 | 0 | 0 | 0 | 0 | 0 | 0 | 0 | 0 | 0 | 0 | 0 | 0 | 0 | 0 | 0 | 0 | 0 | 0 | 0 | 0 | 0 | 0 | 0 | 0 | 0 | 0 | 0 | 0 | 0 | 0 | 0 | 0 | 0 | 0 | 0 | 0 | 0 | 0 | 0 | 0 | 0 | 0 | 0 | 0 | 0 | 0 | 0 | 0 | 0 | 0 | 0 | 0 | 0 | 0 | 0 | 0 | 0 | 0 | 0 | 0 | 0 | 0 | 0 | 0 | 0 | 0 | 0 | 0 | 0 | 0 | 0 | 0
|  |  | Effective interest on EBL incl. rolled-up |  | USD 000s | 0 |  | 0 | 0 | 0 | 0 | 0 | 0 | 0 | 0 | 0 | 0 | 0 | 0 | 0 | 0 | 0 | 0 | 0 | 0 | 0 | 0 | 0 | 0 | 0 | 0 | 0 | 0 | 0 | 0 | 0 | 0 | 0 | 0 | 0 | 0 | 0 | 0 | 0 | 0 | 0 | 0 | 0 | 0 | 0 | 0 | 0 | 0 | 0 | 0 | 0 | 0 | 0 | 0 | 0 | 0 | 0 | 0 | 0 | 0 | 0 | 0 | 0 | 0 | 0 | 0 | 0 | 0 | 0 | 0 | 0 | 0 | 0 | 0 | 0 | 0 | 0 | 0 | 0 | 0 | 0 | 0 | 0 | 0 | 0 | 0 | 0 | 0
|  |  | IFRIC 12 accounting used? | 1 | 1 = yes, 0 = no (/OL or FL)
|  |  | Effective interest on EBL incl. rolled-up | 0 | USD 000s | 0 | 0 | 0 | 0 | 0 | 0 | 0 | 0 | 0 | 0 | 0 | 0 | 0 | 0 | 0 | 0 | 0 | 0 | 0 | 0 | 0 | 0 | 0 | 0 | 0 | 0 | 0 | 0 | 0 | 0 | 0 | 0 | 0 | 0 | 0 | 0 | 0 | 0 | 0 | 0 | 0 | 0 | 0 | 0 | 0 | 0 | 0 | 0 | 0 | 0 | 0 | 0 | 0 | 0 | 0 | 0 | 0 | 0 | 0 | 0 | 0 | 0 | 0 | 0 | 0 | 0 | 0 | 0 | 0 | 0 | 0 | 0 | 0 | 0 | 0 | 0 | 0 | 0 | 0 | 0 | 0 | 0 | 0 | 0 | 0 | 0 | 0 | 0
|  |  | Equity bridge interest accrued | 0 | USD 000s | 0 | 0 | 0 | 0 | 0 | 0 | 0 | 0 | 0 | 0 | 0 | 0 | 0 | 0 | 0 | 0 | 0 | 0 | 0 | 0 | 0 | 0 | 0 | 0 | 0 | 0 | 0 | 0 | 0 | 0 | 0 | 0 | 0 | 0 | 0 | 0 | 0 | 0 | 0 | 0 | 0 | 0 | 0 | 0 | 0 | 0 | 0 | 0 | 0 | 0 | 0 | 0 | 0 | 0 | 0 | 0 | 0 | 0 | 0 | 0 | 0 | 0 | 0 | 0 | 0 | 0 | 0 | 0 | 0 | 0 | 0 | 0 | 0 | 0 | 0 | 0 | 0 | 0 | 0 | 0 | 0 | 0 | 0 | 0 | 0 | 0 | 0 | 0
|  |  | Effective interest on EBL incl. rolled-up |  | USD 000s | 0 |  | 0 | 0 | 0 | 0 | 0 | 0 | 0 | 0 | 0 | 0 | 0 | 0 | 0 | 0 | 0 | 0 | 0 | 0 | 0 | 0 | 0 | 0 | 0 | 0 | 0 | 0 | 0 | 0 | 0 | 0 | 0 | 0 | 0 | 0 | 0 | 0 | 0 | 0 | 0 | 0 | 0 | 0 | 0 | 0 | 0 | 0 | 0 | 0 | 0 | 0 | 0 | 0 | 0 | 0 | 0 | 0 | 0 | 0 | 0 | 0 | 0 | 0 | 0 | 0 | 0 | 0 | 0 | 0 | 0 | 0 | 0 | 0 | 0 | 0 | 0 | 0 | 0 | 0 | 0 | 0 | 0 | 0 | 0 | 0 | 0 | 0
|  |  | Equity bridge ifrs balance BEG |  | USD 000s |  |  | 0 | 0 | 0 | 0 | 0 | 0 | 0 | 0 | 0 | 0 | 0 | 0 | 0 | 0 | 0 | 0 | 0 | 0 | 0 | 0 | 0 | 0 | 0 | 0 | 0 | 0 | 0 | 0 | 0 | 0 | 0 | 0 | 0 | 0 | 0 | 0 | 0 | 0 | 0 | 0 | 0 | 0 | 0 | 0 | 0 | 0 | 0 | 0 | 0 | 0 | 0 | 0 | 0 | 0 | 0 | 0 | 0 | 0 | 0 | 0 | 0 | 0 | 0 | 0 | 0 | 0 | 0 | 0 | 0 | 0 | 0 | 0 | 0 | 0 | 0 | 0 | 0 | 0 | 0 | 0 | 0 | 0 | 0 | 0 | 0 | 0
|  | Plus | Equity bride loan flows | 0 | USD 000s | 0 | 0 | 0 | 0 | 0 | 0 | 0 | 0 | 0 | 0 | 0 | 0 | 0 | 0 | 0 | 0 | 0 | 0 | 0 | 0 | 0 | 0 | 0 | 0 | 0 | 0 | 0 | 0 | 0 | 0 | 0 | 0 | 0 | 0 | 0 | 0 | 0 | 0 | 0 | 0 | 0 | 0 | 0 | 0 | 0 | 0 | 0 | 0 | 0 | 0 | 0 | 0 | 0 | 0 | 0 | 0 | 0 | 0 | 0 | 0 | 0 | 0 | 0 | 0 | 0 | 0 | 0 | 0 | 0 | 0 | 0 | 0 | 0 | 0 | 0 | 0 | 0 | 0 | 0 | 0 | 0 | 0 | 0 | 0 | 0 | 0 | 0 | 0
|  | Plus | Effective interest on EBL loan POS | 0 | USD 000s | 0 | 0 | 0 | 0 | 0 | 0 | 0 | 0 | 0 | 0 | 0 | 0 | 0 | 0 | 0 | 0 | 0 | 0 | 0 | 0 | 0 | 0 | 0 | 0 | 0 | 0 | 0 | 0 | 0 | 0 | 0 | 0 | 0 | 0 | 0 | 0 | 0 | 0 | 0 | 0 | 0 | 0 | 0 | 0 | 0 | 0 | 0 | 0 | 0 | 0 | 0 | 0 | 0 | 0 | 0 | 0 | 0 | 0 | 0 | 0 | 0 | 0 | 0 | 0 | 0 | 0 | 0 | 0 | 0 | 0 | 0 | 0 | 0 | 0 | 0 | 0 | 0 | 0 | 0 | 0 | 0 | 0 | 0 | 0 | 0 | 0 | 0 | 0
|  |  | Equity bridge IFRS balance |  | USD 000s |  |  | 0 | 0 | 0 | 0 | 0 | 0 | 0 | 0 | 0 | 0 | 0 | 0 | 0 | 0 | 0 | 0 | 0 | 0 | 0 | 0 | 0 | 0 | 0 | 0 | 0 | 0 | 0 | 0 | 0 | 0 | 0 | 0 | 0 | 0 | 0 | 0 | 0 | 0 | 0 | 0 | 0 | 0 | 0 | 0 | 0 | 0 | 0 | 0 | 0 | 0 | 0 | 0 | 0 | 0 | 0 | 0 | 0 | 0 | 0 | 0 | 0 | 0 | 0 | 0 | 0 | 0 | 0 | 0 | 0 | 0 | 0 | 0 | 0 | 0 | 0 | 0 | 0 | 0 | 0 | 0 | 0 | 0 | 0 | 0 | 0 | 0
|  |  | IFRIC 12 accounting used? | 1 | 1 = yes, 0 = no (/OL or FL)
|  |  | Equity bridge IFRS balance | 0 | USD 000s | 0 | 0 | 0 | 0 | 0 | 0 | 0 | 0 | 0 | 0 | 0 | 0 | 0 | 0 | 0 | 0 | 0 | 0 | 0 | 0 | 0 | 0 | 0 | 0 | 0 | 0 | 0 | 0 | 0 | 0 | 0 | 0 | 0 | 0 | 0 | 0 | 0 | 0 | 0 | 0 | 0 | 0 | 0 | 0 | 0 | 0 | 0 | 0 | 0 | 0 | 0 | 0 | 0 | 0 | 0 | 0 | 0 | 0 | 0 | 0 | 0 | 0 | 0 | 0 | 0 | 0 | 0 | 0 | 0 | 0 | 0 | 0 | 0 | 0 | 0 | 0 | 0 | 0 | 0 | 0 | 0 | 0 | 0 | 0 | 0 | 0 | 0 | 0
|  |  | Equity bridge balance | 0 | USD 000s | 0 | 0 | 0 | 0 | 0 | 0 | 0 | 0 | 0 | 0 | 0 | 0 | 0 | 0 | 0 | 0 | 0 | 0 | 0 | 0 | 0 | 0 | 0 | 0 | 0 | 0 | 0 | 0 | 0 | 0 | 0 | 0 | 0 | 0 | 0 | 0 | 0 | 0 | 0 | 0 | 0 | 0 | 0 | 0 | 0 | 0 | 0 | 0 | 0 | 0 | 0 | 0 | 0 | 0 | 0 | 0 | 0 | 0 | 0 | 0 | 0 | 0 | 0 | 0 | 0 | 0 | 0 | 0 | 0 | 0 | 0 | 0 | 0 | 0 | 0 | 0 | 0 | 0 | 0 | 0 | 0 | 0 | 0 | 0 | 0 | 0 | 0 | 0
|  |  | Equity bridge IFRS balance |  | USD 000s |  |  | 0 | 0 | 0 | 0 | 0 | 0 | 0 | 0 | 0 | 0 | 0 | 0 | 0 | 0 | 0 | 0 | 0 | 0 | 0 | 0 | 0 | 0 | 0 | 0 | 0 | 0 | 0 | 0 | 0 | 0 | 0 | 0 | 0 | 0 | 0 | 0 | 0 | 0 | 0 | 0 | 0 | 0 | 0 | 0 | 0 | 0 | 0 | 0 | 0 | 0 | 0 | 0 | 0 | 0 | 0 | 0 | 0 | 0 | 0 | 0 | 0 | 0 | 0 | 0 | 0 | 0 | 0 | 0 | 0 | 0 | 0 | 0 | 0 | 0 | 0 | 0 | 0 | 0 | 0 | 0 | 0 | 0 | 0 | 0 | 0 | 0
SENIOR DEBT ADB
|  |  | ADB Loan interest and fees during construction | 0 | USD 000s | 3452.6645 | 0 | 0 | 0 | 0 | 372.644 | 715.0762 | 762.6723 | 798.664 | 803.608 | 0 | 0 | 0 | 0 | 0 | 0 | 0 | 0 | 0 | 0 | 0 | 0 | 0 | 0 | 0 | 0 | 0 | 0 | 0 | 0 | 0 | 0 | 0 | 0 | 0 | 0 | 0 | 0 | 0 | 0 | 0 | 0 | 0 | 0 | 0 | 0 | 0 | 0 | 0 | 0 | 0 | 0 | 0 | 0 | 0 | 0 | 0 | 0 | 0 | 0 | 0 | 0 | 0 | 0 | 0 | 0 | 0 | 0 | 0 | 0 | 0 | 0 | 0 | 0 | 0 | 0 | 0 | 0 | 0 | 0 | 0 | 0 | 0 | 0 | 0 | 0 | 0 | 0
|  |  | Standby debt commitment fee | 0 | USD 000s | 0 | 0 | 0 | 0 | 0 | 0 | 0 | 0 | 0 | 0 | 0 | 0 | 0 | 0 | 0 | 0 | 0 | 0 | 0 | 0 | 0 | 0 | 0 | 0 | 0 | 0 | 0 | 0 | 0 | 0 | 0 | 0 | 0 | 0 | 0 | 0 | 0 | 0 | 0 | 0 | 0 | 0 | 0 | 0 | 0 | 0 | 0 | 0 | 0 | 0 | 0 | 0 | 0 | 0 | 0 | 0 | 0 | 0 | 0 | 0 | 0 | 0 | 0 | 0 | 0 | 0 | 0 | 0 | 0 | 0 | 0 | 0 | 0 | 0 | 0 | 0 | 0 | 0 | 0 | 0 | 0 | 0 | 0 | 0 | 0 | 0 | 0 | 0
|  |  | Standby debt upfront fee | 0 | USD 000s | 0 | 0 | 0 | 0 | 0 | 0 | 0 | 0 | 0 | 0 | 0 | 0 | 0 | 0 | 0 | 0 | 0 | 0 | 0 | 0 | 0 | 0 | 0 | 0 | 0 | 0 | 0 | 0 | 0 | 0 | 0 | 0 | 0 | 0 | 0 | 0 | 0 | 0 | 0 | 0 | 0 | 0 | 0 | 0 | 0 | 0 | 0 | 0 | 0 | 0 | 0 | 0 | 0 | 0 | 0 | 0 | 0 | 0 | 0 | 0 | 0 | 0 | 0 | 0 | 0 | 0 | 0 | 0 | 0 | 0 | 0 | 0 | 0 | 0 | 0 | 0 | 0 | 0 | 0 | 0 | 0 | 0 | 0 | 0 | 0 | 0 | 0 | 0
|  |  | VAT facility financing cost paid | 0 | USD 000s | 0 | 0 | 0 | 0 | 0 | 0 | 0 | 0 | 0 | 0 | 0 | 0 | 0 | 0 | 0 | 0 | 0 | 0 | 0 | 0 | 0 | 0 | 0 | 0 | 0 | 0 | 0 | 0 | 0 | 0 | 0 | 0 | 0 | 0 | 0 | 0 | 0 | 0 | 0 | 0 | 0 | 0 | 0 | 0 | 0 | 0 | 0 | 0 | 0 | 0 | 0 | 0 | 0 | 0 | 0 | 0 | 0 | 0 | 0 | 0 | 0 | 0 | 0 | 0 | 0 | 0 | 0 | 0 | 0 | 0 | 0 | 0 | 0 | 0 | 0 | 0 | 0 | 0 | 0 | 0 | 0 | 0 | 0 | 0 | 0 | 0 | 0 | 0
|  |  | VAT facility financing costs rolled-up | 0 | USD 000s | 1008.7133 | 0 | 0 | 0 | 0 | 356.9886 | 461.8922 | 109.0892 | 55.9936 | 24.7496 | 0 | 0 | 0 | 0 | 0 | 0 | 0 | 0 | 0 | 0 | 0 | 0 | 0 | 0 | 0 | 0 | 0 | 0 | 0 | 0 | 0 | 0 | 0 | 0 | 0 | 0 | 0 | 0 | 0 | 0 | 0 | 0 | 0 | 0 | 0 | 0 | 0 | 0 | 0 | 0 | 0 | 0 | 0 | 0 | 0 | 0 | 0 | 0 | 0 | 0 | 0 | 0 | 0 | 0 | 0 | 0 | 0 | 0 | 0 | 0 | 0 | 0 | 0 | 0 | 0 | 0 | 0 | 0 | 0 | 0 | 0 | 0 | 0 | 0 | 0 | 0 | 0 | 0
|  |  | Financial expenses during construction excl. t2 and SHL |  | USD 000s | 4461.3778 |  | 0 | 0 | 0 | 729.6326 | 1176.9684 | 871.7615 | 854.6576 | 828.3577 | 0 | 0 | 0 | 0 | 0 | 0 | 0 | 0 | 0 | 0 | 0 | 0 | 0 | 0 | 0 | 0 | 0 | 0 | 0 | 0 | 0 | 0 | 0 | 0 | 0 | 0 | 0 | 0 | 0 | 0 | 0 | 0 | 0 | 0 | 0 | 0 | 0 | 0 | 0 | 0 | 0 | 0 | 0 | 0 | 0 | 0 | 0 | 0 | 0 | 0 | 0 | 0 | 0 | 0 | 0 | 0 | 0 | 0 | 0 | 0 | 0 | 0 | 0 | 0 | 0 | 0 | 0 | 0 | 0 | 0 | 0 | 0 | 0 | 0 | 0 | 0 | 0 | 0
|  |  | IFRIC 12 accounting used? | 1 | 1 = yes, 0 = no (/OL or FL)
|  |  | Financial expenses during construction excl. t2 and SHL | 0 | USD 000s | 4461.3778 | 0 | 0 | 0 | 0 | 729.6326 | 1176.9684 | 871.7615 | 854.6576 | 828.3577 | 0 | 0 | 0 | 0 | 0 | 0 | 0 | 0 | 0 | 0 | 0 | 0 | 0 | 0 | 0 | 0 | 0 | 0 | 0 | 0 | 0 | 0 | 0 | 0 | 0 | 0 | 0 | 0 | 0 | 0 | 0 | 0 | 0 | 0 | 0 | 0 | 0 | 0 | 0 | 0 | 0 | 0 | 0 | 0 | 0 | 0 | 0 | 0 | 0 | 0 | 0 | 0 | 0 | 0 | 0 | 0 | 0 | 0 | 0 | 0 | 0 | 0 | 0 | 0 | 0 | 0 | 0 | 0 | 0 | 0 | 0 | 0 | 0 | 0 | 0 | 0 | 0 | 0
|  |  | ADB Loan drawdown s.a. | 0 | USD 000s | 26505.2054 | 0 | 0 | 0 | 0 | 10679.2234 | 10326.0686 | 1850.8466 | 783.4573 | 2865.6096 | 0 | 0 | 0 | 0 | 0 | 0 | 0 | 0 | 0 | 0 | 0 | 0 | 0 | 0 | 0 | 0 | 0 | 0 | 0 | 0 | 0 | 0 | 0 | 0 | 0 | 0 | 0 | 0 | 0 | 0 | 0 | 0 | 0 | 0 | 0 | 0 | 0 | 0 | 0 | 0 | 0 | 0 | 0 | 0 | 0 | 0 | 0 | 0 | 0 | 0 | 0 | 0 | 0 | 0 | 0 | 0 | 0 | 0 | 0 | 0 | 0 | 0 | 0 | 0 | 0 | 0 | 0 | 0 | 0 | 0 | 0 | 0 | 0 | 0 | 0 | 0 | 0 | 0
|  |  | Upfront financial expenses to be adjusted with debt drawdown - t1 |  | USD 000s | 0 |  | 0 | 0 | 0 | 0 | 0 | 0 | 0 | 0 | 0 | 0 | 0 | 0 | 0 | 0 | 0 | 0 | 0 | 0 | 0 | 0 | 0 | 0 | 0 | 0 | 0 | 0 | 0 | 0 | 0 | 0 | 0 | 0 | 0 | 0 | 0 | 0 | 0 | 0 | 0 | 0 | 0 | 0 | 0 | 0 | 0 | 0 | 0 | 0 | 0 | 0 | 0 | 0 | 0 | 0 | 0 | 0 | 0 | 0 | 0 | 0 | 0 | 0 | 0 | 0 | 0 | 0 | 0 | 0 | 0 | 0 | 0 | 0 | 0 | 0 | 0 | 0 | 0 | 0 | 0 | 0 | 0 | 0 | 0 | 0 | 0 | 0
|  |  | Total upfront financial expenses to be adjusted with debt drawdown - t1 | 0 | USD 000s
|  |  | Total upfront financial expenses to be adjusted with debt drawdown - t1 | 0 | USD 000s
|  |  | ADB Loan drawdown s.a. | 0 | USD 000s | 26505.2054 | 0 | 0 | 0 | 0 | 10679.2234 | 10326.0686 | 1850.8466 | 783.4573 | 2865.6096 | 0 | 0 | 0 | 0 | 0 | 0 | 0 | 0 | 0 | 0 | 0 | 0 | 0 | 0 | 0 | 0 | 0 | 0 | 0 | 0 | 0 | 0 | 0 | 0 | 0 | 0 | 0 | 0 | 0 | 0 | 0 | 0 | 0 | 0 | 0 | 0 | 0 | 0 | 0 | 0 | 0 | 0 | 0 | 0 | 0 | 0 | 0 | 0 | 0 | 0 | 0 | 0 | 0 | 0 | 0 | 0 | 0 | 0 | 0 | 0 | 0 | 0 | 0 | 0 | 0 | 0 | 0 | 0 | 0 | 0 | 0 | 0 | 0 | 0 | 0 | 0 | 0 | 0
|  |  | Financial expenses during construction excl. t2 and SHL | 0 | USD 000s | 4461.3778 | 0 | 0 | 0 | 0 | 729.6326 | 1176.9684 | 871.7615 | 854.6576 | 828.3577 | 0 | 0 | 0 | 0 | 0 | 0 | 0 | 0 | 0 | 0 | 0 | 0 | 0 | 0 | 0 | 0 | 0 | 0 | 0 | 0 | 0 | 0 | 0 | 0 | 0 | 0 | 0 | 0 | 0 | 0 | 0 | 0 | 0 | 0 | 0 | 0 | 0 | 0 | 0 | 0 | 0 | 0 | 0 | 0 | 0 | 0 | 0 | 0 | 0 | 0 | 0 | 0 | 0 | 0 | 0 | 0 | 0 | 0 | 0 | 0 | 0 | 0 | 0 | 0 | 0 | 0 | 0 | 0 | 0 | 0 | 0 | 0 | 0 | 0 | 0 | 0 | 0 | 0
|  |  | Upfront financial expenses to be adjusted - addition - t1 |  | USD 000s | 0 |  | 0 | 0 | 0 | 0 | 0 | 0 | 0 | 0 | 0 | 0 | 0 | 0 | 0 | 0 | 0 | 0 | 0 | 0 | 0 | 0 | 0 | 0 | 0 | 0 | 0 | 0 | 0 | 0 | 0 | 0 | 0 | 0 | 0 | 0 | 0 | 0 | 0 | 0 | 0 | 0 | 0 | 0 | 0 | 0 | 0 | 0 | 0 | 0 | 0 | 0 | 0 | 0 | 0 | 0 | 0 | 0 | 0 | 0 | 0 | 0 | 0 | 0 | 0 | 0 | 0 | 0 | 0 | 0 | 0 | 0 | 0 | 0 | 0 | 0 | 0 | 0 | 0 | 0 | 0 | 0 | 0 | 0 | 0 | 0 | 0 | 0
|  |  | Total upfront financial expenses to be adjusted with debt drawdown - t1 | 0 | USD 000s
|  |  | Financial expenses during construction excl. t2 and SHL | 0 | USD 000s | 4461.3778 | 0 | 0 | 0 | 0 | 729.6326 | 1176.9684 | 871.7615 | 854.6576 | 828.3577 | 0 | 0 | 0 | 0 | 0 | 0 | 0 | 0 | 0 | 0 | 0 | 0 | 0 | 0 | 0 | 0 | 0 | 0 | 0 | 0 | 0 | 0 | 0 | 0 | 0 | 0 | 0 | 0 | 0 | 0 | 0 | 0 | 0 | 0 | 0 | 0 | 0 | 0 | 0 | 0 | 0 | 0 | 0 | 0 | 0 | 0 | 0 | 0 | 0 | 0 | 0 | 0 | 0 | 0 | 0 | 0 | 0 | 0 | 0 | 0 | 0 | 0 | 0 | 0 | 0 | 0 | 0 | 0 | 0 | 0 | 0 | 0 | 0 | 0 | 0 | 0 | 0 | 0
|  |  | Upfront financial expenses to be adjusted - reduction - t1 |  | USD 000s | 0 | 0 | 0 | 0 | 0 | 0 | 0 | 0 | 0 | 0 | 0 | 0 | 0 | 0 | 0 | 0 | 0 | 0 | 0 | 0 | 0 | 0 | 0 | 0 | 0 | 0 | 0 | 0 | 0 | 0 | 0 | 0 | 0 | 0 | 0 | 0 | 0 | 0 | 0 | 0 | 0 | 0 | 0 | 0 | 0 | 0 | 0 | 0 | 0 | 0 | 0 | 0 | 0 | 0 | 0 | 0 | 0 | 0 | 0 | 0 | 0 | 0 | 0 | 0 | 0 | 0 | 0 | 0 | 0 | 0 | 0 | 0 | 0 | 0 | 0 | 0 | 0 | 0 | 0 | 0 | 0 | 0 | 0 | 0 | 0 | 0 | 0 | 0
|  |  | Prepaid upfront fee asset balance BEG - ADB Loan |  | USD 000s |  |  | 0 | 0 | 0 | 0 | 0 | 0 | 0 | 0 | 0 | 0 | 0 | 0 | 0 | 0 | 0 | 0 | 0 | 0 | 0 | 0 | 0 | 0 | 0 | 0 | 0 | 0 | 0 | 0 | 0 | 0 | 0 | 0 | 0 | 0 | 0 | 0 | 0 | 0 | 0 | 0 | 0 | 0 | 0 | 0 | 0 | 0 | 0 | 0 | 0 | 0 | 0 | 0 | 0 | 0 | 0 | 0 | 0 | 0 | 0 | 0 | 0 | 0 | 0 | 0 | 0 | 0 | 0 | 0 | 0 | 0 | 0 | 0 | 0 | 0 | 0 | 0 | 0 | 0 | 0 | 0 | 0 | 0 | 0 | 0 | 0 | 0
|  | Plus | Upfront financial expenses to be adjusted - reduction - t1 | 0 | USD 000s | 0 | 0 | 0 | 0 | 0 | 0 | 0 | 0 | 0 | 0 | 0 | 0 | 0 | 0 | 0 | 0 | 0 | 0 | 0 | 0 | 0 | 0 | 0 | 0 | 0 | 0 | 0 | 0 | 0 | 0 | 0 | 0 | 0 | 0 | 0 | 0 | 0 | 0 | 0 | 0 | 0 | 0 | 0 | 0 | 0 | 0 | 0 | 0 | 0 | 0 | 0 | 0 | 0 | 0 | 0 | 0 | 0 | 0 | 0 | 0 | 0 | 0 | 0 | 0 | 0 | 0 | 0 | 0 | 0 | 0 | 0 | 0 | 0 | 0 | 0 | 0 | 0 | 0 | 0 | 0 | 0 | 0 | 0 | 0 | 0 | 0 | 0 | 0
|  | Less | Upfront financial expenses to be adjusted - addition - t1 | 0 | USD 000s | 0 | 0 | 0 | 0 | 0 | 0 | 0 | 0 | 0 | 0 | 0 | 0 | 0 | 0 | 0 | 0 | 0 | 0 | 0 | 0 | 0 | 0 | 0 | 0 | 0 | 0 | 0 | 0 | 0 | 0 | 0 | 0 | 0 | 0 | 0 | 0 | 0 | 0 | 0 | 0 | 0 | 0 | 0 | 0 | 0 | 0 | 0 | 0 | 0 | 0 | 0 | 0 | 0 | 0 | 0 | 0 | 0 | 0 | 0 | 0 | 0 | 0 | 0 | 0 | 0 | 0 | 0 | 0 | 0 | 0 | 0 | 0 | 0 | 0 | 0 | 0 | 0 | 0 | 0 | 0 | 0 | 0 | 0 | 0 | 0 | 0 | 0 | 0
|  |  | Prepaid upfront fee asset balance - ADB Loan |  | USD 000s |  |  | 0 | 0 | 0 | 0 | 0 | 0 | 0 | 0 | 0 | 0 | 0 | 0 | 0 | 0 | 0 | 0 | 0 | 0 | 0 | 0 | 0 | 0 | 0 | 0 | 0 | 0 | 0 | 0 | 0 | 0 | 0 | 0 | 0 | 0 | 0 | 0 | 0 | 0 | 0 | 0 | 0 | 0 | 0 | 0 | 0 | 0 | 0 | 0 | 0 | 0 | 0 | 0 | 0 | 0 | 0 | 0 | 0 | 0 | 0 | 0 | 0 | 0 | 0 | 0 | 0 | 0 | 0 | 0 | 0 | 0 | 0 | 0 | 0 | 0 | 0 | 0 | 0 | 0 | 0 | 0 | 0 | 0 | 0 | 0 | 0 | 0
|  |  | Financial expenses during construction excl. t2 and SHL | 0 | USD 000s | 4461.3778 | 0 | 0 | 0 | 0 | 729.6326 | 1176.9684 | 871.7615 | 854.6576 | 828.3577 | 0 | 0 | 0 | 0 | 0 | 0 | 0 | 0 | 0 | 0 | 0 | 0 | 0 | 0 | 0 | 0 | 0 | 0 | 0 | 0 | 0 | 0 | 0 | 0 | 0 | 0 | 0 | 0 | 0 | 0 | 0 | 0 | 0 | 0 | 0 | 0 | 0 | 0 | 0 | 0 | 0 | 0 | 0 | 0 | 0 | 0 | 0 | 0 | 0 | 0 | 0 | 0 | 0 | 0 | 0 | 0 | 0 | 0 | 0 | 0 | 0 | 0 | 0 | 0 | 0 | 0 | 0 | 0 | 0 | 0 | 0 | 0 | 0 | 0 | 0 | 0 | 0 | 0
|  |  | Upfront financial expenses to be adjusted - reduction - t1 | 0 | USD 000s | 0 | 0 | 0 | 0 | 0 | 0 | 0 | 0 | 0 | 0 | 0 | 0 | 0 | 0 | 0 | 0 | 0 | 0 | 0 | 0 | 0 | 0 | 0 | 0 | 0 | 0 | 0 | 0 | 0 | 0 | 0 | 0 | 0 | 0 | 0 | 0 | 0 | 0 | 0 | 0 | 0 | 0 | 0 | 0 | 0 | 0 | 0 | 0 | 0 | 0 | 0 | 0 | 0 | 0 | 0 | 0 | 0 | 0 | 0 | 0 | 0 | 0 | 0 | 0 | 0 | 0 | 0 | 0 | 0 | 0 | 0 | 0 | 0 | 0 | 0 | 0 | 0 | 0 | 0 | 0 | 0 | 0 | 0 | 0 | 0 | 0 | 0 | 0
|  |  | Upfront financial expenses to be adjusted - addition - t1 | 0 | USD 000s | 0 | 0 | 0 | 0 | 0 | 0 | 0 | 0 | 0 | 0 | 0 | 0 | 0 | 0 | 0 | 0 | 0 | 0 | 0 | 0 | 0 | 0 | 0 | 0 | 0 | 0 | 0 | 0 | 0 | 0 | 0 | 0 | 0 | 0 | 0 | 0 | 0 | 0 | 0 | 0 | 0 | 0 | 0 | 0 | 0 | 0 | 0 | 0 | 0 | 0 | 0 | 0 | 0 | 0 | 0 | 0 | 0 | 0 | 0 | 0 | 0 | 0 | 0 | 0 | 0 | 0 | 0 | 0 | 0 | 0 | 0 | 0 | 0 | 0 | 0 | 0 | 0 | 0 | 0 | 0 | 0 | 0 | 0 | 0 | 0 | 0 | 0 | 0
|  |  | Financial expenses adjusted - ADB Loan |  | USD 000s | 4461.3778 |  | 0 | 0 | 0 | 729.6326 | 1176.9684 | 871.7615 | 854.6576 | 828.3577 | 0 | 0 | 0 | 0 | 0 | 0 | 0 | 0 | 0 | 0 | 0 | 0 | 0 | 0 | 0 | 0 | 0 | 0 | 0 | 0 | 0 | 0 | 0 | 0 | 0 | 0 | 0 | 0 | 0 | 0 | 0 | 0 | 0 | 0 | 0 | 0 | 0 | 0 | 0 | 0 | 0 | 0 | 0 | 0 | 0 | 0 | 0 | 0 | 0 | 0 | 0 | 0 | 0 | 0 | 0 | 0 | 0 | 0 | 0 | 0 | 0 | 0 | 0 | 0 | 0 | 0 | 0 | 0 | 0 | 0 | 0 | 0 | 0 | 0 | 0 | 0 | 0 | 0
|  |  | ADB Loan drawdown s.a. | 0 | USD 000s | 26505.2054 | 0 | 0 | 0 | 0 | 10679.2234 | 10326.0686 | 1850.8466 | 783.4573 | 2865.6096 | 0 | 0 | 0 | 0 | 0 | 0 | 0 | 0 | 0 | 0 | 0 | 0 | 0 | 0 | 0 | 0 | 0 | 0 | 0 | 0 | 0 | 0 | 0 | 0 | 0 | 0 | 0 | 0 | 0 | 0 | 0 | 0 | 0 | 0 | 0 | 0 | 0 | 0 | 0 | 0 | 0 | 0 | 0 | 0 | 0 | 0 | 0 | 0 | 0 | 0 | 0 | 0 | 0 | 0 | 0 | 0 | 0 | 0 | 0 | 0 | 0 | 0 | 0 | 0 | 0 | 0 | 0 | 0 | 0 | 0 | 0 | 0 | 0 | 0 | 0 | 0 | 0 | 0
|  |  | Financial expenses adjusted - ADB Loan | 0 | USD 000s | 4461.3778 | 0 | 0 | 0 | 0 | 729.6326 | 1176.9684 | 871.7615 | 854.6576 | 828.3577 | 0 | 0 | 0 | 0 | 0 | 0 | 0 | 0 | 0 | 0 | 0 | 0 | 0 | 0 | 0 | 0 | 0 | 0 | 0 | 0 | 0 | 0 | 0 | 0 | 0 | 0 | 0 | 0 | 0 | 0 | 0 | 0 | 0 | 0 | 0 | 0 | 0 | 0 | 0 | 0 | 0 | 0 | 0 | 0 | 0 | 0 | 0 | 0 | 0 | 0 | 0 | 0 | 0 | 0 | 0 | 0 | 0 | 0 | 0 | 0 | 0 | 0 | 0 | 0 | 0 | 0 | 0 | 0 | 0 | 0 | 0 | 0 | 0 | 0 | 0 | 0 | 0 | 0
|  |  | ADB Loan interest POS | 0 | USD 000s | 17528.7721 | 0 | 0 | 0 | 0 | 0 | 0 | 0 | 0 | 0 | 635.7729 | 823.7588 | 822.1292 | 792.2279 | 790.5347 | 767.2339 | 762.2642 | 730.8726 | 724.5112 | 692.3425 | 683.9844 | 652.2597 | 643.4851 | 612.5397 | 596.2064 | 560.686 | 544.5543 | 508.2333 | 494.7936 | 463.305 | 448.5557 | 418.4804 | 398.5551 | 365.4133 | 345.5194 | 316.7325 | 300.4603 | 269.6458 | 252.1152 | 225.4834 | 204.737 | 176.2946 | 154.5358 | 125.4383 | 101.3235 | 71.5487 | 44.9485 | 7.2893 | 0 | 0 | 0 | 0 | 0 | 0 | 0 | 0 | 0 | 0 | 0 | 0 | 0 | 0 | 0 | 0 | 0 | 0 | 0 | 0 | 0 | 0 | 0 | 0 | 0 | 0 | 0 | 0 | 0 | 0 | 0 | 0 | 0 | 0 | 0 | 0 | 0 | 0 | 0 | 0
|  |  | ADB Loan reduction | 0 | USD 000s | 26505.2051 | 0 | 0 | 0 | 0 | 0 | 0 | 0 | 0 | 0 | 137.986 | 487.4176 | 558.5733 | 527.9209 | 528.0463 | 489.4935 | 645.7102 | 610.6721 | 675.0676 | 641.7602 | 687.046 | 649.2041 | 780.5246 | 741.3296 | 823.2843 | 791.4459 | 866.7965 | 678.9409 | 737.399 | 698.5352 | 789.1098 | 755.7028 | 832.9382 | 799.0285 | 724.9885 | 658.1448 | 805.642 | 672.7611 | 738.6335 | 710.2031 | 780.4178 | 754.7445 | 826.2289 | 801.0138 | 874.2546 | 849.7044 | 923.8177 | 450.7175 | 0 | 0 | 0 | 0 | 0 | 0 | 0 | 0 | 0 | 0 | 0 | 0 | 0 | 0 | 0 | 0 | 0 | 0 | 0 | 0 | 0 | 0 | 0 | 0 | 0 | 0 | 0 | 0 | 0 | 0 | 0 | 0 | 0 | 0 | 0 | 0 | 0 | 0 | 0 | 0
|  |  | ADB Loan flows NEG |  | USD 000s | 21990.1495 |  | 0 | 0 | 0 | -9949.5908 | -9149.1001 | -979.0851 | 71.2003 | -2037.2519 | 773.7588 | 1311.1764 | 1380.7025 | 1320.1487 | 1318.581 | 1256.7274 | 1407.9743 | 1341.5447 | 1399.5789 | 1334.1027 | 1371.0303 | 1301.4639 | 1424.0097 | 1353.8693 | 1419.4906 | 1352.1319 | 1411.3507 | 1187.1741 | 1232.1926 | 1161.8402 | 1237.6655 | 1174.1832 | 1231.4932 | 1164.4418 | 1070.5079 | 974.8773 | 1106.1023 | 942.4069 | 990.7487 | 935.6865 | 985.1548 | 931.0392 | 980.7647 | 926.4521 | 975.5781 | 921.2531 | 968.7662 | 458.0069 | 0 | 0 | 0 | 0 | 0 | 0 | 0 | 0 | 0 | 0 | 0 | 0 | 0 | 0 | 0 | 0 | 0 | 0 | 0 | 0 | 0 | 0 | 0 | 0 | 0 | 0 | 0 | 0 | 0 | 0 | 0 | 0 | 0 | 0 | 0 | 0 | 0 | 0 | 0 | 0
|  |  | ADB Loan flows |  | USD 000s | -21990.1495 |  | 0 | 0 | 0 | 9949.5908 | 9149.1001 | 979.0851 | -71.2003 | 2037.2519 | -773.7588 | -1311.1764 | -1380.7025 | -1320.1487 | -1318.581 | -1256.7274 | -1407.9743 | -1341.5447 | -1399.5789 | -1334.1027 | -1371.0303 | -1301.4639 | -1424.0097 | -1353.8693 | -1419.4906 | -1352.1319 | -1411.3507 | -1187.1741 | -1232.1926 | -1161.8402 | -1237.6655 | -1174.1832 | -1231.4932 | -1164.4418 | -1070.5079 | -974.8773 | -1106.1023 | -942.4069 | -990.7487 | -935.6865 | -985.1548 | -931.0392 | -980.7647 | -926.4521 | -975.5781 | -921.2531 | -968.7662 | -458.0069 | 0 | 0 | 0 | 0 | 0 | 0 | 0 | 0 | 0 | 0 | 0 | 0 | 0 | 0 | 0 | 0 | 0 | 0 | 0 | 0 | 0 | 0 | 0 | 0 | 0 | 0 | 0 | 0 | 0 | 0 | 0 | 0 | 0 | 0 | 0 | 0 | 0 | 0 | 0 | 0
|  |  | ADB Loan flows NEG | 0 | USD 000s | 21990.1495 | 0 | 0 | 0 | 0 | -9949.5908 | -9149.1001 | -979.0851 | 71.2003 | -2037.2519 | 773.7588 | 1311.1764 | 1380.7025 | 1320.1487 | 1318.581 | 1256.7274 | 1407.9743 | 1341.5447 | 1399.5789 | 1334.1027 | 1371.0303 | 1301.4639 | 1424.0097 | 1353.8693 | 1419.4906 | 1352.1319 | 1411.3507 | 1187.1741 | 1232.1926 | 1161.8402 | 1237.6655 | 1174.1832 | 1231.4932 | 1164.4418 | 1070.5079 | 974.8773 | 1106.1023 | 942.4069 | 990.7487 | 935.6865 | 985.1548 | 931.0392 | 980.7647 | 926.4521 | 975.5781 | 921.2531 | 968.7662 | 458.0069 | 0 | 0 | 0 | 0 | 0 | 0 | 0 | 0 | 0 | 0 | 0 | 0 | 0 | 0 | 0 | 0 | 0 | 0 | 0 | 0 | 0 | 0 | 0 | 0 | 0 | 0 | 0 | 0 | 0 | 0 | 0 | 0 | 0 | 0 | 0 | 0 | 0 | 0 | 0 | 0
|  |  | ADB Loan effective interest rate | 3.647% | p.period
|  |  | ADB Loan effective interest rate | 3.647% | p.period
|  |  | ADB Loan IFRS balance BEG | 0 | USD 000s | 0 | 0 | 0 | 0 | 0 | 0 | 9949.5908 | 19461.5723 | 21150.4595 | 21850.6583 | 24684.847 | 24811.3935 | 24405.1378 | 23914.5391 | 23466.601 | 23003.8934 | 22586.1636 | 22001.9514 | 21462.8615 | 20846.0758 | 20272.2707 | 19640.6103 | 19055.4784 | 18326.4598 | 17640.9928 | 16864.9041 | 16127.8687 | 15304.7332 | 14675.7531 | 13978.8143 | 13326.8091 | 12575.1988 | 11859.658 | 11060.71 | 10299.6742 | 9604.8158 | 8980.2452 | 8201.6702 | 7558.3944 | 6843.3153 | 6157.2181 | 5396.6293 | 4662.4159 | 3851.6987 | 3065.7257 | 2201.9607 | 1361.0175 | 441.8903 | 2.9729e-11 | 3.0813e-11 | 3.1937e-11 | 3.3102e-11 | 3.4309e-11 | 3.5561e-11 | 3.6858e-11 | 3.8202e-11 | 3.9595e-11 | 4.1039e-11 | 4.2536e-11 | 4.4087e-11 | 4.5695e-11 | 4.7362e-11 | 4.9089e-11 | 5.088e-11 | 5.2735e-11 | 5.4659e-11 | 5.6652e-11 | 5.8719e-11 | 6.086e-11 | 6.308e-11 | 6.5381e-11 | 6.7765e-11 | 7.0237e-11 | 7.2798e-11 | 7.5453e-11 | 7.8205e-11 | 8.1058e-11 | 8.4014e-11 | 8.7078e-11 | 9.0254e-11 | 9.3546e-11 | 9.6958e-11 | 1.0049e-10 | 1.0416e-10 | 1.0796e-10 | 1.119e-10 | 1.1598e-10 | 1.2021e-10
|  |  | Effective interest on ADB Loan POS |  | USD 000s | 21990.1495 |  | 0 | 0 | 0 | 0 | 362.8813 | 709.8021 | 771.3992 | 796.9368 | 900.3053 | 904.9207 | 890.1037 | 872.2106 | 855.8734 | 838.9976 | 823.7621 | 802.4548 | 782.7931 | 760.2977 | 739.3699 | 716.332 | 694.9911 | 668.4023 | 643.402 | 615.0965 | 588.2153 | 558.1939 | 535.2538 | 509.8351 | 486.0551 | 458.6424 | 432.5452 | 403.406 | 375.6495 | 350.3067 | 327.5273 | 299.1312 | 275.6696 | 249.5893 | 224.5659 | 196.8258 | 170.0475 | 140.4791 | 111.8131 | 80.3099 | 49.639 | 16.1166 | 1.0843e-12 | 1.1238e-12 | 1.1648e-12 | 1.2073e-12 | 1.2513e-12 | 1.297e-12 | 1.3443e-12 | 1.3933e-12 | 1.4441e-12 | 1.4968e-12 | 1.5514e-12 | 1.608e-12 | 1.6666e-12 | 1.7274e-12 | 1.7904e-12 | 1.8557e-12 | 1.9234e-12 | 1.9935e-12 | 2.0662e-12 | 2.1416e-12 | 2.2197e-12 | 2.3006e-12 | 2.3846e-12 | 2.4715e-12 | 2.5617e-12 | 2.6551e-12 | 2.7519e-12 | 2.8523e-12 | 2.9563e-12 | 3.0642e-12 | 3.1759e-12 | 3.2917e-12 | 3.4118e-12 | 3.5362e-12 | 3.6652e-12 | 3.7989e-12 | 3.9374e-12 | 4.081e-12 | 4.2299e-12 | 4.3842e-12
|  |  | Effective interest on ADB Loan |  | USD 000s | -21990.1495 |  | 0 | 0 | 0 | 0 | -362.8813 | -709.8021 | -771.3992 | -796.9368 | -900.3053 | -904.9207 | -890.1037 | -872.2106 | -855.8734 | -838.9976 | -823.7621 | -802.4548 | -782.7931 | -760.2977 | -739.3699 | -716.332 | -694.9911 | -668.4023 | -643.402 | -615.0965 | -588.2153 | -558.1939 | -535.2538 | -509.8351 | -486.0551 | -458.6424 | -432.5452 | -403.406 | -375.6495 | -350.3067 | -327.5273 | -299.1312 | -275.6696 | -249.5893 | -224.5659 | -196.8258 | -170.0475 | -140.4791 | -111.8131 | -80.3099 | -49.639 | -16.1166 | -1.0843e-12 | -1.1238e-12 | -1.1648e-12 | -1.2073e-12 | -1.2513e-12 | -1.297e-12 | -1.3443e-12 | -1.3933e-12 | -1.4441e-12 | -1.4968e-12 | -1.5514e-12 | -1.608e-12 | -1.6666e-12 | -1.7274e-12 | -1.7904e-12 | -1.8557e-12 | -1.9234e-12 | -1.9935e-12 | -2.0662e-12 | -2.1416e-12 | -2.2197e-12 | -2.3006e-12 | -2.3846e-12 | -2.4715e-12 | -2.5617e-12 | -2.6551e-12 | -2.7519e-12 | -2.8523e-12 | -2.9563e-12 | -3.0642e-12 | -3.1759e-12 | -3.2917e-12 | -3.4118e-12 | -3.5362e-12 | -3.6652e-12 | -3.7989e-12 | -3.9374e-12 | -4.081e-12 | -4.2299e-12 | -4.3842e-12
Effective interest on ADB Loan
|  |  | IFRIC 12 accounting used? | 1 | 1 = yes, 0 = no (/OL or FL)
|  |  | Effective interest on ADB Loan | 0 | USD 000s | -21990.1495 | 0 | 0 | 0 | 0 | 0 | -362.8813 | -709.8021 | -771.3992 | -796.9368 | -900.3053 | -904.9207 | -890.1037 | -872.2106 | -855.8734 | -838.9976 | -823.7621 | -802.4548 | -782.7931 | -760.2977 | -739.3699 | -716.332 | -694.9911 | -668.4023 | -643.402 | -615.0965 | -588.2153 | -558.1939 | -535.2538 | -509.8351 | -486.0551 | -458.6424 | -432.5452 | -403.406 | -375.6495 | -350.3067 | -327.5273 | -299.1312 | -275.6696 | -249.5893 | -224.5659 | -196.8258 | -170.0475 | -140.4791 | -111.8131 | -80.3099 | -49.639 | -16.1166 | -1.0843e-12 | -1.1238e-12 | -1.1648e-12 | -1.2073e-12 | -1.2513e-12 | -1.297e-12 | -1.3443e-12 | -1.3933e-12 | -1.4441e-12 | -1.4968e-12 | -1.5514e-12 | -1.608e-12 | -1.6666e-12 | -1.7274e-12 | -1.7904e-12 | -1.8557e-12 | -1.9234e-12 | -1.9935e-12 | -2.0662e-12 | -2.1416e-12 | -2.2197e-12 | -2.3006e-12 | -2.3846e-12 | -2.4715e-12 | -2.5617e-12 | -2.6551e-12 | -2.7519e-12 | -2.8523e-12 | -2.9563e-12 | -3.0642e-12 | -3.1759e-12 | -3.2917e-12 | -3.4118e-12 | -3.5362e-12 | -3.6652e-12 | -3.7989e-12 | -3.9374e-12 | -4.081e-12 | -4.2299e-12 | -4.3842e-12
|  |  | ADB Loan interest | 0 | USD 000s | -17528.7721 | 0 | 0 | 0 | 0 | 0 | 0 | 0 | 0 | 0 | -635.7729 | -823.7588 | -822.1292 | -792.2279 | -790.5347 | -767.2339 | -762.2642 | -730.8726 | -724.5112 | -692.3425 | -683.9844 | -652.2597 | -643.4851 | -612.5397 | -596.2064 | -560.686 | -544.5543 | -508.2333 | -494.7936 | -463.305 | -448.5557 | -418.4804 | -398.5551 | -365.4133 | -345.5194 | -316.7325 | -300.4603 | -269.6458 | -252.1152 | -225.4834 | -204.737 | -176.2946 | -154.5358 | -125.4383 | -101.3235 | -71.5487 | -44.9485 | -7.2893 | 0 | 0 | 0 | 0 | 0 | 0 | 0 | 0 | 0 | 0 | 0 | 0 | 0 | 0 | 0 | 0 | 0 | 0 | 0 | 0 | 0 | 0 | 0 | 0 | 0 | 0 | 0 | 0 | 0 | 0 | 0 | 0 | 0 | 0 | 0 | 0 | 0 | 0 | 0 | 0
|  |  | Effective interest on ADB Loan |  | USD 000s | -21990.1495 |  | 0 | 0 | 0 | 0 | -362.8813 | -709.8021 | -771.3992 | -796.9368 | -900.3053 | -904.9207 | -890.1037 | -872.2106 | -855.8734 | -838.9976 | -823.7621 | -802.4548 | -782.7931 | -760.2977 | -739.3699 | -716.332 | -694.9911 | -668.4023 | -643.402 | -615.0965 | -588.2153 | -558.1939 | -535.2538 | -509.8351 | -486.0551 | -458.6424 | -432.5452 | -403.406 | -375.6495 | -350.3067 | -327.5273 | -299.1312 | -275.6696 | -249.5893 | -224.5659 | -196.8258 | -170.0475 | -140.4791 | -111.8131 | -80.3099 | -49.639 | -16.1166 | -1.0843e-12 | -1.1238e-12 | -1.1648e-12 | -1.2073e-12 | -1.2513e-12 | -1.297e-12 | -1.3443e-12 | -1.3933e-12 | -1.4441e-12 | -1.4968e-12 | -1.5514e-12 | -1.608e-12 | -1.6666e-12 | -1.7274e-12 | -1.7904e-12 | -1.8557e-12 | -1.9234e-12 | -1.9935e-12 | -2.0662e-12 | -2.1416e-12 | -2.2197e-12 | -2.3006e-12 | -2.3846e-12 | -2.4715e-12 | -2.5617e-12 | -2.6551e-12 | -2.7519e-12 | -2.8523e-12 | -2.9563e-12 | -3.0642e-12 | -3.1759e-12 | -3.2917e-12 | -3.4118e-12 | -3.5362e-12 | -3.6652e-12 | -3.7989e-12 | -3.9374e-12 | -4.081e-12 | -4.2299e-12 | -4.3842e-12
|  |  | Effective interest on ADB Loan POS |  | USD 000s | 21990.1495 |  | 0 | 0 | 0 | 0 | 362.8813 | 709.8021 | 771.3992 | 796.9368 | 900.3053 | 904.9207 | 890.1037 | 872.2106 | 855.8734 | 838.9976 | 823.7621 | 802.4548 | 782.7931 | 760.2977 | 739.3699 | 716.332 | 694.9911 | 668.4023 | 643.402 | 615.0965 | 588.2153 | 558.1939 | 535.2538 | 509.8351 | 486.0551 | 458.6424 | 432.5452 | 403.406 | 375.6495 | 350.3067 | 327.5273 | 299.1312 | 275.6696 | 249.5893 | 224.5659 | 196.8258 | 170.0475 | 140.4791 | 111.8131 | 80.3099 | 49.639 | 16.1166 | 1.0843e-12 | 1.1238e-12 | 1.1648e-12 | 1.2073e-12 | 1.2513e-12 | 1.297e-12 | 1.3443e-12 | 1.3933e-12 | 1.4441e-12 | 1.4968e-12 | 1.5514e-12 | 1.608e-12 | 1.6666e-12 | 1.7274e-12 | 1.7904e-12 | 1.8557e-12 | 1.9234e-12 | 1.9935e-12 | 2.0662e-12 | 2.1416e-12 | 2.2197e-12 | 2.3006e-12 | 2.3846e-12 | 2.4715e-12 | 2.5617e-12 | 2.6551e-12 | 2.7519e-12 | 2.8523e-12 | 2.9563e-12 | 3.0642e-12 | 3.1759e-12 | 3.2917e-12 | 3.4118e-12 | 3.5362e-12 | 3.6652e-12 | 3.7989e-12 | 3.9374e-12 | 4.081e-12 | 4.2299e-12 | 4.3842e-12
|  |  | ADB Loan IFRS balance BEG |  | USD 000s |  |  | 0 | 0 | 0 | 0 | 9949.5908 | 19461.5723 | 21150.4595 | 21850.6583 | 24684.847 | 24811.3935 | 24405.1378 | 23914.5391 | 23466.601 | 23003.8934 | 22586.1636 | 22001.9514 | 21462.8615 | 20846.0758 | 20272.2707 | 19640.6103 | 19055.4784 | 18326.4598 | 17640.9928 | 16864.9041 | 16127.8687 | 15304.7332 | 14675.7531 | 13978.8143 | 13326.8091 | 12575.1988 | 11859.658 | 11060.71 | 10299.6742 | 9604.8158 | 8980.2452 | 8201.6702 | 7558.3944 | 6843.3153 | 6157.2181 | 5396.6293 | 4662.4159 | 3851.6987 | 3065.7257 | 2201.9607 | 1361.0175 | 441.8903 | 2.9729e-11 | 3.0813e-11 | 3.1937e-11 | 3.3102e-11 | 3.4309e-11 | 3.5561e-11 | 3.6858e-11 | 3.8202e-11 | 3.9595e-11 | 4.1039e-11 | 4.2536e-11 | 4.4087e-11 | 4.5695e-11 | 4.7362e-11 | 4.9089e-11 | 5.088e-11 | 5.2735e-11 | 5.4659e-11 | 5.6652e-11 | 5.8719e-11 | 6.086e-11 | 6.308e-11 | 6.5381e-11 | 6.7765e-11 | 7.0237e-11 | 7.2798e-11 | 7.5453e-11 | 7.8205e-11 | 8.1058e-11 | 8.4014e-11 | 8.7078e-11 | 9.0254e-11 | 9.3546e-11 | 9.6958e-11 | 1.0049e-10 | 1.0416e-10 | 1.0796e-10 | 1.119e-10 | 1.1598e-10 | 1.2021e-10
|  | Plus | Effective interest on ADB Loan POS | 0 | USD 000s | 21990.1495 | 0 | 0 | 0 | 0 | 0 | 362.8813 | 709.8021 | 771.3992 | 796.9368 | 900.3053 | 904.9207 | 890.1037 | 872.2106 | 855.8734 | 838.9976 | 823.7621 | 802.4548 | 782.7931 | 760.2977 | 739.3699 | 716.332 | 694.9911 | 668.4023 | 643.402 | 615.0965 | 588.2153 | 558.1939 | 535.2538 | 509.8351 | 486.0551 | 458.6424 | 432.5452 | 403.406 | 375.6495 | 350.3067 | 327.5273 | 299.1312 | 275.6696 | 249.5893 | 224.5659 | 196.8258 | 170.0475 | 140.4791 | 111.8131 | 80.3099 | 49.639 | 16.1166 | 1.0843e-12 | 1.1238e-12 | 1.1648e-12 | 1.2073e-12 | 1.2513e-12 | 1.297e-12 | 1.3443e-12 | 1.3933e-12 | 1.4441e-12 | 1.4968e-12 | 1.5514e-12 | 1.608e-12 | 1.6666e-12 | 1.7274e-12 | 1.7904e-12 | 1.8557e-12 | 1.9234e-12 | 1.9935e-12 | 2.0662e-12 | 2.1416e-12 | 2.2197e-12 | 2.3006e-12 | 2.3846e-12 | 2.4715e-12 | 2.5617e-12 | 2.6551e-12 | 2.7519e-12 | 2.8523e-12 | 2.9563e-12 | 3.0642e-12 | 3.1759e-12 | 3.2917e-12 | 3.4118e-12 | 3.5362e-12 | 3.6652e-12 | 3.7989e-12 | 3.9374e-12 | 4.081e-12 | 4.2299e-12 | 4.3842e-12
|  | Plus | ADB Loan flows | 0 | USD 000s | -21990.1495 | 0 | 0 | 0 | 0 | 9949.5908 | 9149.1001 | 979.0851 | -71.2003 | 2037.2519 | -773.7588 | -1311.1764 | -1380.7025 | -1320.1487 | -1318.581 | -1256.7274 | -1407.9743 | -1341.5447 | -1399.5789 | -1334.1027 | -1371.0303 | -1301.4639 | -1424.0097 | -1353.8693 | -1419.4906 | -1352.1319 | -1411.3507 | -1187.1741 | -1232.1926 | -1161.8402 | -1237.6655 | -1174.1832 | -1231.4932 | -1164.4418 | -1070.5079 | -974.8773 | -1106.1023 | -942.4069 | -990.7487 | -935.6865 | -985.1548 | -931.0392 | -980.7647 | -926.4521 | -975.5781 | -921.2531 | -968.7662 | -458.0069 | 0 | 0 | 0 | 0 | 0 | 0 | 0 | 0 | 0 | 0 | 0 | 0 | 0 | 0 | 0 | 0 | 0 | 0 | 0 | 0 | 0 | 0 | 0 | 0 | 0 | 0 | 0 | 0 | 0 | 0 | 0 | 0 | 0 | 0 | 0 | 0 | 0 | 0 | 0 | 0
|  |  | ADB Loan IFRS balance |  | USD 000s |  |  | 0 | 0 | 0 | 9949.5908 | 19461.5723 | 21150.4595 | 21850.6583 | 24684.847 | 24811.3935 | 24405.1378 | 23914.5391 | 23466.601 | 23003.8934 | 22586.1636 | 22001.9514 | 21462.8615 | 20846.0758 | 20272.2707 | 19640.6103 | 19055.4784 | 18326.4598 | 17640.9928 | 16864.9041 | 16127.8687 | 15304.7332 | 14675.7531 | 13978.8143 | 13326.8091 | 12575.1988 | 11859.658 | 11060.71 | 10299.6742 | 9604.8158 | 8980.2452 | 8201.6702 | 7558.3944 | 6843.3153 | 6157.2181 | 5396.6293 | 4662.4159 | 3851.6987 | 3065.7257 | 2201.9607 | 1361.0175 | 441.8903 | 2.9729e-11 | 3.0813e-11 | 3.1937e-11 | 3.3102e-11 | 3.4309e-11 | 3.5561e-11 | 3.6858e-11 | 3.8202e-11 | 3.9595e-11 | 4.1039e-11 | 4.2536e-11 | 4.4087e-11 | 4.5695e-11 | 4.7362e-11 | 4.9089e-11 | 5.088e-11 | 5.2735e-11 | 5.4659e-11 | 5.6652e-11 | 5.8719e-11 | 6.086e-11 | 6.308e-11 | 6.5381e-11 | 6.7765e-11 | 7.0237e-11 | 7.2798e-11 | 7.5453e-11 | 7.8205e-11 | 8.1058e-11 | 8.4014e-11 | 8.7078e-11 | 9.0254e-11 | 9.3546e-11 | 9.6958e-11 | 1.0049e-10 | 1.0416e-10 | 1.0796e-10 | 1.119e-10 | 1.1598e-10 | 1.2021e-10 | 1.2459e-10
|  |  | IFRIC 12 accounting used? | 1 | 1 = yes, 0 = no (/OL or FL)
|  |  | ADB Loan IFRS balance | 0 | USD 000s | 0 | 0 | 0 | 0 | 0 | 9949.5908 | 19461.5723 | 21150.4595 | 21850.6583 | 24684.847 | 24811.3935 | 24405.1378 | 23914.5391 | 23466.601 | 23003.8934 | 22586.1636 | 22001.9514 | 21462.8615 | 20846.0758 | 20272.2707 | 19640.6103 | 19055.4784 | 18326.4598 | 17640.9928 | 16864.9041 | 16127.8687 | 15304.7332 | 14675.7531 | 13978.8143 | 13326.8091 | 12575.1988 | 11859.658 | 11060.71 | 10299.6742 | 9604.8158 | 8980.2452 | 8201.6702 | 7558.3944 | 6843.3153 | 6157.2181 | 5396.6293 | 4662.4159 | 3851.6987 | 3065.7257 | 2201.9607 | 1361.0175 | 441.8903 | 2.9729e-11 | 3.0813e-11 | 3.1937e-11 | 3.3102e-11 | 3.4309e-11 | 3.5561e-11 | 3.6858e-11 | 3.8202e-11 | 3.9595e-11 | 4.1039e-11 | 4.2536e-11 | 4.4087e-11 | 4.5695e-11 | 4.7362e-11 | 4.9089e-11 | 5.088e-11 | 5.2735e-11 | 5.4659e-11 | 5.6652e-11 | 5.8719e-11 | 6.086e-11 | 6.308e-11 | 6.5381e-11 | 6.7765e-11 | 7.0237e-11 | 7.2798e-11 | 7.5453e-11 | 7.8205e-11 | 8.1058e-11 | 8.4014e-11 | 8.7078e-11 | 9.0254e-11 | 9.3546e-11 | 9.6958e-11 | 1.0049e-10 | 1.0416e-10 | 1.0796e-10 | 1.119e-10 | 1.1598e-10 | 1.2021e-10 | 1.2459e-10
|  |  | ADB Loan balance | 0 | USD 000s | 0 | 0 | 0 | 0 | 0 | 10679.2234 | 21005.292 | 22856.1386 | 23639.5958 | 26505.2054 | 26367.2195 | 25879.8019 | 25321.2286 | 24793.3077 | 24265.2614 | 23775.7679 | 23130.0577 | 22519.3857 | 21844.318 | 21202.5578 | 20515.5119 | 19866.3078 | 19085.7831 | 18344.4535 | 17521.1692 | 16729.7233 | 15862.9268 | 15183.986 | 14446.587 | 13748.0518 | 12958.942 | 12203.2391 | 11370.301 | 10571.2724 | 9846.284 | 9188.1392 | 8382.4972 | 7709.7361 | 6971.1026 | 6260.8995 | 5480.4817 | 4725.7372 | 3899.5083 | 3098.4945 | 2224.2399 | 1374.5355 | 450.7179 | 0.00032639 | 0.00032639 | 0.00032639 | 0.00032639 | 0.00032639 | 0.00032639 | 0.00032639 | 0.00032639 | 0.00032639 | 0.00032639 | 0.00032639 | 0.00032639 | 0.00032639 | 0.00032639 | 0.00032639 | 0.00032639 | 0.00032639 | 0.00032639 | 0.00032639 | 0.00032639 | 0.00032639 | 0.00032639 | 0.00032639 | 0.00032639 | 0.00032639 | 0.00032639 | 0.00032639 | 0.00032639 | 0.00032639 | 0.00032639 | 0.00032639 | 0.00032639 | 0.00032639 | 0.00032639 | 0.00032639 | 0.00032639 | 0.00032639 | 0.00032639 | 0.00032639 | 0.00032639 | 0.00032639
|  |  | ADB Loan IFRS balance |  | USD 000s |  |  | 0 | 0 | 0 | 9949.5908 | 19461.5723 | 21150.4595 | 21850.6583 | 24684.847 | 24811.3935 | 24405.1378 | 23914.5391 | 23466.601 | 23003.8934 | 22586.1636 | 22001.9514 | 21462.8615 | 20846.0758 | 20272.2707 | 19640.6103 | 19055.4784 | 18326.4598 | 17640.9928 | 16864.9041 | 16127.8687 | 15304.7332 | 14675.7531 | 13978.8143 | 13326.8091 | 12575.1988 | 11859.658 | 11060.71 | 10299.6742 | 9604.8158 | 8980.2452 | 8201.6702 | 7558.3944 | 6843.3153 | 6157.2181 | 5396.6293 | 4662.4159 | 3851.6987 | 3065.7257 | 2201.9607 | 1361.0175 | 441.8903 | 2.9729e-11 | 3.0813e-11 | 3.1937e-11 | 3.3102e-11 | 3.4309e-11 | 3.5561e-11 | 3.6858e-11 | 3.8202e-11 | 3.9595e-11 | 4.1039e-11 | 4.2536e-11 | 4.4087e-11 | 4.5695e-11 | 4.7362e-11 | 4.9089e-11 | 5.088e-11 | 5.2735e-11 | 5.4659e-11 | 5.6652e-11 | 5.8719e-11 | 6.086e-11 | 6.308e-11 | 6.5381e-11 | 6.7765e-11 | 7.0237e-11 | 7.2798e-11 | 7.5453e-11 | 7.8205e-11 | 8.1058e-11 | 8.4014e-11 | 8.7078e-11 | 9.0254e-11 | 9.3546e-11 | 9.6958e-11 | 1.0049e-10 | 1.0416e-10 | 1.0796e-10 | 1.119e-10 | 1.1598e-10 | 1.2021e-10 | 1.2459e-10
SENIOR DEBT EBRD
|  |  | EBRD interest and fees during construction | 0 | USD 000s | 4325.9858 | 0 | 0 | 0 | 0 | 466.3264 | 892.4847 | 955.4765 | 1002.2259 | 1009.4723 | 0 | 0 | 0 | 0 | 0 | 0 | 0 | 0 | 0 | 0 | 0 | 0 | 0 | 0 | 0 | 0 | 0 | 0 | 0 | 0 | 0 | 0 | 0 | 0 | 0 | 0 | 0 | 0 | 0 | 0 | 0 | 0 | 0 | 0 | 0 | 0 | 0 | 0 | 0 | 0 | 0 | 0 | 0 | 0 | 0 | 0 | 0 | 0 | 0 | 0 | 0 | 0 | 0 | 0 | 0 | 0 | 0 | 0 | 0 | 0 | 0 | 0 | 0 | 0 | 0 | 0 | 0 | 0 | 0 | 0 | 0 | 0 | 0 | 0 | 0 | 0 | 0 | 0
|  |  | Financial expenses during construction - EBRD |  | USD 000s | 4325.9858 |  | 0 | 0 | 0 | 466.3264 | 892.4847 | 955.4765 | 1002.2259 | 1009.4723 | 0 | 0 | 0 | 0 | 0 | 0 | 0 | 0 | 0 | 0 | 0 | 0 | 0 | 0 | 0 | 0 | 0 | 0 | 0 | 0 | 0 | 0 | 0 | 0 | 0 | 0 | 0 | 0 | 0 | 0 | 0 | 0 | 0 | 0 | 0 | 0 | 0 | 0 | 0 | 0 | 0 | 0 | 0 | 0 | 0 | 0 | 0 | 0 | 0 | 0 | 0 | 0 | 0 | 0 | 0 | 0 | 0 | 0 | 0 | 0 | 0 | 0 | 0 | 0 | 0 | 0 | 0 | 0 | 0 | 0 | 0 | 0 | 0 | 0 | 0 | 0 | 0 | 0
|  |  | IFRIC 12 accounting used? | 1 | 1 = yes, 0 = no (/OL or FL)
|  |  | Financial expenses during construction - EBRD | 0 | USD 000s | 4325.9858 | 0 | 0 | 0 | 0 | 466.3264 | 892.4847 | 955.4765 | 1002.2259 | 1009.4723 | 0 | 0 | 0 | 0 | 0 | 0 | 0 | 0 | 0 | 0 | 0 | 0 | 0 | 0 | 0 | 0 | 0 | 0 | 0 | 0 | 0 | 0 | 0 | 0 | 0 | 0 | 0 | 0 | 0 | 0 | 0 | 0 | 0 | 0 | 0 | 0 | 0 | 0 | 0 | 0 | 0 | 0 | 0 | 0 | 0 | 0 | 0 | 0 | 0 | 0 | 0 | 0 | 0 | 0 | 0 | 0 | 0 | 0 | 0 | 0 | 0 | 0 | 0 | 0 | 0 | 0 | 0 | 0 | 0 | 0 | 0 | 0 | 0 | 0 | 0 | 0 | 0 | 0
|  |  | EBRD drawdown s.a. | 0 | USD 000s | 34798.3079 | 0 | 0 | 0 | 0 | 14020.6008 | 13556.9488 | 2429.9502 | 1028.5899 | 3762.2181 | 0 | 0 | 0 | 0 | 0 | 0 | 0 | 0 | 0 | 0 | 0 | 0 | 0 | 0 | 0 | 0 | 0 | 0 | 0 | 0 | 0 | 0 | 0 | 0 | 0 | 0 | 0 | 0 | 0 | 0 | 0 | 0 | 0 | 0 | 0 | 0 | 0 | 0 | 0 | 0 | 0 | 0 | 0 | 0 | 0 | 0 | 0 | 0 | 0 | 0 | 0 | 0 | 0 | 0 | 0 | 0 | 0 | 0 | 0 | 0 | 0 | 0 | 0 | 0 | 0 | 0 | 0 | 0 | 0 | 0 | 0 | 0 | 0 | 0 | 0 | 0 | 0 | 0
|  |  | Upfront financial expenses to be adjusted with debt drawdown - t2 |  | USD 000s | 0 |  | 0 | 0 | 0 | 0 | 0 | 0 | 0 | 0 | 0 | 0 | 0 | 0 | 0 | 0 | 0 | 0 | 0 | 0 | 0 | 0 | 0 | 0 | 0 | 0 | 0 | 0 | 0 | 0 | 0 | 0 | 0 | 0 | 0 | 0 | 0 | 0 | 0 | 0 | 0 | 0 | 0 | 0 | 0 | 0 | 0 | 0 | 0 | 0 | 0 | 0 | 0 | 0 | 0 | 0 | 0 | 0 | 0 | 0 | 0 | 0 | 0 | 0 | 0 | 0 | 0 | 0 | 0 | 0 | 0 | 0 | 0 | 0 | 0 | 0 | 0 | 0 | 0 | 0 | 0 | 0 | 0 | 0 | 0 | 0 | 0 | 0
|  |  | Total upfront financial expenses to be adjusted with debt drawdown - t2 | 0 | USD 000s
|  |  | Total upfront financial expenses to be adjusted with debt drawdown - t2 | 0 | USD 000s
|  |  | EBRD drawdown s.a. | 0 | USD 000s | 34798.3079 | 0 | 0 | 0 | 0 | 14020.6008 | 13556.9488 | 2429.9502 | 1028.5899 | 3762.2181 | 0 | 0 | 0 | 0 | 0 | 0 | 0 | 0 | 0 | 0 | 0 | 0 | 0 | 0 | 0 | 0 | 0 | 0 | 0 | 0 | 0 | 0 | 0 | 0 | 0 | 0 | 0 | 0 | 0 | 0 | 0 | 0 | 0 | 0 | 0 | 0 | 0 | 0 | 0 | 0 | 0 | 0 | 0 | 0 | 0 | 0 | 0 | 0 | 0 | 0 | 0 | 0 | 0 | 0 | 0 | 0 | 0 | 0 | 0 | 0 | 0 | 0 | 0 | 0 | 0 | 0 | 0 | 0 | 0 | 0 | 0 | 0 | 0 | 0 | 0 | 0 | 0 | 0
|  |  | Financial expenses during construction - EBRD | 0 | USD 000s | 4325.9858 | 0 | 0 | 0 | 0 | 466.3264 | 892.4847 | 955.4765 | 1002.2259 | 1009.4723 | 0 | 0 | 0 | 0 | 0 | 0 | 0 | 0 | 0 | 0 | 0 | 0 | 0 | 0 | 0 | 0 | 0 | 0 | 0 | 0 | 0 | 0 | 0 | 0 | 0 | 0 | 0 | 0 | 0 | 0 | 0 | 0 | 0 | 0 | 0 | 0 | 0 | 0 | 0 | 0 | 0 | 0 | 0 | 0 | 0 | 0 | 0 | 0 | 0 | 0 | 0 | 0 | 0 | 0 | 0 | 0 | 0 | 0 | 0 | 0 | 0 | 0 | 0 | 0 | 0 | 0 | 0 | 0 | 0 | 0 | 0 | 0 | 0 | 0 | 0 | 0 | 0 | 0
|  |  | Upfront financial expenses to be adjusted - addition - t2 |  | USD 000s | 0 |  | 0 | 0 | 0 | 0 | 0 | 0 | 0 | 0 | 0 | 0 | 0 | 0 | 0 | 0 | 0 | 0 | 0 | 0 | 0 | 0 | 0 | 0 | 0 | 0 | 0 | 0 | 0 | 0 | 0 | 0 | 0 | 0 | 0 | 0 | 0 | 0 | 0 | 0 | 0 | 0 | 0 | 0 | 0 | 0 | 0 | 0 | 0 | 0 | 0 | 0 | 0 | 0 | 0 | 0 | 0 | 0 | 0 | 0 | 0 | 0 | 0 | 0 | 0 | 0 | 0 | 0 | 0 | 0 | 0 | 0 | 0 | 0 | 0 | 0 | 0 | 0 | 0 | 0 | 0 | 0 | 0 | 0 | 0 | 0 | 0 | 0
|  |  | Total upfront financial expenses to be adjusted with debt drawdown - t2 | 0 | USD 000s
|  |  | Financial expenses during construction - EBRD | 0 | USD 000s | 4325.9858 | 0 | 0 | 0 | 0 | 466.3264 | 892.4847 | 955.4765 | 1002.2259 | 1009.4723 | 0 | 0 | 0 | 0 | 0 | 0 | 0 | 0 | 0 | 0 | 0 | 0 | 0 | 0 | 0 | 0 | 0 | 0 | 0 | 0 | 0 | 0 | 0 | 0 | 0 | 0 | 0 | 0 | 0 | 0 | 0 | 0 | 0 | 0 | 0 | 0 | 0 | 0 | 0 | 0 | 0 | 0 | 0 | 0 | 0 | 0 | 0 | 0 | 0 | 0 | 0 | 0 | 0 | 0 | 0 | 0 | 0 | 0 | 0 | 0 | 0 | 0 | 0 | 0 | 0 | 0 | 0 | 0 | 0 | 0 | 0 | 0 | 0 | 0 | 0 | 0 | 0 | 0
|  |  | Upfront financial expenses to be adjusted - reduction - t2 |  | USD 000s | 0 | 0 | 0 | 0 | 0 | 0 | 0 | 0 | 0 | 0 | 0 | 0 | 0 | 0 | 0 | 0 | 0 | 0 | 0 | 0 | 0 | 0 | 0 | 0 | 0 | 0 | 0 | 0 | 0 | 0 | 0 | 0 | 0 | 0 | 0 | 0 | 0 | 0 | 0 | 0 | 0 | 0 | 0 | 0 | 0 | 0 | 0 | 0 | 0 | 0 | 0 | 0 | 0 | 0 | 0 | 0 | 0 | 0 | 0 | 0 | 0 | 0 | 0 | 0 | 0 | 0 | 0 | 0 | 0 | 0 | 0 | 0 | 0 | 0 | 0 | 0 | 0 | 0 | 0 | 0 | 0 | 0 | 0 | 0 | 0 | 0 | 0 | 0
|  |  | Prepaid upfront fee asset balance BEG - EBRD |  | USD 000s |  |  | 0 | 0 | 0 | 0 | 0 | 0 | 0 | 0 | 0 | 0 | 0 | 0 | 0 | 0 | 0 | 0 | 0 | 0 | 0 | 0 | 0 | 0 | 0 | 0 | 0 | 0 | 0 | 0 | 0 | 0 | 0 | 0 | 0 | 0 | 0 | 0 | 0 | 0 | 0 | 0 | 0 | 0 | 0 | 0 | 0 | 0 | 0 | 0 | 0 | 0 | 0 | 0 | 0 | 0 | 0 | 0 | 0 | 0 | 0 | 0 | 0 | 0 | 0 | 0 | 0 | 0 | 0 | 0 | 0 | 0 | 0 | 0 | 0 | 0 | 0 | 0 | 0 | 0 | 0 | 0 | 0 | 0 | 0 | 0 | 0 | 0
|  | Plus | Upfront financial expenses to be adjusted - reduction - t2 | 0 | USD 000s | 0 | 0 | 0 | 0 | 0 | 0 | 0 | 0 | 0 | 0 | 0 | 0 | 0 | 0 | 0 | 0 | 0 | 0 | 0 | 0 | 0 | 0 | 0 | 0 | 0 | 0 | 0 | 0 | 0 | 0 | 0 | 0 | 0 | 0 | 0 | 0 | 0 | 0 | 0 | 0 | 0 | 0 | 0 | 0 | 0 | 0 | 0 | 0 | 0 | 0 | 0 | 0 | 0 | 0 | 0 | 0 | 0 | 0 | 0 | 0 | 0 | 0 | 0 | 0 | 0 | 0 | 0 | 0 | 0 | 0 | 0 | 0 | 0 | 0 | 0 | 0 | 0 | 0 | 0 | 0 | 0 | 0 | 0 | 0 | 0 | 0 | 0 | 0
|  | Less | Upfront financial expenses to be adjusted - addition - t2 | 0 | USD 000s | 0 | 0 | 0 | 0 | 0 | 0 | 0 | 0 | 0 | 0 | 0 | 0 | 0 | 0 | 0 | 0 | 0 | 0 | 0 | 0 | 0 | 0 | 0 | 0 | 0 | 0 | 0 | 0 | 0 | 0 | 0 | 0 | 0 | 0 | 0 | 0 | 0 | 0 | 0 | 0 | 0 | 0 | 0 | 0 | 0 | 0 | 0 | 0 | 0 | 0 | 0 | 0 | 0 | 0 | 0 | 0 | 0 | 0 | 0 | 0 | 0 | 0 | 0 | 0 | 0 | 0 | 0 | 0 | 0 | 0 | 0 | 0 | 0 | 0 | 0 | 0 | 0 | 0 | 0 | 0 | 0 | 0 | 0 | 0 | 0 | 0 | 0 | 0
|  |  | Prepaid upfront fee asset balance - EBRD |  | USD 000s |  |  | 0 | 0 | 0 | 0 | 0 | 0 | 0 | 0 | 0 | 0 | 0 | 0 | 0 | 0 | 0 | 0 | 0 | 0 | 0 | 0 | 0 | 0 | 0 | 0 | 0 | 0 | 0 | 0 | 0 | 0 | 0 | 0 | 0 | 0 | 0 | 0 | 0 | 0 | 0 | 0 | 0 | 0 | 0 | 0 | 0 | 0 | 0 | 0 | 0 | 0 | 0 | 0 | 0 | 0 | 0 | 0 | 0 | 0 | 0 | 0 | 0 | 0 | 0 | 0 | 0 | 0 | 0 | 0 | 0 | 0 | 0 | 0 | 0 | 0 | 0 | 0 | 0 | 0 | 0 | 0 | 0 | 0 | 0 | 0 | 0 | 0
|  |  | Financial expenses during construction - EBRD | 0 | USD 000s | 4325.9858 | 0 | 0 | 0 | 0 | 466.3264 | 892.4847 | 955.4765 | 1002.2259 | 1009.4723 | 0 | 0 | 0 | 0 | 0 | 0 | 0 | 0 | 0 | 0 | 0 | 0 | 0 | 0 | 0 | 0 | 0 | 0 | 0 | 0 | 0 | 0 | 0 | 0 | 0 | 0 | 0 | 0 | 0 | 0 | 0 | 0 | 0 | 0 | 0 | 0 | 0 | 0 | 0 | 0 | 0 | 0 | 0 | 0 | 0 | 0 | 0 | 0 | 0 | 0 | 0 | 0 | 0 | 0 | 0 | 0 | 0 | 0 | 0 | 0 | 0 | 0 | 0 | 0 | 0 | 0 | 0 | 0 | 0 | 0 | 0 | 0 | 0 | 0 | 0 | 0 | 0 | 0
|  |  | Upfront financial expenses to be adjusted - reduction - t2 | 0 | USD 000s | 0 | 0 | 0 | 0 | 0 | 0 | 0 | 0 | 0 | 0 | 0 | 0 | 0 | 0 | 0 | 0 | 0 | 0 | 0 | 0 | 0 | 0 | 0 | 0 | 0 | 0 | 0 | 0 | 0 | 0 | 0 | 0 | 0 | 0 | 0 | 0 | 0 | 0 | 0 | 0 | 0 | 0 | 0 | 0 | 0 | 0 | 0 | 0 | 0 | 0 | 0 | 0 | 0 | 0 | 0 | 0 | 0 | 0 | 0 | 0 | 0 | 0 | 0 | 0 | 0 | 0 | 0 | 0 | 0 | 0 | 0 | 0 | 0 | 0 | 0 | 0 | 0 | 0 | 0 | 0 | 0 | 0 | 0 | 0 | 0 | 0 | 0 | 0
|  |  | Upfront financial expenses to be adjusted - addition - t2 | 0 | USD 000s | 0 | 0 | 0 | 0 | 0 | 0 | 0 | 0 | 0 | 0 | 0 | 0 | 0 | 0 | 0 | 0 | 0 | 0 | 0 | 0 | 0 | 0 | 0 | 0 | 0 | 0 | 0 | 0 | 0 | 0 | 0 | 0 | 0 | 0 | 0 | 0 | 0 | 0 | 0 | 0 | 0 | 0 | 0 | 0 | 0 | 0 | 0 | 0 | 0 | 0 | 0 | 0 | 0 | 0 | 0 | 0 | 0 | 0 | 0 | 0 | 0 | 0 | 0 | 0 | 0 | 0 | 0 | 0 | 0 | 0 | 0 | 0 | 0 | 0 | 0 | 0 | 0 | 0 | 0 | 0 | 0 | 0 | 0 | 0 | 0 | 0 | 0 | 0
|  |  | Financial expenses adjusted - EBRD |  | USD 000s | 4325.9858 |  | 0 | 0 | 0 | 466.3264 | 892.4847 | 955.4765 | 1002.2259 | 1009.4723 | 0 | 0 | 0 | 0 | 0 | 0 | 0 | 0 | 0 | 0 | 0 | 0 | 0 | 0 | 0 | 0 | 0 | 0 | 0 | 0 | 0 | 0 | 0 | 0 | 0 | 0 | 0 | 0 | 0 | 0 | 0 | 0 | 0 | 0 | 0 | 0 | 0 | 0 | 0 | 0 | 0 | 0 | 0 | 0 | 0 | 0 | 0 | 0 | 0 | 0 | 0 | 0 | 0 | 0 | 0 | 0 | 0 | 0 | 0 | 0 | 0 | 0 | 0 | 0 | 0 | 0 | 0 | 0 | 0 | 0 | 0 | 0 | 0 | 0 | 0 | 0 | 0 | 0
|  |  | EBRD drawdown s.a. | 0 | USD 000s | 34798.3079 | 0 | 0 | 0 | 0 | 14020.6008 | 13556.9488 | 2429.9502 | 1028.5899 | 3762.2181 | 0 | 0 | 0 | 0 | 0 | 0 | 0 | 0 | 0 | 0 | 0 | 0 | 0 | 0 | 0 | 0 | 0 | 0 | 0 | 0 | 0 | 0 | 0 | 0 | 0 | 0 | 0 | 0 | 0 | 0 | 0 | 0 | 0 | 0 | 0 | 0 | 0 | 0 | 0 | 0 | 0 | 0 | 0 | 0 | 0 | 0 | 0 | 0 | 0 | 0 | 0 | 0 | 0 | 0 | 0 | 0 | 0 | 0 | 0 | 0 | 0 | 0 | 0 | 0 | 0 | 0 | 0 | 0 | 0 | 0 | 0 | 0 | 0 | 0 | 0 | 0 | 0 | 0
|  |  | Financial expenses adjusted - EBRD | 0 | USD 000s | 4325.9858 | 0 | 0 | 0 | 0 | 466.3264 | 892.4847 | 955.4765 | 1002.2259 | 1009.4723 | 0 | 0 | 0 | 0 | 0 | 0 | 0 | 0 | 0 | 0 | 0 | 0 | 0 | 0 | 0 | 0 | 0 | 0 | 0 | 0 | 0 | 0 | 0 | 0 | 0 | 0 | 0 | 0 | 0 | 0 | 0 | 0 | 0 | 0 | 0 | 0 | 0 | 0 | 0 | 0 | 0 | 0 | 0 | 0 | 0 | 0 | 0 | 0 | 0 | 0 | 0 | 0 | 0 | 0 | 0 | 0 | 0 | 0 | 0 | 0 | 0 | 0 | 0 | 0 | 0 | 0 | 0 | 0 | 0 | 0 | 0 | 0 | 0 | 0 | 0 | 0 | 0 | 0
|  |  | EBRD Loan interest POS | 0 | USD 000s | 23013.276 | 0 | 0 | 0 | 0 | 0 | 0 | 0 | 0 | 0 | 834.6972 | 1081.5012 | 1079.3617 | 1040.1047 | 1037.8817 | 1007.2904 | 1000.7658 | 959.5523 | 951.2005 | 908.9667 | 897.9934 | 856.3425 | 844.8224 | 804.1946 | 782.7509 | 736.1167 | 714.9376 | 667.2522 | 649.6075 | 608.2666 | 588.9024 | 549.4169 | 523.2573 | 479.7459 | 453.6276 | 415.8336 | 394.4701 | 354.0142 | 330.9985 | 296.034 | 268.7963 | 231.4547 | 202.8879 | 164.6862 | 133.0262 | 93.9353 | 59.0123 | 9.5701 | 0 | 0 | 0 | 0 | 0 | 0 | 0 | 0 | 0 | 0 | 0 | 0 | 0 | 0 | 0 | 0 | 0 | 0 | 0 | 0 | 0 | 0 | 0 | 0 | 0 | 0 | 0 | 0 | 0 | 0 | 0 | 0 | 0 | 0 | 0 | 0 | 0 | 0 | 0 | 0
|  |  | EBRD Loan reduction | 0 | USD 000s | 34798.3075 | 0 | 0 | 0 | 0 | 0 | 0 | 0 | 0 | 0 | 181.1598 | 639.9236 | 733.343 | 693.0998 | 693.2645 | 642.6491 | 847.7437 | 801.7427 | 886.2867 | 842.5578 | 902.0129 | 852.3309 | 1024.7397 | 973.2811 | 1080.8783 | 1039.0781 | 1138.0048 | 891.3718 | 968.1206 | 917.097 | 1036.0111 | 992.1515 | 1093.5527 | 1049.0332 | 951.8271 | 864.0689 | 1057.716 | 883.2585 | 969.7414 | 932.4155 | 1024.5994 | 990.8934 | 1084.7442 | 1051.6397 | 1147.7965 | 1115.5648 | 1212.8671 | 591.7407 | 0 | 0 | 0 | 0 | 0 | 0 | 0 | 0 | 0 | 0 | 0 | 0 | 0 | 0 | 0 | 0 | 0 | 0 | 0 | 0 | 0 | 0 | 0 | 0 | 0 | 0 | 0 | 0 | 0 | 0 | 0 | 0 | 0 | 0 | 0 | 0 | 0 | 0 | 0 | 0
|  |  | EBRD flows NEG |  | USD 000s | 27339.2614 |  | 0 | 0 | 0 | -13554.2743 | -12664.4641 | -1474.4738 | -26.364 | -2752.7459 | 1015.857 | 1721.4248 | 1812.7047 | 1733.2045 | 1731.1462 | 1649.9395 | 1848.5095 | 1761.295 | 1837.4872 | 1751.5245 | 1800.0063 | 1708.6734 | 1869.5621 | 1777.4758 | 1863.6291 | 1775.1948 | 1852.9424 | 1558.624 | 1617.7281 | 1525.3636 | 1624.9135 | 1541.5684 | 1616.81 | 1528.7791 | 1405.4547 | 1279.9026 | 1452.1861 | 1237.2727 | 1300.7399 | 1228.4495 | 1293.3957 | 1222.3481 | 1287.632 | 1216.3258 | 1280.8227 | 1209.5001 | 1271.8794 | 601.3107 | 0 | 0 | 0 | 0 | 0 | 0 | 0 | 0 | 0 | 0 | 0 | 0 | 0 | 0 | 0 | 0 | 0 | 0 | 0 | 0 | 0 | 0 | 0 | 0 | 0 | 0 | 0 | 0 | 0 | 0 | 0 | 0 | 0 | 0 | 0 | 0 | 0 | 0 | 0 | 0
|  |  | EBRD flows |  | USD 000s | -27339.2614 |  | 0 | 0 | 0 | 13554.2743 | 12664.4641 | 1474.4738 | 26.364 | 2752.7459 | -1015.857 | -1721.4248 | -1812.7047 | -1733.2045 | -1731.1462 | -1649.9395 | -1848.5095 | -1761.295 | -1837.4872 | -1751.5245 | -1800.0063 | -1708.6734 | -1869.5621 | -1777.4758 | -1863.6291 | -1775.1948 | -1852.9424 | -1558.624 | -1617.7281 | -1525.3636 | -1624.9135 | -1541.5684 | -1616.81 | -1528.7791 | -1405.4547 | -1279.9026 | -1452.1861 | -1237.2727 | -1300.7399 | -1228.4495 | -1293.3957 | -1222.3481 | -1287.632 | -1216.3258 | -1280.8227 | -1209.5001 | -1271.8794 | -601.3107 | 0 | 0 | 0 | 0 | 0 | 0 | 0 | 0 | 0 | 0 | 0 | 0 | 0 | 0 | 0 | 0 | 0 | 0 | 0 | 0 | 0 | 0 | 0 | 0 | 0 | 0 | 0 | 0 | 0 | 0 | 0 | 0 | 0 | 0 | 0 | 0 | 0 | 0 | 0 | 0
|  |  | EBRD flows NEG | 0 | USD 000s | 27339.2614 | 0 | 0 | 0 | 0 | -13554.2743 | -12664.4641 | -1474.4738 | -26.364 | -2752.7459 | 1015.857 | 1721.4248 | 1812.7047 | 1733.2045 | 1731.1462 | 1649.9395 | 1848.5095 | 1761.295 | 1837.4872 | 1751.5245 | 1800.0063 | 1708.6734 | 1869.5621 | 1777.4758 | 1863.6291 | 1775.1948 | 1852.9424 | 1558.624 | 1617.7281 | 1525.3636 | 1624.9135 | 1541.5684 | 1616.81 | 1528.7791 | 1405.4547 | 1279.9026 | 1452.1861 | 1237.2727 | 1300.7399 | 1228.4495 | 1293.3957 | 1222.3481 | 1287.632 | 1216.3258 | 1280.8227 | 1209.5001 | 1271.8794 | 601.3107 | 0 | 0 | 0 | 0 | 0 | 0 | 0 | 0 | 0 | 0 | 0 | 0 | 0 | 0 | 0 | 0 | 0 | 0 | 0 | 0 | 0 | 0 | 0 | 0 | 0 | 0 | 0 | 0 | 0 | 0 | 0 | 0 | 0 | 0 | 0 | 0 | 0 | 0 | 0 | 0
|  |  | EBRD effective interest rate | 3.348% | p.period
|  |  | EBRD effective interest rate | 3.348% | p.period
|  |  | EBRD IFRS balance BEG | 0 | USD 000s | 0 | 0 | 0 | 0 | 0 | 0 | 13554.2743 | 26672.4897 | 29039.8681 | 30038.3887 | 33796.7181 | 33912.2609 | 33326.1038 | 32629.0443 | 31988.1498 | 31327.8585 | 30726.6697 | 29906.7851 | 29146.6681 | 28284.9127 | 27480.2713 | 26600.2115 | 25782.0232 | 24775.556 | 23827.482 | 22761.5164 | 21748.3001 | 20623.4173 | 19755.1954 | 18798.8044 | 17902.7612 | 16877.1716 | 15900.5938 | 14816.0819 | 13783.295 | 12839.2585 | 11989.1708 | 10938.3416 | 10067.2476 | 9103.525 | 8179.8308 | 7160.2681 | 6177.6216 | 5096.7954 | 4051.0931 | 2905.8873 | 1793.6664 | 581.8329 | -1.0231e-07 | -1.0574e-07 | -1.0928e-07 | -1.1294e-07 | -1.1672e-07 | -1.2062e-07 | -1.2466e-07 | -1.2883e-07 | -1.3315e-07 | -1.376e-07 | -1.4221e-07 | -1.4697e-07 | -1.5189e-07 | -1.5698e-07 | -1.6223e-07 | -1.6766e-07 | -1.7328e-07 | -1.7908e-07 | -1.8507e-07 | -1.9127e-07 | -1.9767e-07 | -2.0429e-07 | -2.1113e-07 | -2.1819e-07 | -2.255e-07 | -2.3305e-07 | -2.4085e-07 | -2.4891e-07 | -2.5724e-07 | -2.6586e-07 | -2.7476e-07 | -2.8395e-07 | -2.9346e-07 | -3.0328e-07 | -3.1344e-07 | -3.2393e-07 | -3.3477e-07 | -3.4598e-07 | -3.5756e-07 | -3.6953e-07
|  |  | Effective interest on EBRD POS |  | USD 000s | 27339.2614 |  | 0 | 0 | 0 | 0 | 453.7512 | 892.9047 | 972.1565 | 1005.5836 | 1131.3998 | 1135.2677 | 1115.6452 | 1092.31 | 1070.855 | 1048.7507 | 1028.6249 | 1001.178 | 975.7318 | 946.8832 | 919.9465 | 890.4851 | 863.0949 | 829.4018 | 797.6635 | 761.9785 | 728.0595 | 690.4022 | 661.3371 | 629.3204 | 599.3239 | 564.9906 | 532.2981 | 495.9923 | 461.4181 | 429.8149 | 401.3569 | 366.1787 | 337.0174 | 304.7552 | 273.8331 | 239.7015 | 206.8059 | 170.6235 | 135.6169 | 97.2793 | 60.0459 | 19.4778 | -3.4251e-09 | -3.5397e-09 | -3.6582e-09 | -3.7807e-09 | -3.9073e-09 | -4.0381e-09 | -4.1732e-09 | -4.3129e-09 | -4.4573e-09 | -4.6065e-09 | -4.7608e-09 | -4.9201e-09 | -5.0848e-09 | -5.2551e-09 | -5.431e-09 | -5.6128e-09 | -5.8007e-09 | -5.9949e-09 | -6.1956e-09 | -6.403e-09 | -6.6173e-09 | -6.8388e-09 | -7.0678e-09 | -7.3044e-09 | -7.5489e-09 | -7.8016e-09 | -8.0628e-09 | -8.3327e-09 | -8.6117e-09 | -8.9e-09 | -9.1979e-09 | -9.5058e-09 | -9.824e-09 | -1.0153e-08 | -1.0493e-08 | -1.0844e-08 | -1.1207e-08 | -1.1582e-08 | -1.197e-08 | -1.2371e-08
|  |  | Effective interest on EBRD |  | USD 000s | -27339.2614 |  | 0 | 0 | 0 | 0 | -453.7512 | -892.9047 | -972.1565 | -1005.5836 | -1131.3998 | -1135.2677 | -1115.6452 | -1092.31 | -1070.855 | -1048.7507 | -1028.6249 | -1001.178 | -975.7318 | -946.8832 | -919.9465 | -890.4851 | -863.0949 | -829.4018 | -797.6635 | -761.9785 | -728.0595 | -690.4022 | -661.3371 | -629.3204 | -599.3239 | -564.9906 | -532.2981 | -495.9923 | -461.4181 | -429.8149 | -401.3569 | -366.1787 | -337.0174 | -304.7552 | -273.8331 | -239.7015 | -206.8059 | -170.6235 | -135.6169 | -97.2793 | -60.0459 | -19.4778 | 3.4251e-09 | 3.5397e-09 | 3.6582e-09 | 3.7807e-09 | 3.9073e-09 | 4.0381e-09 | 4.1732e-09 | 4.3129e-09 | 4.4573e-09 | 4.6065e-09 | 4.7608e-09 | 4.9201e-09 | 5.0848e-09 | 5.2551e-09 | 5.431e-09 | 5.6128e-09 | 5.8007e-09 | 5.9949e-09 | 6.1956e-09 | 6.403e-09 | 6.6173e-09 | 6.8388e-09 | 7.0678e-09 | 7.3044e-09 | 7.5489e-09 | 7.8016e-09 | 8.0628e-09 | 8.3327e-09 | 8.6117e-09 | 8.9e-09 | 9.1979e-09 | 9.5058e-09 | 9.824e-09 | 1.0153e-08 | 1.0493e-08 | 1.0844e-08 | 1.1207e-08 | 1.1582e-08 | 1.197e-08 | 1.2371e-08
Effective interest on EBRD
|  |  | IFRIC 12 accounting used? | 1 | 1 = yes, 0 = no (/OL or FL)
|  |  | Effective interest on EBRD | 0 | USD 000s | -27339.2614 | 0 | 0 | 0 | 0 | 0 | -453.7512 | -892.9047 | -972.1565 | -1005.5836 | -1131.3998 | -1135.2677 | -1115.6452 | -1092.31 | -1070.855 | -1048.7507 | -1028.6249 | -1001.178 | -975.7318 | -946.8832 | -919.9465 | -890.4851 | -863.0949 | -829.4018 | -797.6635 | -761.9785 | -728.0595 | -690.4022 | -661.3371 | -629.3204 | -599.3239 | -564.9906 | -532.2981 | -495.9923 | -461.4181 | -429.8149 | -401.3569 | -366.1787 | -337.0174 | -304.7552 | -273.8331 | -239.7015 | -206.8059 | -170.6235 | -135.6169 | -97.2793 | -60.0459 | -19.4778 | 3.4251e-09 | 3.5397e-09 | 3.6582e-09 | 3.7807e-09 | 3.9073e-09 | 4.0381e-09 | 4.1732e-09 | 4.3129e-09 | 4.4573e-09 | 4.6065e-09 | 4.7608e-09 | 4.9201e-09 | 5.0848e-09 | 5.2551e-09 | 5.431e-09 | 5.6128e-09 | 5.8007e-09 | 5.9949e-09 | 6.1956e-09 | 6.403e-09 | 6.6173e-09 | 6.8388e-09 | 7.0678e-09 | 7.3044e-09 | 7.5489e-09 | 7.8016e-09 | 8.0628e-09 | 8.3327e-09 | 8.6117e-09 | 8.9e-09 | 9.1979e-09 | 9.5058e-09 | 9.824e-09 | 1.0153e-08 | 1.0493e-08 | 1.0844e-08 | 1.1207e-08 | 1.1582e-08 | 1.197e-08 | 1.2371e-08
|  |  | EBRD Loan interest | 0 | USD 000s | -23013.276 | 0 | 0 | 0 | 0 | 0 | 0 | 0 | 0 | 0 | -834.6972 | -1081.5012 | -1079.3617 | -1040.1047 | -1037.8817 | -1007.2904 | -1000.7658 | -959.5523 | -951.2005 | -908.9667 | -897.9934 | -856.3425 | -844.8224 | -804.1946 | -782.7509 | -736.1167 | -714.9376 | -667.2522 | -649.6075 | -608.2666 | -588.9024 | -549.4169 | -523.2573 | -479.7459 | -453.6276 | -415.8336 | -394.4701 | -354.0142 | -330.9985 | -296.034 | -268.7963 | -231.4547 | -202.8879 | -164.6862 | -133.0262 | -93.9353 | -59.0123 | -9.5701 | 0 | 0 | 0 | 0 | 0 | 0 | 0 | 0 | 0 | 0 | 0 | 0 | 0 | 0 | 0 | 0 | 0 | 0 | 0 | 0 | 0 | 0 | 0 | 0 | 0 | 0 | 0 | 0 | 0 | 0 | 0 | 0 | 0 | 0 | 0 | 0 | 0 | 0 | 0 | 0
|  |  | Effective interest on EBRD |  | USD 000s | -27339.2614 |  | 0 | 0 | 0 | 0 | -453.7512 | -892.9047 | -972.1565 | -1005.5836 | -1131.3998 | -1135.2677 | -1115.6452 | -1092.31 | -1070.855 | -1048.7507 | -1028.6249 | -1001.178 | -975.7318 | -946.8832 | -919.9465 | -890.4851 | -863.0949 | -829.4018 | -797.6635 | -761.9785 | -728.0595 | -690.4022 | -661.3371 | -629.3204 | -599.3239 | -564.9906 | -532.2981 | -495.9923 | -461.4181 | -429.8149 | -401.3569 | -366.1787 | -337.0174 | -304.7552 | -273.8331 | -239.7015 | -206.8059 | -170.6235 | -135.6169 | -97.2793 | -60.0459 | -19.4778 | 3.4251e-09 | 3.5397e-09 | 3.6582e-09 | 3.7807e-09 | 3.9073e-09 | 4.0381e-09 | 4.1732e-09 | 4.3129e-09 | 4.4573e-09 | 4.6065e-09 | 4.7608e-09 | 4.9201e-09 | 5.0848e-09 | 5.2551e-09 | 5.431e-09 | 5.6128e-09 | 5.8007e-09 | 5.9949e-09 | 6.1956e-09 | 6.403e-09 | 6.6173e-09 | 6.8388e-09 | 7.0678e-09 | 7.3044e-09 | 7.5489e-09 | 7.8016e-09 | 8.0628e-09 | 8.3327e-09 | 8.6117e-09 | 8.9e-09 | 9.1979e-09 | 9.5058e-09 | 9.824e-09 | 1.0153e-08 | 1.0493e-08 | 1.0844e-08 | 1.1207e-08 | 1.1582e-08 | 1.197e-08 | 1.2371e-08
|  |  | Effective interest on EBRD POS |  | USD 000s | 27339.2614 |  | 0 | 0 | 0 | 0 | 453.7512 | 892.9047 | 972.1565 | 1005.5836 | 1131.3998 | 1135.2677 | 1115.6452 | 1092.31 | 1070.855 | 1048.7507 | 1028.6249 | 1001.178 | 975.7318 | 946.8832 | 919.9465 | 890.4851 | 863.0949 | 829.4018 | 797.6635 | 761.9785 | 728.0595 | 690.4022 | 661.3371 | 629.3204 | 599.3239 | 564.9906 | 532.2981 | 495.9923 | 461.4181 | 429.8149 | 401.3569 | 366.1787 | 337.0174 | 304.7552 | 273.8331 | 239.7015 | 206.8059 | 170.6235 | 135.6169 | 97.2793 | 60.0459 | 19.4778 | -3.4251e-09 | -3.5397e-09 | -3.6582e-09 | -3.7807e-09 | -3.9073e-09 | -4.0381e-09 | -4.1732e-09 | -4.3129e-09 | -4.4573e-09 | -4.6065e-09 | -4.7608e-09 | -4.9201e-09 | -5.0848e-09 | -5.2551e-09 | -5.431e-09 | -5.6128e-09 | -5.8007e-09 | -5.9949e-09 | -6.1956e-09 | -6.403e-09 | -6.6173e-09 | -6.8388e-09 | -7.0678e-09 | -7.3044e-09 | -7.5489e-09 | -7.8016e-09 | -8.0628e-09 | -8.3327e-09 | -8.6117e-09 | -8.9e-09 | -9.1979e-09 | -9.5058e-09 | -9.824e-09 | -1.0153e-08 | -1.0493e-08 | -1.0844e-08 | -1.1207e-08 | -1.1582e-08 | -1.197e-08 | -1.2371e-08
|  |  | EBRD IFRS balance BEG |  | USD 000s |  |  | 0 | 0 | 0 | 0 | 13554.2743 | 26672.4897 | 29039.8681 | 30038.3887 | 33796.7181 | 33912.2609 | 33326.1038 | 32629.0443 | 31988.1498 | 31327.8585 | 30726.6697 | 29906.7851 | 29146.6681 | 28284.9127 | 27480.2713 | 26600.2115 | 25782.0232 | 24775.556 | 23827.482 | 22761.5164 | 21748.3001 | 20623.4173 | 19755.1954 | 18798.8044 | 17902.7612 | 16877.1716 | 15900.5938 | 14816.0819 | 13783.295 | 12839.2585 | 11989.1708 | 10938.3416 | 10067.2476 | 9103.525 | 8179.8308 | 7160.2681 | 6177.6216 | 5096.7954 | 4051.0931 | 2905.8873 | 1793.6664 | 581.8329 | -1.0231e-07 | -1.0574e-07 | -1.0928e-07 | -1.1294e-07 | -1.1672e-07 | -1.2062e-07 | -1.2466e-07 | -1.2883e-07 | -1.3315e-07 | -1.376e-07 | -1.4221e-07 | -1.4697e-07 | -1.5189e-07 | -1.5698e-07 | -1.6223e-07 | -1.6766e-07 | -1.7328e-07 | -1.7908e-07 | -1.8507e-07 | -1.9127e-07 | -1.9767e-07 | -2.0429e-07 | -2.1113e-07 | -2.1819e-07 | -2.255e-07 | -2.3305e-07 | -2.4085e-07 | -2.4891e-07 | -2.5724e-07 | -2.6586e-07 | -2.7476e-07 | -2.8395e-07 | -2.9346e-07 | -3.0328e-07 | -3.1344e-07 | -3.2393e-07 | -3.3477e-07 | -3.4598e-07 | -3.5756e-07 | -3.6953e-07
|  | Plus | Effective interest on EBRD POS | 0 | USD 000s | 27339.2614 | 0 | 0 | 0 | 0 | 0 | 453.7512 | 892.9047 | 972.1565 | 1005.5836 | 1131.3998 | 1135.2677 | 1115.6452 | 1092.31 | 1070.855 | 1048.7507 | 1028.6249 | 1001.178 | 975.7318 | 946.8832 | 919.9465 | 890.4851 | 863.0949 | 829.4018 | 797.6635 | 761.9785 | 728.0595 | 690.4022 | 661.3371 | 629.3204 | 599.3239 | 564.9906 | 532.2981 | 495.9923 | 461.4181 | 429.8149 | 401.3569 | 366.1787 | 337.0174 | 304.7552 | 273.8331 | 239.7015 | 206.8059 | 170.6235 | 135.6169 | 97.2793 | 60.0459 | 19.4778 | -3.4251e-09 | -3.5397e-09 | -3.6582e-09 | -3.7807e-09 | -3.9073e-09 | -4.0381e-09 | -4.1732e-09 | -4.3129e-09 | -4.4573e-09 | -4.6065e-09 | -4.7608e-09 | -4.9201e-09 | -5.0848e-09 | -5.2551e-09 | -5.431e-09 | -5.6128e-09 | -5.8007e-09 | -5.9949e-09 | -6.1956e-09 | -6.403e-09 | -6.6173e-09 | -6.8388e-09 | -7.0678e-09 | -7.3044e-09 | -7.5489e-09 | -7.8016e-09 | -8.0628e-09 | -8.3327e-09 | -8.6117e-09 | -8.9e-09 | -9.1979e-09 | -9.5058e-09 | -9.824e-09 | -1.0153e-08 | -1.0493e-08 | -1.0844e-08 | -1.1207e-08 | -1.1582e-08 | -1.197e-08 | -1.2371e-08
|  | Plus | EBRD flows | 0 | USD 000s | -27339.2614 | 0 | 0 | 0 | 0 | 13554.2743 | 12664.4641 | 1474.4738 | 26.364 | 2752.7459 | -1015.857 | -1721.4248 | -1812.7047 | -1733.2045 | -1731.1462 | -1649.9395 | -1848.5095 | -1761.295 | -1837.4872 | -1751.5245 | -1800.0063 | -1708.6734 | -1869.5621 | -1777.4758 | -1863.6291 | -1775.1948 | -1852.9424 | -1558.624 | -1617.7281 | -1525.3636 | -1624.9135 | -1541.5684 | -1616.81 | -1528.7791 | -1405.4547 | -1279.9026 | -1452.1861 | -1237.2727 | -1300.7399 | -1228.4495 | -1293.3957 | -1222.3481 | -1287.632 | -1216.3258 | -1280.8227 | -1209.5001 | -1271.8794 | -601.3107 | 0 | 0 | 0 | 0 | 0 | 0 | 0 | 0 | 0 | 0 | 0 | 0 | 0 | 0 | 0 | 0 | 0 | 0 | 0 | 0 | 0 | 0 | 0 | 0 | 0 | 0 | 0 | 0 | 0 | 0 | 0 | 0 | 0 | 0 | 0 | 0 | 0 | 0 | 0 | 0
|  |  | EBRD IFRS balance |  | USD 000s |  |  | 0 | 0 | 0 | 13554.2743 | 26672.4897 | 29039.8681 | 30038.3887 | 33796.7181 | 33912.2609 | 33326.1038 | 32629.0443 | 31988.1498 | 31327.8585 | 30726.6697 | 29906.7851 | 29146.6681 | 28284.9127 | 27480.2713 | 26600.2115 | 25782.0232 | 24775.556 | 23827.482 | 22761.5164 | 21748.3001 | 20623.4173 | 19755.1954 | 18798.8044 | 17902.7612 | 16877.1716 | 15900.5938 | 14816.0819 | 13783.295 | 12839.2585 | 11989.1708 | 10938.3416 | 10067.2476 | 9103.525 | 8179.8308 | 7160.2681 | 6177.6216 | 5096.7954 | 4051.0931 | 2905.8873 | 1793.6664 | 581.8329 | -1.0231e-07 | -1.0574e-07 | -1.0928e-07 | -1.1294e-07 | -1.1672e-07 | -1.2062e-07 | -1.2466e-07 | -1.2883e-07 | -1.3315e-07 | -1.376e-07 | -1.4221e-07 | -1.4697e-07 | -1.5189e-07 | -1.5698e-07 | -1.6223e-07 | -1.6766e-07 | -1.7328e-07 | -1.7908e-07 | -1.8507e-07 | -1.9127e-07 | -1.9767e-07 | -2.0429e-07 | -2.1113e-07 | -2.1819e-07 | -2.255e-07 | -2.3305e-07 | -2.4085e-07 | -2.4891e-07 | -2.5724e-07 | -2.6586e-07 | -2.7476e-07 | -2.8395e-07 | -2.9346e-07 | -3.0328e-07 | -3.1344e-07 | -3.2393e-07 | -3.3477e-07 | -3.4598e-07 | -3.5756e-07 | -3.6953e-07 | -3.819e-07
|  |  | IFRIC 12 accounting used? | 1 | 1 = yes, 0 = no (/OL or FL)
|  |  | EBRD IFRS balance | 0 | USD 000s | 0 | 0 | 0 | 0 | 0 | 13554.2743 | 26672.4897 | 29039.8681 | 30038.3887 | 33796.7181 | 33912.2609 | 33326.1038 | 32629.0443 | 31988.1498 | 31327.8585 | 30726.6697 | 29906.7851 | 29146.6681 | 28284.9127 | 27480.2713 | 26600.2115 | 25782.0232 | 24775.556 | 23827.482 | 22761.5164 | 21748.3001 | 20623.4173 | 19755.1954 | 18798.8044 | 17902.7612 | 16877.1716 | 15900.5938 | 14816.0819 | 13783.295 | 12839.2585 | 11989.1708 | 10938.3416 | 10067.2476 | 9103.525 | 8179.8308 | 7160.2681 | 6177.6216 | 5096.7954 | 4051.0931 | 2905.8873 | 1793.6664 | 581.8329 | -1.0231e-07 | -1.0574e-07 | -1.0928e-07 | -1.1294e-07 | -1.1672e-07 | -1.2062e-07 | -1.2466e-07 | -1.2883e-07 | -1.3315e-07 | -1.376e-07 | -1.4221e-07 | -1.4697e-07 | -1.5189e-07 | -1.5698e-07 | -1.6223e-07 | -1.6766e-07 | -1.7328e-07 | -1.7908e-07 | -1.8507e-07 | -1.9127e-07 | -1.9767e-07 | -2.0429e-07 | -2.1113e-07 | -2.1819e-07 | -2.255e-07 | -2.3305e-07 | -2.4085e-07 | -2.4891e-07 | -2.5724e-07 | -2.6586e-07 | -2.7476e-07 | -2.8395e-07 | -2.9346e-07 | -3.0328e-07 | -3.1344e-07 | -3.2393e-07 | -3.3477e-07 | -3.4598e-07 | -3.5756e-07 | -3.6953e-07 | -3.819e-07
|  |  | EBRD Loan balance | 0 | USD 000s | 0 | 0 | 0 | 0 | 0 | 14020.6008 | 27577.5496 | 30007.4998 | 31036.0898 | 34798.3079 | 34617.1481 | 33977.2245 | 33243.8815 | 32550.7817 | 31857.5172 | 31214.8681 | 30367.1244 | 29565.3817 | 28679.095 | 27836.5372 | 26934.5243 | 26082.1934 | 25057.4537 | 24084.1726 | 23003.2943 | 21964.2162 | 20826.2114 | 19934.8396 | 18966.719 | 18049.622 | 17013.6109 | 16021.4594 | 14927.9067 | 13878.8735 | 12927.0464 | 12062.9775 | 11005.2615 | 10122.003 | 9152.2616 | 8219.8461 | 7195.2467 | 6204.3533 | 5119.6091 | 4067.9694 | 2920.173 | 1804.6082 | 591.7411 | 0.00042852 | 0.00042852 | 0.00042852 | 0.00042852 | 0.00042852 | 0.00042852 | 0.00042852 | 0.00042852 | 0.00042852 | 0.00042852 | 0.00042852 | 0.00042852 | 0.00042852 | 0.00042852 | 0.00042852 | 0.00042852 | 0.00042852 | 0.00042852 | 0.00042852 | 0.00042852 | 0.00042852 | 0.00042852 | 0.00042852 | 0.00042852 | 0.00042852 | 0.00042852 | 0.00042852 | 0.00042852 | 0.00042852 | 0.00042852 | 0.00042852 | 0.00042852 | 0.00042852 | 0.00042852 | 0.00042852 | 0.00042852 | 0.00042852 | 0.00042852 | 0.00042852 | 0.00042852 | 0.00042852
|  |  | EBRD IFRS balance |  | USD 000s |  |  | 0 | 0 | 0 | 13554.2743 | 26672.4897 | 29039.8681 | 30038.3887 | 33796.7181 | 33912.2609 | 33326.1038 | 32629.0443 | 31988.1498 | 31327.8585 | 30726.6697 | 29906.7851 | 29146.6681 | 28284.9127 | 27480.2713 | 26600.2115 | 25782.0232 | 24775.556 | 23827.482 | 22761.5164 | 21748.3001 | 20623.4173 | 19755.1954 | 18798.8044 | 17902.7612 | 16877.1716 | 15900.5938 | 14816.0819 | 13783.295 | 12839.2585 | 11989.1708 | 10938.3416 | 10067.2476 | 9103.525 | 8179.8308 | 7160.2681 | 6177.6216 | 5096.7954 | 4051.0931 | 2905.8873 | 1793.6664 | 581.8329 | -1.0231e-07 | -1.0574e-07 | -1.0928e-07 | -1.1294e-07 | -1.1672e-07 | -1.2062e-07 | -1.2466e-07 | -1.2883e-07 | -1.3315e-07 | -1.376e-07 | -1.4221e-07 | -1.4697e-07 | -1.5189e-07 | -1.5698e-07 | -1.6223e-07 | -1.6766e-07 | -1.7328e-07 | -1.7908e-07 | -1.8507e-07 | -1.9127e-07 | -1.9767e-07 | -2.0429e-07 | -2.1113e-07 | -2.1819e-07 | -2.255e-07 | -2.3305e-07 | -2.4085e-07 | -2.4891e-07 | -2.5724e-07 | -2.6586e-07 | -2.7476e-07 | -2.8395e-07 | -2.9346e-07 | -3.0328e-07 | -3.1344e-07 | -3.2393e-07 | -3.3477e-07 | -3.4598e-07 | -3.5756e-07 | -3.6953e-07 | -3.819e-07
SENIOR DEBT AIIB
|  |  | AIIB interest and fees during construction | 0 | USD 000s | 2539.9117 | 0 | 0 | 0 | 0 | 273.7938 | 524.0037 | 560.9879 | 588.4359 | 592.6904 | 0 | 0 | 0 | 0 | 0 | 0 | 0 | 0 | 0 | 0 | 0 | 0 | 0 | 0 | 0 | 0 | 0 | 0 | 0 | 0 | 0 | 0 | 0 | 0 | 0 | 0 | 0 | 0 | 0 | 0 | 0 | 0 | 0 | 0 | 0 | 0 | 0 | 0 | 0 | 0 | 0 | 0 | 0 | 0 | 0 | 0 | 0 | 0 | 0 | 0 | 0 | 0 | 0 | 0 | 0 | 0 | 0 | 0 | 0 | 0 | 0 | 0 | 0 | 0 | 0 | 0 | 0 | 0 | 0 | 0 | 0 | 0 | 0 | 0 | 0 | 0 | 0 | 0
|  |  | Financial expenses during construction - AIIB |  | USD 000s | 2539.9117 |  | 0 | 0 | 0 | 273.7938 | 524.0037 | 560.9879 | 588.4359 | 592.6904 | 0 | 0 | 0 | 0 | 0 | 0 | 0 | 0 | 0 | 0 | 0 | 0 | 0 | 0 | 0 | 0 | 0 | 0 | 0 | 0 | 0 | 0 | 0 | 0 | 0 | 0 | 0 | 0 | 0 | 0 | 0 | 0 | 0 | 0 | 0 | 0 | 0 | 0 | 0 | 0 | 0 | 0 | 0 | 0 | 0 | 0 | 0 | 0 | 0 | 0 | 0 | 0 | 0 | 0 | 0 | 0 | 0 | 0 | 0 | 0 | 0 | 0 | 0 | 0 | 0 | 0 | 0 | 0 | 0 | 0 | 0 | 0 | 0 | 0 | 0 | 0 | 0 | 0
|  |  | IFRIC 12 accounting used? | 1 | 1 = yes, 0 = no (/OL or FL)
|  |  | Financial expenses during construction - AIIB | 0 | USD 000s | 2539.9117 | 0 | 0 | 0 | 0 | 273.7938 | 524.0037 | 560.9879 | 588.4359 | 592.6904 | 0 | 0 | 0 | 0 | 0 | 0 | 0 | 0 | 0 | 0 | 0 | 0 | 0 | 0 | 0 | 0 | 0 | 0 | 0 | 0 | 0 | 0 | 0 | 0 | 0 | 0 | 0 | 0 | 0 | 0 | 0 | 0 | 0 | 0 | 0 | 0 | 0 | 0 | 0 | 0 | 0 | 0 | 0 | 0 | 0 | 0 | 0 | 0 | 0 | 0 | 0 | 0 | 0 | 0 | 0 | 0 | 0 | 0 | 0 | 0 | 0 | 0 | 0 | 0 | 0 | 0 | 0 | 0 | 0 | 0 | 0 | 0 | 0 | 0 | 0 | 0 | 0 | 0
|  |  | AIIB drawdown s.a. | 0 | USD 000s | 20431.0959 | 0 | 0 | 0 | 0 | 8231.9014 | 7959.6778 | 1426.6943 | 603.915 | 2208.9074 | 0 | 0 | 0 | 0 | 0 | 0 | 0 | 0 | 0 | 0 | 0 | 0 | 0 | 0 | 0 | 0 | 0 | 0 | 0 | 0 | 0 | 0 | 0 | 0 | 0 | 0 | 0 | 0 | 0 | 0 | 0 | 0 | 0 | 0 | 0 | 0 | 0 | 0 | 0 | 0 | 0 | 0 | 0 | 0 | 0 | 0 | 0 | 0 | 0 | 0 | 0 | 0 | 0 | 0 | 0 | 0 | 0 | 0 | 0 | 0 | 0 | 0 | 0 | 0 | 0 | 0 | 0 | 0 | 0 | 0 | 0 | 0 | 0 | 0 | 0 | 0 | 0 | 0
|  |  | Upfront financial expenses to be adjusted with debt drawdown - t3 |  | USD 000s | 0 |  | 0 | 0 | 0 | 0 | 0 | 0 | 0 | 0 | 0 | 0 | 0 | 0 | 0 | 0 | 0 | 0 | 0 | 0 | 0 | 0 | 0 | 0 | 0 | 0 | 0 | 0 | 0 | 0 | 0 | 0 | 0 | 0 | 0 | 0 | 0 | 0 | 0 | 0 | 0 | 0 | 0 | 0 | 0 | 0 | 0 | 0 | 0 | 0 | 0 | 0 | 0 | 0 | 0 | 0 | 0 | 0 | 0 | 0 | 0 | 0 | 0 | 0 | 0 | 0 | 0 | 0 | 0 | 0 | 0 | 0 | 0 | 0 | 0 | 0 | 0 | 0 | 0 | 0 | 0 | 0 | 0 | 0 | 0 | 0 | 0 | 0
|  |  | Total upfront financial expenses to be adjusted with debt drawdown - t3 | 0 | USD 000s
|  |  | Total upfront financial expenses to be adjusted with debt drawdown - t3 | 0 | USD 000s
|  |  | AIIB drawdown s.a. | 0 | USD 000s | 20431.0959 | 0 | 0 | 0 | 0 | 8231.9014 | 7959.6778 | 1426.6943 | 603.915 | 2208.9074 | 0 | 0 | 0 | 0 | 0 | 0 | 0 | 0 | 0 | 0 | 0 | 0 | 0 | 0 | 0 | 0 | 0 | 0 | 0 | 0 | 0 | 0 | 0 | 0 | 0 | 0 | 0 | 0 | 0 | 0 | 0 | 0 | 0 | 0 | 0 | 0 | 0 | 0 | 0 | 0 | 0 | 0 | 0 | 0 | 0 | 0 | 0 | 0 | 0 | 0 | 0 | 0 | 0 | 0 | 0 | 0 | 0 | 0 | 0 | 0 | 0 | 0 | 0 | 0 | 0 | 0 | 0 | 0 | 0 | 0 | 0 | 0 | 0 | 0 | 0 | 0 | 0 | 0
|  |  | Financial expenses during construction - AIIB | 0 | USD 000s | 2539.9117 | 0 | 0 | 0 | 0 | 273.7938 | 524.0037 | 560.9879 | 588.4359 | 592.6904 | 0 | 0 | 0 | 0 | 0 | 0 | 0 | 0 | 0 | 0 | 0 | 0 | 0 | 0 | 0 | 0 | 0 | 0 | 0 | 0 | 0 | 0 | 0 | 0 | 0 | 0 | 0 | 0 | 0 | 0 | 0 | 0 | 0 | 0 | 0 | 0 | 0 | 0 | 0 | 0 | 0 | 0 | 0 | 0 | 0 | 0 | 0 | 0 | 0 | 0 | 0 | 0 | 0 | 0 | 0 | 0 | 0 | 0 | 0 | 0 | 0 | 0 | 0 | 0 | 0 | 0 | 0 | 0 | 0 | 0 | 0 | 0 | 0 | 0 | 0 | 0 | 0 | 0
|  |  | Upfront financial expenses to be adjusted - addition - t3 |  | USD 000s | 0 |  | 0 | 0 | 0 | 0 | 0 | 0 | 0 | 0 | 0 | 0 | 0 | 0 | 0 | 0 | 0 | 0 | 0 | 0 | 0 | 0 | 0 | 0 | 0 | 0 | 0 | 0 | 0 | 0 | 0 | 0 | 0 | 0 | 0 | 0 | 0 | 0 | 0 | 0 | 0 | 0 | 0 | 0 | 0 | 0 | 0 | 0 | 0 | 0 | 0 | 0 | 0 | 0 | 0 | 0 | 0 | 0 | 0 | 0 | 0 | 0 | 0 | 0 | 0 | 0 | 0 | 0 | 0 | 0 | 0 | 0 | 0 | 0 | 0 | 0 | 0 | 0 | 0 | 0 | 0 | 0 | 0 | 0 | 0 | 0 | 0 | 0
|  |  | Total upfront financial expenses to be adjusted with debt drawdown - t3 | 0 | USD 000s
|  |  | Financial expenses during construction - AIIB | 0 | USD 000s | 2539.9117 | 0 | 0 | 0 | 0 | 273.7938 | 524.0037 | 560.9879 | 588.4359 | 592.6904 | 0 | 0 | 0 | 0 | 0 | 0 | 0 | 0 | 0 | 0 | 0 | 0 | 0 | 0 | 0 | 0 | 0 | 0 | 0 | 0 | 0 | 0 | 0 | 0 | 0 | 0 | 0 | 0 | 0 | 0 | 0 | 0 | 0 | 0 | 0 | 0 | 0 | 0 | 0 | 0 | 0 | 0 | 0 | 0 | 0 | 0 | 0 | 0 | 0 | 0 | 0 | 0 | 0 | 0 | 0 | 0 | 0 | 0 | 0 | 0 | 0 | 0 | 0 | 0 | 0 | 0 | 0 | 0 | 0 | 0 | 0 | 0 | 0 | 0 | 0 | 0 | 0 | 0
|  |  | Upfront financial expenses to be adjusted - reduction - t3 |  | USD 000s | 0 | 0 | 0 | 0 | 0 | 0 | 0 | 0 | 0 | 0 | 0 | 0 | 0 | 0 | 0 | 0 | 0 | 0 | 0 | 0 | 0 | 0 | 0 | 0 | 0 | 0 | 0 | 0 | 0 | 0 | 0 | 0 | 0 | 0 | 0 | 0 | 0 | 0 | 0 | 0 | 0 | 0 | 0 | 0 | 0 | 0 | 0 | 0 | 0 | 0 | 0 | 0 | 0 | 0 | 0 | 0 | 0 | 0 | 0 | 0 | 0 | 0 | 0 | 0 | 0 | 0 | 0 | 0 | 0 | 0 | 0 | 0 | 0 | 0 | 0 | 0 | 0 | 0 | 0 | 0 | 0 | 0 | 0 | 0 | 0 | 0 | 0 | 0
|  |  | Prepaid upfront fee asset balance BEG - AIIB |  | USD 000s |  |  | 0 | 0 | 0 | 0 | 0 | 0 | 0 | 0 | 0 | 0 | 0 | 0 | 0 | 0 | 0 | 0 | 0 | 0 | 0 | 0 | 0 | 0 | 0 | 0 | 0 | 0 | 0 | 0 | 0 | 0 | 0 | 0 | 0 | 0 | 0 | 0 | 0 | 0 | 0 | 0 | 0 | 0 | 0 | 0 | 0 | 0 | 0 | 0 | 0 | 0 | 0 | 0 | 0 | 0 | 0 | 0 | 0 | 0 | 0 | 0 | 0 | 0 | 0 | 0 | 0 | 0 | 0 | 0 | 0 | 0 | 0 | 0 | 0 | 0 | 0 | 0 | 0 | 0 | 0 | 0 | 0 | 0 | 0 | 0 | 0 | 0
|  | Plus | Upfront financial expenses to be adjusted - reduction - t3 | 0 | USD 000s | 0 | 0 | 0 | 0 | 0 | 0 | 0 | 0 | 0 | 0 | 0 | 0 | 0 | 0 | 0 | 0 | 0 | 0 | 0 | 0 | 0 | 0 | 0 | 0 | 0 | 0 | 0 | 0 | 0 | 0 | 0 | 0 | 0 | 0 | 0 | 0 | 0 | 0 | 0 | 0 | 0 | 0 | 0 | 0 | 0 | 0 | 0 | 0 | 0 | 0 | 0 | 0 | 0 | 0 | 0 | 0 | 0 | 0 | 0 | 0 | 0 | 0 | 0 | 0 | 0 | 0 | 0 | 0 | 0 | 0 | 0 | 0 | 0 | 0 | 0 | 0 | 0 | 0 | 0 | 0 | 0 | 0 | 0 | 0 | 0 | 0 | 0 | 0
|  | Less | Upfront financial expenses to be adjusted - addition - t3 | 0 | USD 000s | 0 | 0 | 0 | 0 | 0 | 0 | 0 | 0 | 0 | 0 | 0 | 0 | 0 | 0 | 0 | 0 | 0 | 0 | 0 | 0 | 0 | 0 | 0 | 0 | 0 | 0 | 0 | 0 | 0 | 0 | 0 | 0 | 0 | 0 | 0 | 0 | 0 | 0 | 0 | 0 | 0 | 0 | 0 | 0 | 0 | 0 | 0 | 0 | 0 | 0 | 0 | 0 | 0 | 0 | 0 | 0 | 0 | 0 | 0 | 0 | 0 | 0 | 0 | 0 | 0 | 0 | 0 | 0 | 0 | 0 | 0 | 0 | 0 | 0 | 0 | 0 | 0 | 0 | 0 | 0 | 0 | 0 | 0 | 0 | 0 | 0 | 0 | 0
|  |  | Prepaid upfront fee asset balance - AIIB |  | USD 000s |  |  | 0 | 0 | 0 | 0 | 0 | 0 | 0 | 0 | 0 | 0 | 0 | 0 | 0 | 0 | 0 | 0 | 0 | 0 | 0 | 0 | 0 | 0 | 0 | 0 | 0 | 0 | 0 | 0 | 0 | 0 | 0 | 0 | 0 | 0 | 0 | 0 | 0 | 0 | 0 | 0 | 0 | 0 | 0 | 0 | 0 | 0 | 0 | 0 | 0 | 0 | 0 | 0 | 0 | 0 | 0 | 0 | 0 | 0 | 0 | 0 | 0 | 0 | 0 | 0 | 0 | 0 | 0 | 0 | 0 | 0 | 0 | 0 | 0 | 0 | 0 | 0 | 0 | 0 | 0 | 0 | 0 | 0 | 0 | 0 | 0 | 0
|  |  | Financial expenses during construction - AIIB | 0 | USD 000s | 2539.9117 | 0 | 0 | 0 | 0 | 273.7938 | 524.0037 | 560.9879 | 588.4359 | 592.6904 | 0 | 0 | 0 | 0 | 0 | 0 | 0 | 0 | 0 | 0 | 0 | 0 | 0 | 0 | 0 | 0 | 0 | 0 | 0 | 0 | 0 | 0 | 0 | 0 | 0 | 0 | 0 | 0 | 0 | 0 | 0 | 0 | 0 | 0 | 0 | 0 | 0 | 0 | 0 | 0 | 0 | 0 | 0 | 0 | 0 | 0 | 0 | 0 | 0 | 0 | 0 | 0 | 0 | 0 | 0 | 0 | 0 | 0 | 0 | 0 | 0 | 0 | 0 | 0 | 0 | 0 | 0 | 0 | 0 | 0 | 0 | 0 | 0 | 0 | 0 | 0 | 0 | 0
|  |  | Upfront financial expenses to be adjusted - reduction - t3 | 0 | USD 000s | 0 | 0 | 0 | 0 | 0 | 0 | 0 | 0 | 0 | 0 | 0 | 0 | 0 | 0 | 0 | 0 | 0 | 0 | 0 | 0 | 0 | 0 | 0 | 0 | 0 | 0 | 0 | 0 | 0 | 0 | 0 | 0 | 0 | 0 | 0 | 0 | 0 | 0 | 0 | 0 | 0 | 0 | 0 | 0 | 0 | 0 | 0 | 0 | 0 | 0 | 0 | 0 | 0 | 0 | 0 | 0 | 0 | 0 | 0 | 0 | 0 | 0 | 0 | 0 | 0 | 0 | 0 | 0 | 0 | 0 | 0 | 0 | 0 | 0 | 0 | 0 | 0 | 0 | 0 | 0 | 0 | 0 | 0 | 0 | 0 | 0 | 0 | 0
|  |  | Upfront financial expenses to be adjusted - addition - t3 | 0 | USD 000s | 0 | 0 | 0 | 0 | 0 | 0 | 0 | 0 | 0 | 0 | 0 | 0 | 0 | 0 | 0 | 0 | 0 | 0 | 0 | 0 | 0 | 0 | 0 | 0 | 0 | 0 | 0 | 0 | 0 | 0 | 0 | 0 | 0 | 0 | 0 | 0 | 0 | 0 | 0 | 0 | 0 | 0 | 0 | 0 | 0 | 0 | 0 | 0 | 0 | 0 | 0 | 0 | 0 | 0 | 0 | 0 | 0 | 0 | 0 | 0 | 0 | 0 | 0 | 0 | 0 | 0 | 0 | 0 | 0 | 0 | 0 | 0 | 0 | 0 | 0 | 0 | 0 | 0 | 0 | 0 | 0 | 0 | 0 | 0 | 0 | 0 | 0 | 0
|  |  | Financial expenses adjusted - AIIB |  | USD 000s | 2539.9117 |  | 0 | 0 | 0 | 273.7938 | 524.0037 | 560.9879 | 588.4359 | 592.6904 | 0 | 0 | 0 | 0 | 0 | 0 | 0 | 0 | 0 | 0 | 0 | 0 | 0 | 0 | 0 | 0 | 0 | 0 | 0 | 0 | 0 | 0 | 0 | 0 | 0 | 0 | 0 | 0 | 0 | 0 | 0 | 0 | 0 | 0 | 0 | 0 | 0 | 0 | 0 | 0 | 0 | 0 | 0 | 0 | 0 | 0 | 0 | 0 | 0 | 0 | 0 | 0 | 0 | 0 | 0 | 0 | 0 | 0 | 0 | 0 | 0 | 0 | 0 | 0 | 0 | 0 | 0 | 0 | 0 | 0 | 0 | 0 | 0 | 0 | 0 | 0 | 0 | 0
|  |  | AIIB drawdown s.a. | 0 | USD 000s | 20431.0959 | 0 | 0 | 0 | 0 | 8231.9014 | 7959.6778 | 1426.6943 | 603.915 | 2208.9074 | 0 | 0 | 0 | 0 | 0 | 0 | 0 | 0 | 0 | 0 | 0 | 0 | 0 | 0 | 0 | 0 | 0 | 0 | 0 | 0 | 0 | 0 | 0 | 0 | 0 | 0 | 0 | 0 | 0 | 0 | 0 | 0 | 0 | 0 | 0 | 0 | 0 | 0 | 0 | 0 | 0 | 0 | 0 | 0 | 0 | 0 | 0 | 0 | 0 | 0 | 0 | 0 | 0 | 0 | 0 | 0 | 0 | 0 | 0 | 0 | 0 | 0 | 0 | 0 | 0 | 0 | 0 | 0 | 0 | 0 | 0 | 0 | 0 | 0 | 0 | 0 | 0 | 0
|  |  | Financial expenses adjusted - AIIB | 0 | USD 000s | 2539.9117 | 0 | 0 | 0 | 0 | 273.7938 | 524.0037 | 560.9879 | 588.4359 | 592.6904 | 0 | 0 | 0 | 0 | 0 | 0 | 0 | 0 | 0 | 0 | 0 | 0 | 0 | 0 | 0 | 0 | 0 | 0 | 0 | 0 | 0 | 0 | 0 | 0 | 0 | 0 | 0 | 0 | 0 | 0 | 0 | 0 | 0 | 0 | 0 | 0 | 0 | 0 | 0 | 0 | 0 | 0 | 0 | 0 | 0 | 0 | 0 | 0 | 0 | 0 | 0 | 0 | 0 | 0 | 0 | 0 | 0 | 0 | 0 | 0 | 0 | 0 | 0 | 0 | 0 | 0 | 0 | 0 | 0 | 0 | 0 | 0 | 0 | 0 | 0 | 0 | 0 | 0
|  |  | AIIB loan interest POS | 0 | USD 000s | 13511.7618 | 0 | 0 | 0 | 0 | 0 | 0 | 0 | 0 | 0 | 490.0749 | 634.9807 | 633.7246 | 610.6757 | 609.3705 | 591.4094 | 587.5786 | 563.381 | 558.4774 | 533.6807 | 527.238 | 502.7835 | 496.0197 | 472.166 | 459.5757 | 432.1955 | 419.7606 | 391.7631 | 381.4034 | 357.1309 | 345.7617 | 322.5786 | 307.2195 | 281.6727 | 266.3379 | 244.148 | 231.6048 | 207.852 | 194.3388 | 173.8101 | 157.8181 | 135.8938 | 119.1214 | 96.692 | 78.1036 | 55.1521 | 34.6478 | 5.6189 | 0 | 0 | 0 | 0 | 0 | 0 | 0 | 0 | 0 | 0 | 0 | 0 | 0 | 0 | 0 | 0 | 0 | 0 | 0 | 0 | 0 | 0 | 0 | 0 | 0 | 0 | 0 | 0 | 0 | 0 | 0 | 0 | 0 | 0 | 0 | 0 | 0 | 0 | 0 | 0
|  |  | AIIB reduction | 0 | USD 000s | 20431.0956 | 0 | 0 | 0 | 0 | 0 | 0 | 0 | 0 | 0 | 106.3642 | 375.7177 | 430.5669 | 406.939 | 407.0357 | 377.3179 | 497.7349 | 470.7264 | 520.3646 | 494.6901 | 529.5979 | 500.4282 | 601.6544 | 571.4416 | 634.615 | 610.0729 | 668.1556 | 523.3502 | 568.4117 | 538.4542 | 608.2722 | 582.5209 | 642.0565 | 615.9178 | 558.8453 | 507.3199 | 621.0157 | 518.5867 | 569.3633 | 547.4482 | 601.572 | 581.7823 | 636.8848 | 617.4481 | 673.9046 | 654.9804 | 712.1094 | 347.4281 | 0 | 0 | 0 | 0 | 0 | 0 | 0 | 0 | 0 | 0 | 0 | 0 | 0 | 0 | 0 | 0 | 0 | 0 | 0 | 0 | 0 | 0 | 0 | 0 | 0 | 0 | 0 | 0 | 0 | 0 | 0 | 0 | 0 | 0 | 0 | 0 | 0 | 0 | 0 | 0
|  |  | AIIB flows NEG |  | USD 000s | 16051.6733 |  | 0 | 0 | 0 | -7958.1076 | -7435.6742 | -865.7063 | -15.4791 | -1616.2169 | 596.4391 | 1010.6985 | 1064.2915 | 1017.6147 | 1016.4062 | 968.7274 | 1085.3135 | 1034.1074 | 1078.842 | 1028.3709 | 1056.8359 | 1003.2117 | 1097.6741 | 1043.6076 | 1094.1907 | 1042.2683 | 1087.9162 | 915.1134 | 949.8151 | 895.5852 | 954.0338 | 905.0995 | 949.276 | 897.5906 | 825.1832 | 751.4679 | 852.6206 | 726.4387 | 763.7021 | 721.2583 | 759.3901 | 717.676 | 756.0061 | 714.1402 | 752.0081 | 710.1326 | 746.7573 | 353.047 | 0 | 0 | 0 | 0 | 0 | 0 | 0 | 0 | 0 | 0 | 0 | 0 | 0 | 0 | 0 | 0 | 0 | 0 | 0 | 0 | 0 | 0 | 0 | 0 | 0 | 0 | 0 | 0 | 0 | 0 | 0 | 0 | 0 | 0 | 0 | 0 | 0 | 0 | 0 | 0
|  |  | AIIB flows |  | USD 000s | -16051.6733 |  | 0 | 0 | 0 | 7958.1076 | 7435.6742 | 865.7063 | 15.4791 | 1616.2169 | -596.4391 | -1010.6985 | -1064.2915 | -1017.6147 | -1016.4062 | -968.7274 | -1085.3135 | -1034.1074 | -1078.842 | -1028.3709 | -1056.8359 | -1003.2117 | -1097.6741 | -1043.6076 | -1094.1907 | -1042.2683 | -1087.9162 | -915.1134 | -949.8151 | -895.5852 | -954.0338 | -905.0995 | -949.276 | -897.5906 | -825.1832 | -751.4679 | -852.6206 | -726.4387 | -763.7021 | -721.2583 | -759.3901 | -717.676 | -756.0061 | -714.1402 | -752.0081 | -710.1326 | -746.7573 | -353.047 | 0 | 0 | 0 | 0 | 0 | 0 | 0 | 0 | 0 | 0 | 0 | 0 | 0 | 0 | 0 | 0 | 0 | 0 | 0 | 0 | 0 | 0 | 0 | 0 | 0 | 0 | 0 | 0 | 0 | 0 | 0 | 0 | 0 | 0 | 0 | 0 | 0 | 0 | 0 | 0
|  |  | AIIB flows NEG | 0 | USD 000s | 16051.6733 | 0 | 0 | 0 | 0 | -7958.1076 | -7435.6742 | -865.7063 | -15.4791 | -1616.2169 | 596.4391 | 1010.6985 | 1064.2915 | 1017.6147 | 1016.4062 | 968.7274 | 1085.3135 | 1034.1074 | 1078.842 | 1028.3709 | 1056.8359 | 1003.2117 | 1097.6741 | 1043.6076 | 1094.1907 | 1042.2683 | 1087.9162 | 915.1134 | 949.8151 | 895.5852 | 954.0338 | 905.0995 | 949.276 | 897.5906 | 825.1832 | 751.4679 | 852.6206 | 726.4387 | 763.7021 | 721.2583 | 759.3901 | 717.676 | 756.0061 | 714.1402 | 752.0081 | 710.1326 | 746.7573 | 353.047 | 0 | 0 | 0 | 0 | 0 | 0 | 0 | 0 | 0 | 0 | 0 | 0 | 0 | 0 | 0 | 0 | 0 | 0 | 0 | 0 | 0 | 0 | 0 | 0 | 0 | 0 | 0 | 0 | 0 | 0 | 0 | 0 | 0 | 0 | 0 | 0 | 0 | 0 | 0 | 0
|  |  | AIIB effective interest rate | 3.348% | p.period
|  |  | AIIB effective interest rate | 3.348% | p.period
|  |  | AIIB IFRS balance BEG | 0 | USD 000s | 0 | 0 | 0 | 0 | 0 | 0 | 7958.1076 | 15660.1923 | 17050.1488 | 17636.4092 | 19843.0335 | 19910.872 | 19566.7221 | 19157.4583 | 18781.1705 | 18393.4944 | 18040.519 | 17559.141 | 17112.8542 | 16606.8926 | 16134.4643 | 15617.7557 | 15137.3736 | 14546.4475 | 13989.8058 | 13363.9464 | 12769.0578 | 12108.6064 | 11598.8482 | 11037.3233 | 10511.2304 | 9909.077 | 9335.6998 | 8698.9514 | 8092.5723 | 7538.301 | 7039.1899 | 6422.2176 | 5910.7731 | 5344.9436 | 4802.6159 | 4204.0011 | 3627.0608 | 2992.4764 | 2378.5142 | 1706.1307 | 1053.1136 | 341.611 | -6.0025e-08 | -6.2035e-08 | -6.4112e-08 | -6.6258e-08 | -6.8476e-08 | -7.0768e-08 | -7.3137e-08 | -7.5586e-08 | -7.8116e-08 | -8.0731e-08 | -8.3434e-08 | -8.6227e-08 | -8.9113e-08 | -9.2097e-08 | -9.518e-08 | -9.8366e-08 | -1.0166e-07 | -1.0506e-07 | -1.0858e-07 | -1.1221e-07 | -1.1597e-07 | -1.1985e-07 | -1.2387e-07 | -1.2801e-07 | -1.323e-07 | -1.3673e-07 | -1.413e-07 | -1.4603e-07 | -1.5092e-07 | -1.5597e-07 | -1.612e-07 | -1.6659e-07 | -1.7217e-07 | -1.7793e-07 | -1.8389e-07 | -1.9005e-07 | -1.9641e-07 | -2.0298e-07 | -2.0978e-07 | -2.168e-07
|  |  | Effective interest on AIIB POS |  | USD 000s | 16051.6733 |  | 0 | 0 | 0 | 0 | 266.4105 | 524.2502 | 570.7813 | 590.4073 | 664.2776 | 666.5486 | 655.0276 | 641.3269 | 628.73 | 615.7519 | 603.9355 | 587.8206 | 572.8804 | 555.9426 | 540.1273 | 522.8296 | 506.748 | 486.9658 | 468.3314 | 447.3797 | 427.4648 | 405.3552 | 388.2902 | 369.4922 | 351.8804 | 331.7224 | 312.5276 | 291.2115 | 270.9119 | 252.3568 | 235.6483 | 214.9941 | 197.8727 | 178.9306 | 160.7753 | 140.7357 | 121.4217 | 100.178 | 79.6246 | 57.1155 | 35.2547 | 11.436 | -2.0094e-09 | -2.0767e-09 | -2.1462e-09 | -2.2181e-09 | -2.2923e-09 | -2.3691e-09 | -2.4484e-09 | -2.5304e-09 | -2.6151e-09 | -2.7026e-09 | -2.7931e-09 | -2.8866e-09 | -2.9832e-09 | -3.0831e-09 | -3.1863e-09 | -3.293e-09 | -3.4032e-09 | -3.5171e-09 | -3.6349e-09 | -3.7565e-09 | -3.8823e-09 | -4.0123e-09 | -4.1466e-09 | -4.2854e-09 | -4.4289e-09 | -4.5771e-09 | -4.7304e-09 | -4.8887e-09 | -5.0524e-09 | -5.2215e-09 | -5.3963e-09 | -5.577e-09 | -5.7636e-09 | -5.9566e-09 | -6.156e-09 | -6.3621e-09 | -6.5751e-09 | -6.7952e-09 | -7.0227e-09 | -7.2578e-09
|  |  | Effective interest on AIIB |  | USD 000s | -16051.6733 |  | 0 | 0 | 0 | 0 | -266.4105 | -524.2502 | -570.7813 | -590.4073 | -664.2776 | -666.5486 | -655.0276 | -641.3269 | -628.73 | -615.7519 | -603.9355 | -587.8206 | -572.8804 | -555.9426 | -540.1273 | -522.8296 | -506.748 | -486.9658 | -468.3314 | -447.3797 | -427.4648 | -405.3552 | -388.2902 | -369.4922 | -351.8804 | -331.7224 | -312.5276 | -291.2115 | -270.9119 | -252.3568 | -235.6483 | -214.9941 | -197.8727 | -178.9306 | -160.7753 | -140.7357 | -121.4217 | -100.178 | -79.6246 | -57.1155 | -35.2547 | -11.436 | 2.0094e-09 | 2.0767e-09 | 2.1462e-09 | 2.2181e-09 | 2.2923e-09 | 2.3691e-09 | 2.4484e-09 | 2.5304e-09 | 2.6151e-09 | 2.7026e-09 | 2.7931e-09 | 2.8866e-09 | 2.9832e-09 | 3.0831e-09 | 3.1863e-09 | 3.293e-09 | 3.4032e-09 | 3.5171e-09 | 3.6349e-09 | 3.7565e-09 | 3.8823e-09 | 4.0123e-09 | 4.1466e-09 | 4.2854e-09 | 4.4289e-09 | 4.5771e-09 | 4.7304e-09 | 4.8887e-09 | 5.0524e-09 | 5.2215e-09 | 5.3963e-09 | 5.577e-09 | 5.7636e-09 | 5.9566e-09 | 6.156e-09 | 6.3621e-09 | 6.5751e-09 | 6.7952e-09 | 7.0227e-09 | 7.2578e-09
Effective interest on AIIB
|  |  | IFRIC 12 accounting used? | 1 | 1 = yes, 0 = no (/OL or FL)
|  |  | Effective interest on AIIB | 0 | USD 000s | -16051.6733 | 0 | 0 | 0 | 0 | 0 | -266.4105 | -524.2502 | -570.7813 | -590.4073 | -664.2776 | -666.5486 | -655.0276 | -641.3269 | -628.73 | -615.7519 | -603.9355 | -587.8206 | -572.8804 | -555.9426 | -540.1273 | -522.8296 | -506.748 | -486.9658 | -468.3314 | -447.3797 | -427.4648 | -405.3552 | -388.2902 | -369.4922 | -351.8804 | -331.7224 | -312.5276 | -291.2115 | -270.9119 | -252.3568 | -235.6483 | -214.9941 | -197.8727 | -178.9306 | -160.7753 | -140.7357 | -121.4217 | -100.178 | -79.6246 | -57.1155 | -35.2547 | -11.436 | 2.0094e-09 | 2.0767e-09 | 2.1462e-09 | 2.2181e-09 | 2.2923e-09 | 2.3691e-09 | 2.4484e-09 | 2.5304e-09 | 2.6151e-09 | 2.7026e-09 | 2.7931e-09 | 2.8866e-09 | 2.9832e-09 | 3.0831e-09 | 3.1863e-09 | 3.293e-09 | 3.4032e-09 | 3.5171e-09 | 3.6349e-09 | 3.7565e-09 | 3.8823e-09 | 4.0123e-09 | 4.1466e-09 | 4.2854e-09 | 4.4289e-09 | 4.5771e-09 | 4.7304e-09 | 4.8887e-09 | 5.0524e-09 | 5.2215e-09 | 5.3963e-09 | 5.577e-09 | 5.7636e-09 | 5.9566e-09 | 6.156e-09 | 6.3621e-09 | 6.5751e-09 | 6.7952e-09 | 7.0227e-09 | 7.2578e-09
|  |  | AIIB loan interest | 0 | USD 000s | -13511.7618 | 0 | 0 | 0 | 0 | 0 | 0 | 0 | 0 | 0 | -490.0749 | -634.9807 | -633.7246 | -610.6757 | -609.3705 | -591.4094 | -587.5786 | -563.381 | -558.4774 | -533.6807 | -527.238 | -502.7835 | -496.0197 | -472.166 | -459.5757 | -432.1955 | -419.7606 | -391.7631 | -381.4034 | -357.1309 | -345.7617 | -322.5786 | -307.2195 | -281.6727 | -266.3379 | -244.148 | -231.6048 | -207.852 | -194.3388 | -173.8101 | -157.8181 | -135.8938 | -119.1214 | -96.692 | -78.1036 | -55.1521 | -34.6478 | -5.6189 | 0 | 0 | 0 | 0 | 0 | 0 | 0 | 0 | 0 | 0 | 0 | 0 | 0 | 0 | 0 | 0 | 0 | 0 | 0 | 0 | 0 | 0 | 0 | 0 | 0 | 0 | 0 | 0 | 0 | 0 | 0 | 0 | 0 | 0 | 0 | 0 | 0 | 0 | 0 | 0
|  |  | Effective interest on AIIB |  | USD 000s | -16051.6733 |  | 0 | 0 | 0 | 0 | -266.4105 | -524.2502 | -570.7813 | -590.4073 | -664.2776 | -666.5486 | -655.0276 | -641.3269 | -628.73 | -615.7519 | -603.9355 | -587.8206 | -572.8804 | -555.9426 | -540.1273 | -522.8296 | -506.748 | -486.9658 | -468.3314 | -447.3797 | -427.4648 | -405.3552 | -388.2902 | -369.4922 | -351.8804 | -331.7224 | -312.5276 | -291.2115 | -270.9119 | -252.3568 | -235.6483 | -214.9941 | -197.8727 | -178.9306 | -160.7753 | -140.7357 | -121.4217 | -100.178 | -79.6246 | -57.1155 | -35.2547 | -11.436 | 2.0094e-09 | 2.0767e-09 | 2.1462e-09 | 2.2181e-09 | 2.2923e-09 | 2.3691e-09 | 2.4484e-09 | 2.5304e-09 | 2.6151e-09 | 2.7026e-09 | 2.7931e-09 | 2.8866e-09 | 2.9832e-09 | 3.0831e-09 | 3.1863e-09 | 3.293e-09 | 3.4032e-09 | 3.5171e-09 | 3.6349e-09 | 3.7565e-09 | 3.8823e-09 | 4.0123e-09 | 4.1466e-09 | 4.2854e-09 | 4.4289e-09 | 4.5771e-09 | 4.7304e-09 | 4.8887e-09 | 5.0524e-09 | 5.2215e-09 | 5.3963e-09 | 5.577e-09 | 5.7636e-09 | 5.9566e-09 | 6.156e-09 | 6.3621e-09 | 6.5751e-09 | 6.7952e-09 | 7.0227e-09 | 7.2578e-09
|  |  | Effective interest on AIIB POS |  | USD 000s | 16051.6733 |  | 0 | 0 | 0 | 0 | 266.4105 | 524.2502 | 570.7813 | 590.4073 | 664.2776 | 666.5486 | 655.0276 | 641.3269 | 628.73 | 615.7519 | 603.9355 | 587.8206 | 572.8804 | 555.9426 | 540.1273 | 522.8296 | 506.748 | 486.9658 | 468.3314 | 447.3797 | 427.4648 | 405.3552 | 388.2902 | 369.4922 | 351.8804 | 331.7224 | 312.5276 | 291.2115 | 270.9119 | 252.3568 | 235.6483 | 214.9941 | 197.8727 | 178.9306 | 160.7753 | 140.7357 | 121.4217 | 100.178 | 79.6246 | 57.1155 | 35.2547 | 11.436 | -2.0094e-09 | -2.0767e-09 | -2.1462e-09 | -2.2181e-09 | -2.2923e-09 | -2.3691e-09 | -2.4484e-09 | -2.5304e-09 | -2.6151e-09 | -2.7026e-09 | -2.7931e-09 | -2.8866e-09 | -2.9832e-09 | -3.0831e-09 | -3.1863e-09 | -3.293e-09 | -3.4032e-09 | -3.5171e-09 | -3.6349e-09 | -3.7565e-09 | -3.8823e-09 | -4.0123e-09 | -4.1466e-09 | -4.2854e-09 | -4.4289e-09 | -4.5771e-09 | -4.7304e-09 | -4.8887e-09 | -5.0524e-09 | -5.2215e-09 | -5.3963e-09 | -5.577e-09 | -5.7636e-09 | -5.9566e-09 | -6.156e-09 | -6.3621e-09 | -6.5751e-09 | -6.7952e-09 | -7.0227e-09 | -7.2578e-09
|  |  | AIIB IFRS balance BEG |  | USD 000s |  |  | 0 | 0 | 0 | 0 | 7958.1076 | 15660.1923 | 17050.1488 | 17636.4092 | 19843.0335 | 19910.872 | 19566.7221 | 19157.4583 | 18781.1705 | 18393.4944 | 18040.519 | 17559.141 | 17112.8542 | 16606.8926 | 16134.4643 | 15617.7557 | 15137.3736 | 14546.4475 | 13989.8058 | 13363.9464 | 12769.0578 | 12108.6064 | 11598.8482 | 11037.3233 | 10511.2304 | 9909.077 | 9335.6998 | 8698.9514 | 8092.5723 | 7538.301 | 7039.1899 | 6422.2176 | 5910.7731 | 5344.9436 | 4802.6159 | 4204.0011 | 3627.0608 | 2992.4764 | 2378.5142 | 1706.1307 | 1053.1136 | 341.611 | -6.0025e-08 | -6.2035e-08 | -6.4112e-08 | -6.6258e-08 | -6.8476e-08 | -7.0768e-08 | -7.3137e-08 | -7.5586e-08 | -7.8116e-08 | -8.0731e-08 | -8.3434e-08 | -8.6227e-08 | -8.9113e-08 | -9.2097e-08 | -9.518e-08 | -9.8366e-08 | -1.0166e-07 | -1.0506e-07 | -1.0858e-07 | -1.1221e-07 | -1.1597e-07 | -1.1985e-07 | -1.2387e-07 | -1.2801e-07 | -1.323e-07 | -1.3673e-07 | -1.413e-07 | -1.4603e-07 | -1.5092e-07 | -1.5597e-07 | -1.612e-07 | -1.6659e-07 | -1.7217e-07 | -1.7793e-07 | -1.8389e-07 | -1.9005e-07 | -1.9641e-07 | -2.0298e-07 | -2.0978e-07 | -2.168e-07
|  | Plus | Effective interest on AIIB POS | 0 | USD 000s | 16051.6733 | 0 | 0 | 0 | 0 | 0 | 266.4105 | 524.2502 | 570.7813 | 590.4073 | 664.2776 | 666.5486 | 655.0276 | 641.3269 | 628.73 | 615.7519 | 603.9355 | 587.8206 | 572.8804 | 555.9426 | 540.1273 | 522.8296 | 506.748 | 486.9658 | 468.3314 | 447.3797 | 427.4648 | 405.3552 | 388.2902 | 369.4922 | 351.8804 | 331.7224 | 312.5276 | 291.2115 | 270.9119 | 252.3568 | 235.6483 | 214.9941 | 197.8727 | 178.9306 | 160.7753 | 140.7357 | 121.4217 | 100.178 | 79.6246 | 57.1155 | 35.2547 | 11.436 | -2.0094e-09 | -2.0767e-09 | -2.1462e-09 | -2.2181e-09 | -2.2923e-09 | -2.3691e-09 | -2.4484e-09 | -2.5304e-09 | -2.6151e-09 | -2.7026e-09 | -2.7931e-09 | -2.8866e-09 | -2.9832e-09 | -3.0831e-09 | -3.1863e-09 | -3.293e-09 | -3.4032e-09 | -3.5171e-09 | -3.6349e-09 | -3.7565e-09 | -3.8823e-09 | -4.0123e-09 | -4.1466e-09 | -4.2854e-09 | -4.4289e-09 | -4.5771e-09 | -4.7304e-09 | -4.8887e-09 | -5.0524e-09 | -5.2215e-09 | -5.3963e-09 | -5.577e-09 | -5.7636e-09 | -5.9566e-09 | -6.156e-09 | -6.3621e-09 | -6.5751e-09 | -6.7952e-09 | -7.0227e-09 | -7.2578e-09
|  | Plus | AIIB flows | 0 | USD 000s | -16051.6733 | 0 | 0 | 0 | 0 | 7958.1076 | 7435.6742 | 865.7063 | 15.4791 | 1616.2169 | -596.4391 | -1010.6985 | -1064.2915 | -1017.6147 | -1016.4062 | -968.7274 | -1085.3135 | -1034.1074 | -1078.842 | -1028.3709 | -1056.8359 | -1003.2117 | -1097.6741 | -1043.6076 | -1094.1907 | -1042.2683 | -1087.9162 | -915.1134 | -949.8151 | -895.5852 | -954.0338 | -905.0995 | -949.276 | -897.5906 | -825.1832 | -751.4679 | -852.6206 | -726.4387 | -763.7021 | -721.2583 | -759.3901 | -717.676 | -756.0061 | -714.1402 | -752.0081 | -710.1326 | -746.7573 | -353.047 | 0 | 0 | 0 | 0 | 0 | 0 | 0 | 0 | 0 | 0 | 0 | 0 | 0 | 0 | 0 | 0 | 0 | 0 | 0 | 0 | 0 | 0 | 0 | 0 | 0 | 0 | 0 | 0 | 0 | 0 | 0 | 0 | 0 | 0 | 0 | 0 | 0 | 0 | 0 | 0
|  |  | AIIB IFRS balance |  | USD 000s |  |  | 0 | 0 | 0 | 7958.1076 | 15660.1923 | 17050.1488 | 17636.4092 | 19843.0335 | 19910.872 | 19566.7221 | 19157.4583 | 18781.1705 | 18393.4944 | 18040.519 | 17559.141 | 17112.8542 | 16606.8926 | 16134.4643 | 15617.7557 | 15137.3736 | 14546.4475 | 13989.8058 | 13363.9464 | 12769.0578 | 12108.6064 | 11598.8482 | 11037.3233 | 10511.2304 | 9909.077 | 9335.6998 | 8698.9514 | 8092.5723 | 7538.301 | 7039.1899 | 6422.2176 | 5910.7731 | 5344.9436 | 4802.6159 | 4204.0011 | 3627.0608 | 2992.4764 | 2378.5142 | 1706.1307 | 1053.1136 | 341.611 | -6.0025e-08 | -6.2035e-08 | -6.4112e-08 | -6.6258e-08 | -6.8476e-08 | -7.0768e-08 | -7.3137e-08 | -7.5586e-08 | -7.8116e-08 | -8.0731e-08 | -8.3434e-08 | -8.6227e-08 | -8.9113e-08 | -9.2097e-08 | -9.518e-08 | -9.8366e-08 | -1.0166e-07 | -1.0506e-07 | -1.0858e-07 | -1.1221e-07 | -1.1597e-07 | -1.1985e-07 | -1.2387e-07 | -1.2801e-07 | -1.323e-07 | -1.3673e-07 | -1.413e-07 | -1.4603e-07 | -1.5092e-07 | -1.5597e-07 | -1.612e-07 | -1.6659e-07 | -1.7217e-07 | -1.7793e-07 | -1.8389e-07 | -1.9005e-07 | -1.9641e-07 | -2.0298e-07 | -2.0978e-07 | -2.168e-07 | -2.2406e-07
|  |  | IFRIC 12 accounting used? | 1 | 1 = yes, 0 = no (/OL or FL)
|  |  | AIIB IFRS balance | 0 | USD 000s | 0 | 0 | 0 | 0 | 0 | 7958.1076 | 15660.1923 | 17050.1488 | 17636.4092 | 19843.0335 | 19910.872 | 19566.7221 | 19157.4583 | 18781.1705 | 18393.4944 | 18040.519 | 17559.141 | 17112.8542 | 16606.8926 | 16134.4643 | 15617.7557 | 15137.3736 | 14546.4475 | 13989.8058 | 13363.9464 | 12769.0578 | 12108.6064 | 11598.8482 | 11037.3233 | 10511.2304 | 9909.077 | 9335.6998 | 8698.9514 | 8092.5723 | 7538.301 | 7039.1899 | 6422.2176 | 5910.7731 | 5344.9436 | 4802.6159 | 4204.0011 | 3627.0608 | 2992.4764 | 2378.5142 | 1706.1307 | 1053.1136 | 341.611 | -6.0025e-08 | -6.2035e-08 | -6.4112e-08 | -6.6258e-08 | -6.8476e-08 | -7.0768e-08 | -7.3137e-08 | -7.5586e-08 | -7.8116e-08 | -8.0731e-08 | -8.3434e-08 | -8.6227e-08 | -8.9113e-08 | -9.2097e-08 | -9.518e-08 | -9.8366e-08 | -1.0166e-07 | -1.0506e-07 | -1.0858e-07 | -1.1221e-07 | -1.1597e-07 | -1.1985e-07 | -1.2387e-07 | -1.2801e-07 | -1.323e-07 | -1.3673e-07 | -1.413e-07 | -1.4603e-07 | -1.5092e-07 | -1.5597e-07 | -1.612e-07 | -1.6659e-07 | -1.7217e-07 | -1.7793e-07 | -1.8389e-07 | -1.9005e-07 | -1.9641e-07 | -2.0298e-07 | -2.0978e-07 | -2.168e-07 | -2.2406e-07
|  |  | AIIB balance | 0 | USD 000s | 0 | 0 | 0 | 0 | 0 | 8231.9014 | 16191.5792 | 17618.2735 | 18222.1885 | 20431.0959 | 20324.7317 | 19949.014 | 19518.447 | 19111.508 | 18704.4723 | 18327.1544 | 17829.4195 | 17358.6931 | 16838.3285 | 16343.6383 | 15814.0404 | 15313.6122 | 14711.9578 | 14140.5163 | 13505.9013 | 12895.8284 | 12227.6728 | 11704.3225 | 11135.9108 | 10597.4566 | 9989.1844 | 9406.6635 | 8764.607 | 8148.6892 | 7589.8439 | 7082.524 | 6461.5082 | 5942.9216 | 5373.5582 | 4826.11 | 4224.538 | 3642.7558 | 3005.871 | 2388.4228 | 1714.5183 | 1059.5378 | 347.4284 | 0.00025159 | 0.00025159 | 0.00025159 | 0.00025159 | 0.00025159 | 0.00025159 | 0.00025159 | 0.00025159 | 0.00025159 | 0.00025159 | 0.00025159 | 0.00025159 | 0.00025159 | 0.00025159 | 0.00025159 | 0.00025159 | 0.00025159 | 0.00025159 | 0.00025159 | 0.00025159 | 0.00025159 | 0.00025159 | 0.00025159 | 0.00025159 | 0.00025159 | 0.00025159 | 0.00025159 | 0.00025159 | 0.00025159 | 0.00025159 | 0.00025159 | 0.00025159 | 0.00025159 | 0.00025159 | 0.00025159 | 0.00025159 | 0.00025159 | 0.00025159 | 0.00025159 | 0.00025159 | 0.00025159
|  |  | AIIB IFRS balance |  | USD 000s |  |  | 0 | 0 | 0 | 7958.1076 | 15660.1923 | 17050.1488 | 17636.4092 | 19843.0335 | 19910.872 | 19566.7221 | 19157.4583 | 18781.1705 | 18393.4944 | 18040.519 | 17559.141 | 17112.8542 | 16606.8926 | 16134.4643 | 15617.7557 | 15137.3736 | 14546.4475 | 13989.8058 | 13363.9464 | 12769.0578 | 12108.6064 | 11598.8482 | 11037.3233 | 10511.2304 | 9909.077 | 9335.6998 | 8698.9514 | 8092.5723 | 7538.301 | 7039.1899 | 6422.2176 | 5910.7731 | 5344.9436 | 4802.6159 | 4204.0011 | 3627.0608 | 2992.4764 | 2378.5142 | 1706.1307 | 1053.1136 | 341.611 | -6.0025e-08 | -6.2035e-08 | -6.4112e-08 | -6.6258e-08 | -6.8476e-08 | -7.0768e-08 | -7.3137e-08 | -7.5586e-08 | -7.8116e-08 | -8.0731e-08 | -8.3434e-08 | -8.6227e-08 | -8.9113e-08 | -9.2097e-08 | -9.518e-08 | -9.8366e-08 | -1.0166e-07 | -1.0506e-07 | -1.0858e-07 | -1.1221e-07 | -1.1597e-07 | -1.1985e-07 | -1.2387e-07 | -1.2801e-07 | -1.323e-07 | -1.3673e-07 | -1.413e-07 | -1.4603e-07 | -1.5092e-07 | -1.5597e-07 | -1.612e-07 | -1.6659e-07 | -1.7217e-07 | -1.7793e-07 | -1.8389e-07 | -1.9005e-07 | -1.9641e-07 | -2.0298e-07 | -2.0978e-07 | -2.168e-07 | -2.2406e-07
SENIOR DEBT EIB
|  |  | EIB interest and fees during construction | 0 | USD 000s | 2387.8509 | 0 | 0 | 0 | 0 | 272.7864 | 492.5857 | 523.1281 | 547.9014 | 551.4494 | 0 | 0 | 0 | 0 | 0 | 0 | 0 | 0 | 0 | 0 | 0 | 0 | 0 | 0 | 0 | 0 | 0 | 0 | 0 | 0 | 0 | 0 | 0 | 0 | 0 | 0 | 0 | 0 | 0 | 0 | 0 | 0 | 0 | 0 | 0 | 0 | 0 | 0 | 0 | 0 | 0 | 0 | 0 | 0 | 0 | 0 | 0 | 0 | 0 | 0 | 0 | 0 | 0 | 0 | 0 | 0 | 0 | 0 | 0 | 0 | 0 | 0 | 0 | 0 | 0 | 0 | 0 | 0 | 0 | 0 | 0 | 0 | 0 | 0 | 0 | 0 | 0 | 0
|  |  | Financial expenses during construction - EIB |  | USD 000s | 2387.8509 |  | 0 | 0 | 0 | 272.7864 | 492.5857 | 523.1281 | 547.9014 | 551.4494 | 0 | 0 | 0 | 0 | 0 | 0 | 0 | 0 | 0 | 0 | 0 | 0 | 0 | 0 | 0 | 0 | 0 | 0 | 0 | 0 | 0 | 0 | 0 | 0 | 0 | 0 | 0 | 0 | 0 | 0 | 0 | 0 | 0 | 0 | 0 | 0 | 0 | 0 | 0 | 0 | 0 | 0 | 0 | 0 | 0 | 0 | 0 | 0 | 0 | 0 | 0 | 0 | 0 | 0 | 0 | 0 | 0 | 0 | 0 | 0 | 0 | 0 | 0 | 0 | 0 | 0 | 0 | 0 | 0 | 0 | 0 | 0 | 0 | 0 | 0 | 0 | 0 | 0
|  |  | IFRIC 12 accounting used? | 1 | 1 = yes, 0 = no (/OL or FL)
|  |  | Financial expenses during construction - EIB | 0 | USD 000s | 2387.8509 | 0 | 0 | 0 | 0 | 272.7864 | 492.5857 | 523.1281 | 547.9014 | 551.4494 | 0 | 0 | 0 | 0 | 0 | 0 | 0 | 0 | 0 | 0 | 0 | 0 | 0 | 0 | 0 | 0 | 0 | 0 | 0 | 0 | 0 | 0 | 0 | 0 | 0 | 0 | 0 | 0 | 0 | 0 | 0 | 0 | 0 | 0 | 0 | 0 | 0 | 0 | 0 | 0 | 0 | 0 | 0 | 0 | 0 | 0 | 0 | 0 | 0 | 0 | 0 | 0 | 0 | 0 | 0 | 0 | 0 | 0 | 0 | 0 | 0 | 0 | 0 | 0 | 0 | 0 | 0 | 0 | 0 | 0 | 0 | 0 | 0 | 0 | 0 | 0 | 0 | 0
|  |  | EIB drawdown s.a. | 0 | USD 000s | 20431.0959 | 0 | 0 | 0 | 0 | 8231.9014 | 7959.6778 | 1426.6943 | 603.915 | 2208.9074 | 0 | 0 | 0 | 0 | 0 | 0 | 0 | 0 | 0 | 0 | 0 | 0 | 0 | 0 | 0 | 0 | 0 | 0 | 0 | 0 | 0 | 0 | 0 | 0 | 0 | 0 | 0 | 0 | 0 | 0 | 0 | 0 | 0 | 0 | 0 | 0 | 0 | 0 | 0 | 0 | 0 | 0 | 0 | 0 | 0 | 0 | 0 | 0 | 0 | 0 | 0 | 0 | 0 | 0 | 0 | 0 | 0 | 0 | 0 | 0 | 0 | 0 | 0 | 0 | 0 | 0 | 0 | 0 | 0 | 0 | 0 | 0 | 0 | 0 | 0 | 0 | 0 | 0
|  |  | Upfront financial expenses to be adjusted with debt drawdown - t4 |  | USD 000s | 0 |  | 0 | 0 | 0 | 0 | 0 | 0 | 0 | 0 | 0 | 0 | 0 | 0 | 0 | 0 | 0 | 0 | 0 | 0 | 0 | 0 | 0 | 0 | 0 | 0 | 0 | 0 | 0 | 0 | 0 | 0 | 0 | 0 | 0 | 0 | 0 | 0 | 0 | 0 | 0 | 0 | 0 | 0 | 0 | 0 | 0 | 0 | 0 | 0 | 0 | 0 | 0 | 0 | 0 | 0 | 0 | 0 | 0 | 0 | 0 | 0 | 0 | 0 | 0 | 0 | 0 | 0 | 0 | 0 | 0 | 0 | 0 | 0 | 0 | 0 | 0 | 0 | 0 | 0 | 0 | 0 | 0 | 0 | 0 | 0 | 0 | 0
|  |  | Total upfront financial expenses to be adjusted with debt drawdown - t4 | 0 | USD 000s
|  |  | Total upfront financial expenses to be adjusted with debt drawdown - t4 | 0 | USD 000s
|  |  | EIB drawdown s.a. | 0 | USD 000s | 20431.0959 | 0 | 0 | 0 | 0 | 8231.9014 | 7959.6778 | 1426.6943 | 603.915 | 2208.9074 | 0 | 0 | 0 | 0 | 0 | 0 | 0 | 0 | 0 | 0 | 0 | 0 | 0 | 0 | 0 | 0 | 0 | 0 | 0 | 0 | 0 | 0 | 0 | 0 | 0 | 0 | 0 | 0 | 0 | 0 | 0 | 0 | 0 | 0 | 0 | 0 | 0 | 0 | 0 | 0 | 0 | 0 | 0 | 0 | 0 | 0 | 0 | 0 | 0 | 0 | 0 | 0 | 0 | 0 | 0 | 0 | 0 | 0 | 0 | 0 | 0 | 0 | 0 | 0 | 0 | 0 | 0 | 0 | 0 | 0 | 0 | 0 | 0 | 0 | 0 | 0 | 0 | 0
|  |  | Financial expenses during construction - EIB | 0 | USD 000s | 2387.8509 | 0 | 0 | 0 | 0 | 272.7864 | 492.5857 | 523.1281 | 547.9014 | 551.4494 | 0 | 0 | 0 | 0 | 0 | 0 | 0 | 0 | 0 | 0 | 0 | 0 | 0 | 0 | 0 | 0 | 0 | 0 | 0 | 0 | 0 | 0 | 0 | 0 | 0 | 0 | 0 | 0 | 0 | 0 | 0 | 0 | 0 | 0 | 0 | 0 | 0 | 0 | 0 | 0 | 0 | 0 | 0 | 0 | 0 | 0 | 0 | 0 | 0 | 0 | 0 | 0 | 0 | 0 | 0 | 0 | 0 | 0 | 0 | 0 | 0 | 0 | 0 | 0 | 0 | 0 | 0 | 0 | 0 | 0 | 0 | 0 | 0 | 0 | 0 | 0 | 0 | 0
|  |  | Upfront financial expenses to be adjusted - addition |  | USD 000s | 0 |  | 0 | 0 | 0 | 0 | 0 | 0 | 0 | 0 | 0 | 0 | 0 | 0 | 0 | 0 | 0 | 0 | 0 | 0 | 0 | 0 | 0 | 0 | 0 | 0 | 0 | 0 | 0 | 0 | 0 | 0 | 0 | 0 | 0 | 0 | 0 | 0 | 0 | 0 | 0 | 0 | 0 | 0 | 0 | 0 | 0 | 0 | 0 | 0 | 0 | 0 | 0 | 0 | 0 | 0 | 0 | 0 | 0 | 0 | 0 | 0 | 0 | 0 | 0 | 0 | 0 | 0 | 0 | 0 | 0 | 0 | 0 | 0 | 0 | 0 | 0 | 0 | 0 | 0 | 0 | 0 | 0 | 0 | 0 | 0 | 0 | 0
|  |  | Total upfront financial expenses to be adjusted with debt drawdown - t4 | 0 | USD 000s
|  |  | Financial expenses during construction - EIB | 0 | USD 000s | 2387.8509 | 0 | 0 | 0 | 0 | 272.7864 | 492.5857 | 523.1281 | 547.9014 | 551.4494 | 0 | 0 | 0 | 0 | 0 | 0 | 0 | 0 | 0 | 0 | 0 | 0 | 0 | 0 | 0 | 0 | 0 | 0 | 0 | 0 | 0 | 0 | 0 | 0 | 0 | 0 | 0 | 0 | 0 | 0 | 0 | 0 | 0 | 0 | 0 | 0 | 0 | 0 | 0 | 0 | 0 | 0 | 0 | 0 | 0 | 0 | 0 | 0 | 0 | 0 | 0 | 0 | 0 | 0 | 0 | 0 | 0 | 0 | 0 | 0 | 0 | 0 | 0 | 0 | 0 | 0 | 0 | 0 | 0 | 0 | 0 | 0 | 0 | 0 | 0 | 0 | 0 | 0
|  |  | Upfront financial expenses to be adjusted - reduction - t4 |  | USD 000s | 0 | 0 | 0 | 0 | 0 | 0 | 0 | 0 | 0 | 0 | 0 | 0 | 0 | 0 | 0 | 0 | 0 | 0 | 0 | 0 | 0 | 0 | 0 | 0 | 0 | 0 | 0 | 0 | 0 | 0 | 0 | 0 | 0 | 0 | 0 | 0 | 0 | 0 | 0 | 0 | 0 | 0 | 0 | 0 | 0 | 0 | 0 | 0 | 0 | 0 | 0 | 0 | 0 | 0 | 0 | 0 | 0 | 0 | 0 | 0 | 0 | 0 | 0 | 0 | 0 | 0 | 0 | 0 | 0 | 0 | 0 | 0 | 0 | 0 | 0 | 0 | 0 | 0 | 0 | 0 | 0 | 0 | 0 | 0 | 0 | 0 | 0 | 0
|  |  | Prepaid upfront fee asset balance BEG - EIB |  | USD 000s |  |  | 0 | 0 | 0 | 0 | 0 | 0 | 0 | 0 | 0 | 0 | 0 | 0 | 0 | 0 | 0 | 0 | 0 | 0 | 0 | 0 | 0 | 0 | 0 | 0 | 0 | 0 | 0 | 0 | 0 | 0 | 0 | 0 | 0 | 0 | 0 | 0 | 0 | 0 | 0 | 0 | 0 | 0 | 0 | 0 | 0 | 0 | 0 | 0 | 0 | 0 | 0 | 0 | 0 | 0 | 0 | 0 | 0 | 0 | 0 | 0 | 0 | 0 | 0 | 0 | 0 | 0 | 0 | 0 | 0 | 0 | 0 | 0 | 0 | 0 | 0 | 0 | 0 | 0 | 0 | 0 | 0 | 0 | 0 | 0 | 0 | 0
|  | Plus | Upfront financial expenses to be adjusted - reduction - t4 | 0 | USD 000s | 0 | 0 | 0 | 0 | 0 | 0 | 0 | 0 | 0 | 0 | 0 | 0 | 0 | 0 | 0 | 0 | 0 | 0 | 0 | 0 | 0 | 0 | 0 | 0 | 0 | 0 | 0 | 0 | 0 | 0 | 0 | 0 | 0 | 0 | 0 | 0 | 0 | 0 | 0 | 0 | 0 | 0 | 0 | 0 | 0 | 0 | 0 | 0 | 0 | 0 | 0 | 0 | 0 | 0 | 0 | 0 | 0 | 0 | 0 | 0 | 0 | 0 | 0 | 0 | 0 | 0 | 0 | 0 | 0 | 0 | 0 | 0 | 0 | 0 | 0 | 0 | 0 | 0 | 0 | 0 | 0 | 0 | 0 | 0 | 0 | 0 | 0 | 0
|  | Less | Upfront financial expenses to be adjusted - addition | 0 | USD 000s | 0 | 0 | 0 | 0 | 0 | 0 | 0 | 0 | 0 | 0 | 0 | 0 | 0 | 0 | 0 | 0 | 0 | 0 | 0 | 0 | 0 | 0 | 0 | 0 | 0 | 0 | 0 | 0 | 0 | 0 | 0 | 0 | 0 | 0 | 0 | 0 | 0 | 0 | 0 | 0 | 0 | 0 | 0 | 0 | 0 | 0 | 0 | 0 | 0 | 0 | 0 | 0 | 0 | 0 | 0 | 0 | 0 | 0 | 0 | 0 | 0 | 0 | 0 | 0 | 0 | 0 | 0 | 0 | 0 | 0 | 0 | 0 | 0 | 0 | 0 | 0 | 0 | 0 | 0 | 0 | 0 | 0 | 0 | 0 | 0 | 0 | 0 | 0
|  |  | Prepaid upfront fee asset balance - EIB |  | USD 000s |  |  | 0 | 0 | 0 | 0 | 0 | 0 | 0 | 0 | 0 | 0 | 0 | 0 | 0 | 0 | 0 | 0 | 0 | 0 | 0 | 0 | 0 | 0 | 0 | 0 | 0 | 0 | 0 | 0 | 0 | 0 | 0 | 0 | 0 | 0 | 0 | 0 | 0 | 0 | 0 | 0 | 0 | 0 | 0 | 0 | 0 | 0 | 0 | 0 | 0 | 0 | 0 | 0 | 0 | 0 | 0 | 0 | 0 | 0 | 0 | 0 | 0 | 0 | 0 | 0 | 0 | 0 | 0 | 0 | 0 | 0 | 0 | 0 | 0 | 0 | 0 | 0 | 0 | 0 | 0 | 0 | 0 | 0 | 0 | 0 | 0 | 0
|  |  | Financial expenses during construction - EIB | 0 | USD 000s | 2387.8509 | 0 | 0 | 0 | 0 | 272.7864 | 492.5857 | 523.1281 | 547.9014 | 551.4494 | 0 | 0 | 0 | 0 | 0 | 0 | 0 | 0 | 0 | 0 | 0 | 0 | 0 | 0 | 0 | 0 | 0 | 0 | 0 | 0 | 0 | 0 | 0 | 0 | 0 | 0 | 0 | 0 | 0 | 0 | 0 | 0 | 0 | 0 | 0 | 0 | 0 | 0 | 0 | 0 | 0 | 0 | 0 | 0 | 0 | 0 | 0 | 0 | 0 | 0 | 0 | 0 | 0 | 0 | 0 | 0 | 0 | 0 | 0 | 0 | 0 | 0 | 0 | 0 | 0 | 0 | 0 | 0 | 0 | 0 | 0 | 0 | 0 | 0 | 0 | 0 | 0 | 0
|  |  | Upfront financial expenses to be adjusted - reduction - t4 | 0 | USD 000s | 0 | 0 | 0 | 0 | 0 | 0 | 0 | 0 | 0 | 0 | 0 | 0 | 0 | 0 | 0 | 0 | 0 | 0 | 0 | 0 | 0 | 0 | 0 | 0 | 0 | 0 | 0 | 0 | 0 | 0 | 0 | 0 | 0 | 0 | 0 | 0 | 0 | 0 | 0 | 0 | 0 | 0 | 0 | 0 | 0 | 0 | 0 | 0 | 0 | 0 | 0 | 0 | 0 | 0 | 0 | 0 | 0 | 0 | 0 | 0 | 0 | 0 | 0 | 0 | 0 | 0 | 0 | 0 | 0 | 0 | 0 | 0 | 0 | 0 | 0 | 0 | 0 | 0 | 0 | 0 | 0 | 0 | 0 | 0 | 0 | 0 | 0 | 0
|  |  | Upfront financial expenses to be adjusted - addition | 0 | USD 000s | 0 | 0 | 0 | 0 | 0 | 0 | 0 | 0 | 0 | 0 | 0 | 0 | 0 | 0 | 0 | 0 | 0 | 0 | 0 | 0 | 0 | 0 | 0 | 0 | 0 | 0 | 0 | 0 | 0 | 0 | 0 | 0 | 0 | 0 | 0 | 0 | 0 | 0 | 0 | 0 | 0 | 0 | 0 | 0 | 0 | 0 | 0 | 0 | 0 | 0 | 0 | 0 | 0 | 0 | 0 | 0 | 0 | 0 | 0 | 0 | 0 | 0 | 0 | 0 | 0 | 0 | 0 | 0 | 0 | 0 | 0 | 0 | 0 | 0 | 0 | 0 | 0 | 0 | 0 | 0 | 0 | 0 | 0 | 0 | 0 | 0 | 0 | 0
|  |  | Financial expenses adjusted - EIB |  | USD 000s | 2387.8509 |  | 0 | 0 | 0 | 272.7864 | 492.5857 | 523.1281 | 547.9014 | 551.4494 | 0 | 0 | 0 | 0 | 0 | 0 | 0 | 0 | 0 | 0 | 0 | 0 | 0 | 0 | 0 | 0 | 0 | 0 | 0 | 0 | 0 | 0 | 0 | 0 | 0 | 0 | 0 | 0 | 0 | 0 | 0 | 0 | 0 | 0 | 0 | 0 | 0 | 0 | 0 | 0 | 0 | 0 | 0 | 0 | 0 | 0 | 0 | 0 | 0 | 0 | 0 | 0 | 0 | 0 | 0 | 0 | 0 | 0 | 0 | 0 | 0 | 0 | 0 | 0 | 0 | 0 | 0 | 0 | 0 | 0 | 0 | 0 | 0 | 0 | 0 | 0 | 0 | 0
|  |  | EIB drawdown s.a. | 0 | USD 000s | 20431.0959 | 0 | 0 | 0 | 0 | 8231.9014 | 7959.6778 | 1426.6943 | 603.915 | 2208.9074 | 0 | 0 | 0 | 0 | 0 | 0 | 0 | 0 | 0 | 0 | 0 | 0 | 0 | 0 | 0 | 0 | 0 | 0 | 0 | 0 | 0 | 0 | 0 | 0 | 0 | 0 | 0 | 0 | 0 | 0 | 0 | 0 | 0 | 0 | 0 | 0 | 0 | 0 | 0 | 0 | 0 | 0 | 0 | 0 | 0 | 0 | 0 | 0 | 0 | 0 | 0 | 0 | 0 | 0 | 0 | 0 | 0 | 0 | 0 | 0 | 0 | 0 | 0 | 0 | 0 | 0 | 0 | 0 | 0 | 0 | 0 | 0 | 0 | 0 | 0 | 0 | 0 | 0
|  |  | Financial expenses adjusted - EIB | 0 | USD 000s | 2387.8509 | 0 | 0 | 0 | 0 | 272.7864 | 492.5857 | 523.1281 | 547.9014 | 551.4494 | 0 | 0 | 0 | 0 | 0 | 0 | 0 | 0 | 0 | 0 | 0 | 0 | 0 | 0 | 0 | 0 | 0 | 0 | 0 | 0 | 0 | 0 | 0 | 0 | 0 | 0 | 0 | 0 | 0 | 0 | 0 | 0 | 0 | 0 | 0 | 0 | 0 | 0 | 0 | 0 | 0 | 0 | 0 | 0 | 0 | 0 | 0 | 0 | 0 | 0 | 0 | 0 | 0 | 0 | 0 | 0 | 0 | 0 | 0 | 0 | 0 | 0 | 0 | 0 | 0 | 0 | 0 | 0 | 0 | 0 | 0 | 0 | 0 | 0 | 0 | 0 | 0 | 0
|  |  | EIB interest POS | 0 | USD 000s | 12507.6535 | 0 | 0 | 0 | 0 | 0 | 0 | 0 | 0 | 0 | 454.5759 | 587.9513 | 586.8793 | 565.8101 | 564.6971 | 548.2049 | 544.6824 | 522.3675 | 517.7153 | 494.7699 | 488.7108 | 466.0921 | 459.7205 | 437.6632 | 425.8648 | 400.4886 | 388.8107 | 362.9006 | 353.1255 | 330.6723 | 319.9476 | 298.4642 | 284.0896 | 260.4559 | 246.0889 | 225.4793 | 213.6436 | 191.6696 | 179.0078 | 160.0439 | 145.1566 | 124.9488 | 109.3798 | 88.7778 | 71.5534 | 50.5294 | 31.6152 | 5.0993 | 0 | 0 | 0 | 0 | 0 | 0 | 0 | 0 | 0 | 0 | 0 | 0 | 0 | 0 | 0 | 0 | 0 | 0 | 0 | 0 | 0 | 0 | 0 | 0 | 0 | 0 | 0 | 0 | 0 | 0 | 0 | 0 | 0 | 0 | 0 | 0 | 0 | 0 | 0 | 0
|  |  | EIB reduction | 0 | USD 000s | 20431.0958 | 0 | 0 | 0 | 0 | 0 | 0 | 0 | 0 | 0 | 147.1039 | 371.8459 | 420.8806 | 406.5788 | 404.5357 | 380.0184 | 495.4073 | 475.9737 | 519.8329 | 498.3938 | 528.9709 | 505.2967 | 600.2134 | 576.0428 | 633.8153 | 614.0932 | 665.6279 | 528.0423 | 565.8894 | 543.5014 | 606.9254 | 585.535 | 639.3393 | 619.4488 | 557.9853 | 512.2539 | 618.309 | 520.9929 | 565.9414 | 547.5534 | 596.588 | 580.2431 | 629.2778 | 614.976 | 664.0106 | 649.7088 | 700.7866 | 339.1562 | 0 | 0 | 0 | 0 | 0 | 0 | 0 | 0 | 0 | 0 | 0 | 0 | 0 | 0 | 0 | 0 | 0 | 0 | 0 | 0 | 0 | 0 | 0 | 0 | 0 | 0 | 0 | 0 | 0 | 0 | 0 | 0 | 0 | 0 | 0 | 0 | 0 | 0 | 0 | 0
|  |  | EIB flows NEG |  | USD 000s | 14895.5044 |  | 0 | 0 | 0 | -7959.115 | -7467.0921 | -903.5662 | -56.0136 | -1657.458 | 601.6798 | 959.7972 | 1007.7599 | 972.3889 | 969.2328 | 928.2233 | 1040.0897 | 998.3412 | 1037.5482 | 993.1638 | 1017.6817 | 971.3888 | 1059.9339 | 1013.706 | 1059.6801 | 1014.5819 | 1054.4386 | 890.943 | 919.0149 | 874.1737 | 926.873 | 883.9992 | 923.4289 | 879.9047 | 804.0742 | 737.7333 | 831.9526 | 712.6625 | 744.9491 | 707.5973 | 741.7446 | 705.1919 | 738.6576 | 703.7538 | 735.564 | 700.2383 | 732.4018 | 344.2555 | 0 | 0 | 0 | 0 | 0 | 0 | 0 | 0 | 0 | 0 | 0 | 0 | 0 | 0 | 0 | 0 | 0 | 0 | 0 | 0 | 0 | 0 | 0 | 0 | 0 | 0 | 0 | 0 | 0 | 0 | 0 | 0 | 0 | 0 | 0 | 0 | 0 | 0 | 0 | 0
|  |  | EIB flows |  | USD 000s | -14895.5044 |  | 0 | 0 | 0 | 7959.115 | 7467.0921 | 903.5662 | 56.0136 | 1657.458 | -601.6798 | -959.7972 | -1007.7599 | -972.3889 | -969.2328 | -928.2233 | -1040.0897 | -998.3412 | -1037.5482 | -993.1638 | -1017.6817 | -971.3888 | -1059.9339 | -1013.706 | -1059.6801 | -1014.5819 | -1054.4386 | -890.943 | -919.0149 | -874.1737 | -926.873 | -883.9992 | -923.4289 | -879.9047 | -804.0742 | -737.7333 | -831.9526 | -712.6625 | -744.9491 | -707.5973 | -741.7446 | -705.1919 | -738.6576 | -703.7538 | -735.564 | -700.2383 | -732.4018 | -344.2555 | 0 | 0 | 0 | 0 | 0 | 0 | 0 | 0 | 0 | 0 | 0 | 0 | 0 | 0 | 0 | 0 | 0 | 0 | 0 | 0 | 0 | 0 | 0 | 0 | 0 | 0 | 0 | 0 | 0 | 0 | 0 | 0 | 0 | 0 | 0 | 0 | 0 | 0 | 0 | 0
|  |  | EIB flows NEG | 0 | USD 000s | 14895.5044 | 0 | 0 | 0 | 0 | -7959.115 | -7467.0921 | -903.5662 | -56.0136 | -1657.458 | 601.6798 | 959.7972 | 1007.7599 | 972.3889 | 969.2328 | 928.2233 | 1040.0897 | 998.3412 | 1037.5482 | 993.1638 | 1017.6817 | 971.3888 | 1059.9339 | 1013.706 | 1059.6801 | 1014.5819 | 1054.4386 | 890.943 | 919.0149 | 874.1737 | 926.873 | 883.9992 | 923.4289 | 879.9047 | 804.0742 | 737.7333 | 831.9526 | 712.6625 | 744.9491 | 707.5973 | 741.7446 | 705.1919 | 738.6576 | 703.7538 | 735.564 | 700.2383 | 732.4018 | 344.2555 | 0 | 0 | 0 | 0 | 0 | 0 | 0 | 0 | 0 | 0 | 0 | 0 | 0 | 0 | 0 | 0 | 0 | 0 | 0 | 0 | 0 | 0 | 0 | 0 | 0 | 0 | 0 | 0 | 0 | 0 | 0 | 0 | 0 | 0 | 0 | 0 | 0 | 0 | 0 | 0
|  |  | EIB effective interest rate | 3.114% | p.period
|  |  | EIB effective interest rate | 3.114% | p.period
|  |  | EIB IFRS balance BEG | 0 | USD 000s | 0 | 0 | 0 | 0 | 0 | 0 | 7959.115 | 15674.0918 | 17065.8239 | 17653.3485 | 19860.6158 | 19877.4902 | 19536.7726 | 19137.4808 | 18761.1242 | 18376.2022 | 18020.3013 | 17541.4495 | 17089.4326 | 16584.1307 | 16107.4757 | 15591.4575 | 15105.661 | 14516.1892 | 13954.5865 | 13329.5187 | 12730.0815 | 12072.1182 | 11557.1585 | 10998.0885 | 10466.4476 | 9865.5496 | 9288.8106 | 8654.6795 | 8044.3227 | 7490.7871 | 6986.3526 | 6371.9883 | 5857.7798 | 5295.2698 | 4752.5924 | 4158.8662 | 3583.2012 | 2956.1415 | 2344.4561 | 1681.9096 | 1034.054 | 333.8576 | -9.997e-09 | -1.0308e-08 | -1.0629e-08 | -1.096e-08 | -1.1302e-08 | -1.1654e-08 | -1.2017e-08 | -1.2391e-08 | -1.2777e-08 | -1.3175e-08 | -1.3585e-08 | -1.4008e-08 | -1.4445e-08 | -1.4894e-08 | -1.5358e-08 | -1.5837e-08 | -1.633e-08 | -1.6838e-08 | -1.7363e-08 | -1.7904e-08 | -1.8461e-08 | -1.9036e-08 | -1.9629e-08 | -2.024e-08 | -2.0871e-08 | -2.1521e-08 | -2.2191e-08 | -2.2882e-08 | -2.3595e-08 | -2.433e-08 | -2.5088e-08 | -2.5869e-08 | -2.6675e-08 | -2.7505e-08 | -2.8362e-08 | -2.9245e-08 | -3.0156e-08 | -3.1095e-08 | -3.2064e-08 | -3.3062e-08
|  |  | Effective interest on EIB POS |  | USD 000s | 14895.5044 |  | 0 | 0 | 0 | 0 | 247.8847 | 488.1658 | 531.511 | 549.8093 | 618.5541 | 619.0797 | 608.4681 | 596.0323 | 584.3107 | 572.3224 | 561.238 | 546.3242 | 532.2463 | 516.5088 | 501.6635 | 485.5922 | 470.4622 | 452.1032 | 434.6123 | 415.1447 | 396.4753 | 375.9832 | 359.9449 | 342.5328 | 325.975 | 307.2602 | 289.2978 | 269.5479 | 250.5385 | 233.2988 | 217.5883 | 198.454 | 182.4391 | 164.9199 | 148.0184 | 129.5269 | 111.5979 | 92.0683 | 73.0175 | 52.3827 | 32.2054 | 10.3979 | -3.1135e-10 | -3.2105e-10 | -3.3105e-10 | -3.4136e-10 | -3.5199e-10 | -3.6295e-10 | -3.7426e-10 | -3.8592e-10 | -3.9793e-10 | -4.1033e-10 | -4.2311e-10 | -4.3629e-10 | -4.4987e-10 | -4.6388e-10 | -4.7833e-10 | -4.9323e-10 | -5.0859e-10 | -5.2443e-10 | -5.4076e-10 | -5.5761e-10 | -5.7497e-10 | -5.9288e-10 | -6.1135e-10 | -6.3039e-10 | -6.5002e-10 | -6.7026e-10 | -6.9114e-10 | -7.1266e-10 | -7.3486e-10 | -7.5775e-10 | -7.8135e-10 | -8.0568e-10 | -8.3077e-10 | -8.5665e-10 | -8.8333e-10 | -9.1084e-10 | -9.3921e-10 | -9.6846e-10 | -9.9862e-10 | -1.0297e-09
|  |  | Effective interest on EIB |  | USD 000s | -14895.5044 |  | 0 | 0 | 0 | 0 | -247.8847 | -488.1658 | -531.511 | -549.8093 | -618.5541 | -619.0797 | -608.4681 | -596.0323 | -584.3107 | -572.3224 | -561.238 | -546.3242 | -532.2463 | -516.5088 | -501.6635 | -485.5922 | -470.4622 | -452.1032 | -434.6123 | -415.1447 | -396.4753 | -375.9832 | -359.9449 | -342.5328 | -325.975 | -307.2602 | -289.2978 | -269.5479 | -250.5385 | -233.2988 | -217.5883 | -198.454 | -182.4391 | -164.9199 | -148.0184 | -129.5269 | -111.5979 | -92.0683 | -73.0175 | -52.3827 | -32.2054 | -10.3979 | 3.1135e-10 | 3.2105e-10 | 3.3105e-10 | 3.4136e-10 | 3.5199e-10 | 3.6295e-10 | 3.7426e-10 | 3.8592e-10 | 3.9793e-10 | 4.1033e-10 | 4.2311e-10 | 4.3629e-10 | 4.4987e-10 | 4.6388e-10 | 4.7833e-10 | 4.9323e-10 | 5.0859e-10 | 5.2443e-10 | 5.4076e-10 | 5.5761e-10 | 5.7497e-10 | 5.9288e-10 | 6.1135e-10 | 6.3039e-10 | 6.5002e-10 | 6.7026e-10 | 6.9114e-10 | 7.1266e-10 | 7.3486e-10 | 7.5775e-10 | 7.8135e-10 | 8.0568e-10 | 8.3077e-10 | 8.5665e-10 | 8.8333e-10 | 9.1084e-10 | 9.3921e-10 | 9.6846e-10 | 9.9862e-10 | 1.0297e-09
Effective interest on EIB
|  |  | IFRIC 12 accounting used? | 1 | 1 = yes, 0 = no (/OL or FL)
|  |  | Effective interest on EIB | 0 | USD 000s | -14895.5044 | 0 | 0 | 0 | 0 | 0 | -247.8847 | -488.1658 | -531.511 | -549.8093 | -618.5541 | -619.0797 | -608.4681 | -596.0323 | -584.3107 | -572.3224 | -561.238 | -546.3242 | -532.2463 | -516.5088 | -501.6635 | -485.5922 | -470.4622 | -452.1032 | -434.6123 | -415.1447 | -396.4753 | -375.9832 | -359.9449 | -342.5328 | -325.975 | -307.2602 | -289.2978 | -269.5479 | -250.5385 | -233.2988 | -217.5883 | -198.454 | -182.4391 | -164.9199 | -148.0184 | -129.5269 | -111.5979 | -92.0683 | -73.0175 | -52.3827 | -32.2054 | -10.3979 | 3.1135e-10 | 3.2105e-10 | 3.3105e-10 | 3.4136e-10 | 3.5199e-10 | 3.6295e-10 | 3.7426e-10 | 3.8592e-10 | 3.9793e-10 | 4.1033e-10 | 4.2311e-10 | 4.3629e-10 | 4.4987e-10 | 4.6388e-10 | 4.7833e-10 | 4.9323e-10 | 5.0859e-10 | 5.2443e-10 | 5.4076e-10 | 5.5761e-10 | 5.7497e-10 | 5.9288e-10 | 6.1135e-10 | 6.3039e-10 | 6.5002e-10 | 6.7026e-10 | 6.9114e-10 | 7.1266e-10 | 7.3486e-10 | 7.5775e-10 | 7.8135e-10 | 8.0568e-10 | 8.3077e-10 | 8.5665e-10 | 8.8333e-10 | 9.1084e-10 | 9.3921e-10 | 9.6846e-10 | 9.9862e-10 | 1.0297e-09
|  |  | EIB interest | 0 | USD 000s | -12507.6535 | 0 | 0 | 0 | 0 | 0 | 0 | 0 | 0 | 0 | -454.5759 | -587.9513 | -586.8793 | -565.8101 | -564.6971 | -548.2049 | -544.6824 | -522.3675 | -517.7153 | -494.7699 | -488.7108 | -466.0921 | -459.7205 | -437.6632 | -425.8648 | -400.4886 | -388.8107 | -362.9006 | -353.1255 | -330.6723 | -319.9476 | -298.4642 | -284.0896 | -260.4559 | -246.0889 | -225.4793 | -213.6436 | -191.6696 | -179.0078 | -160.0439 | -145.1566 | -124.9488 | -109.3798 | -88.7778 | -71.5534 | -50.5294 | -31.6152 | -5.0993 | 0 | 0 | 0 | 0 | 0 | 0 | 0 | 0 | 0 | 0 | 0 | 0 | 0 | 0 | 0 | 0 | 0 | 0 | 0 | 0 | 0 | 0 | 0 | 0 | 0 | 0 | 0 | 0 | 0 | 0 | 0 | 0 | 0 | 0 | 0 | 0 | 0 | 0 | 0 | 0
|  |  | Effective interest on EIB |  | USD 000s | -14895.5044 |  | 0 | 0 | 0 | 0 | -247.8847 | -488.1658 | -531.511 | -549.8093 | -618.5541 | -619.0797 | -608.4681 | -596.0323 | -584.3107 | -572.3224 | -561.238 | -546.3242 | -532.2463 | -516.5088 | -501.6635 | -485.5922 | -470.4622 | -452.1032 | -434.6123 | -415.1447 | -396.4753 | -375.9832 | -359.9449 | -342.5328 | -325.975 | -307.2602 | -289.2978 | -269.5479 | -250.5385 | -233.2988 | -217.5883 | -198.454 | -182.4391 | -164.9199 | -148.0184 | -129.5269 | -111.5979 | -92.0683 | -73.0175 | -52.3827 | -32.2054 | -10.3979 | 3.1135e-10 | 3.2105e-10 | 3.3105e-10 | 3.4136e-10 | 3.5199e-10 | 3.6295e-10 | 3.7426e-10 | 3.8592e-10 | 3.9793e-10 | 4.1033e-10 | 4.2311e-10 | 4.3629e-10 | 4.4987e-10 | 4.6388e-10 | 4.7833e-10 | 4.9323e-10 | 5.0859e-10 | 5.2443e-10 | 5.4076e-10 | 5.5761e-10 | 5.7497e-10 | 5.9288e-10 | 6.1135e-10 | 6.3039e-10 | 6.5002e-10 | 6.7026e-10 | 6.9114e-10 | 7.1266e-10 | 7.3486e-10 | 7.5775e-10 | 7.8135e-10 | 8.0568e-10 | 8.3077e-10 | 8.5665e-10 | 8.8333e-10 | 9.1084e-10 | 9.3921e-10 | 9.6846e-10 | 9.9862e-10 | 1.0297e-09
|  |  | Effective interest on EIB POS |  | USD 000s | 14895.5044 |  | 0 | 0 | 0 | 0 | 247.8847 | 488.1658 | 531.511 | 549.8093 | 618.5541 | 619.0797 | 608.4681 | 596.0323 | 584.3107 | 572.3224 | 561.238 | 546.3242 | 532.2463 | 516.5088 | 501.6635 | 485.5922 | 470.4622 | 452.1032 | 434.6123 | 415.1447 | 396.4753 | 375.9832 | 359.9449 | 342.5328 | 325.975 | 307.2602 | 289.2978 | 269.5479 | 250.5385 | 233.2988 | 217.5883 | 198.454 | 182.4391 | 164.9199 | 148.0184 | 129.5269 | 111.5979 | 92.0683 | 73.0175 | 52.3827 | 32.2054 | 10.3979 | -3.1135e-10 | -3.2105e-10 | -3.3105e-10 | -3.4136e-10 | -3.5199e-10 | -3.6295e-10 | -3.7426e-10 | -3.8592e-10 | -3.9793e-10 | -4.1033e-10 | -4.2311e-10 | -4.3629e-10 | -4.4987e-10 | -4.6388e-10 | -4.7833e-10 | -4.9323e-10 | -5.0859e-10 | -5.2443e-10 | -5.4076e-10 | -5.5761e-10 | -5.7497e-10 | -5.9288e-10 | -6.1135e-10 | -6.3039e-10 | -6.5002e-10 | -6.7026e-10 | -6.9114e-10 | -7.1266e-10 | -7.3486e-10 | -7.5775e-10 | -7.8135e-10 | -8.0568e-10 | -8.3077e-10 | -8.5665e-10 | -8.8333e-10 | -9.1084e-10 | -9.3921e-10 | -9.6846e-10 | -9.9862e-10 | -1.0297e-09
|  |  | EIB IFRS balance BEG |  | USD 000s |  |  | 0 | 0 | 0 | 0 | 7959.115 | 15674.0918 | 17065.8239 | 17653.3485 | 19860.6158 | 19877.4902 | 19536.7726 | 19137.4808 | 18761.1242 | 18376.2022 | 18020.3013 | 17541.4495 | 17089.4326 | 16584.1307 | 16107.4757 | 15591.4575 | 15105.661 | 14516.1892 | 13954.5865 | 13329.5187 | 12730.0815 | 12072.1182 | 11557.1585 | 10998.0885 | 10466.4476 | 9865.5496 | 9288.8106 | 8654.6795 | 8044.3227 | 7490.7871 | 6986.3526 | 6371.9883 | 5857.7798 | 5295.2698 | 4752.5924 | 4158.8662 | 3583.2012 | 2956.1415 | 2344.4561 | 1681.9096 | 1034.054 | 333.8576 | -9.997e-09 | -1.0308e-08 | -1.0629e-08 | -1.096e-08 | -1.1302e-08 | -1.1654e-08 | -1.2017e-08 | -1.2391e-08 | -1.2777e-08 | -1.3175e-08 | -1.3585e-08 | -1.4008e-08 | -1.4445e-08 | -1.4894e-08 | -1.5358e-08 | -1.5837e-08 | -1.633e-08 | -1.6838e-08 | -1.7363e-08 | -1.7904e-08 | -1.8461e-08 | -1.9036e-08 | -1.9629e-08 | -2.024e-08 | -2.0871e-08 | -2.1521e-08 | -2.2191e-08 | -2.2882e-08 | -2.3595e-08 | -2.433e-08 | -2.5088e-08 | -2.5869e-08 | -2.6675e-08 | -2.7505e-08 | -2.8362e-08 | -2.9245e-08 | -3.0156e-08 | -3.1095e-08 | -3.2064e-08 | -3.3062e-08
|  | Plus | Effective interest on EIB POS | 0 | USD 000s | 14895.5044 | 0 | 0 | 0 | 0 | 0 | 247.8847 | 488.1658 | 531.511 | 549.8093 | 618.5541 | 619.0797 | 608.4681 | 596.0323 | 584.3107 | 572.3224 | 561.238 | 546.3242 | 532.2463 | 516.5088 | 501.6635 | 485.5922 | 470.4622 | 452.1032 | 434.6123 | 415.1447 | 396.4753 | 375.9832 | 359.9449 | 342.5328 | 325.975 | 307.2602 | 289.2978 | 269.5479 | 250.5385 | 233.2988 | 217.5883 | 198.454 | 182.4391 | 164.9199 | 148.0184 | 129.5269 | 111.5979 | 92.0683 | 73.0175 | 52.3827 | 32.2054 | 10.3979 | -3.1135e-10 | -3.2105e-10 | -3.3105e-10 | -3.4136e-10 | -3.5199e-10 | -3.6295e-10 | -3.7426e-10 | -3.8592e-10 | -3.9793e-10 | -4.1033e-10 | -4.2311e-10 | -4.3629e-10 | -4.4987e-10 | -4.6388e-10 | -4.7833e-10 | -4.9323e-10 | -5.0859e-10 | -5.2443e-10 | -5.4076e-10 | -5.5761e-10 | -5.7497e-10 | -5.9288e-10 | -6.1135e-10 | -6.3039e-10 | -6.5002e-10 | -6.7026e-10 | -6.9114e-10 | -7.1266e-10 | -7.3486e-10 | -7.5775e-10 | -7.8135e-10 | -8.0568e-10 | -8.3077e-10 | -8.5665e-10 | -8.8333e-10 | -9.1084e-10 | -9.3921e-10 | -9.6846e-10 | -9.9862e-10 | -1.0297e-09
|  | Plus | EIB flows | 0 | USD 000s | -14895.5044 | 0 | 0 | 0 | 0 | 7959.115 | 7467.0921 | 903.5662 | 56.0136 | 1657.458 | -601.6798 | -959.7972 | -1007.7599 | -972.3889 | -969.2328 | -928.2233 | -1040.0897 | -998.3412 | -1037.5482 | -993.1638 | -1017.6817 | -971.3888 | -1059.9339 | -1013.706 | -1059.6801 | -1014.5819 | -1054.4386 | -890.943 | -919.0149 | -874.1737 | -926.873 | -883.9992 | -923.4289 | -879.9047 | -804.0742 | -737.7333 | -831.9526 | -712.6625 | -744.9491 | -707.5973 | -741.7446 | -705.1919 | -738.6576 | -703.7538 | -735.564 | -700.2383 | -732.4018 | -344.2555 | 0 | 0 | 0 | 0 | 0 | 0 | 0 | 0 | 0 | 0 | 0 | 0 | 0 | 0 | 0 | 0 | 0 | 0 | 0 | 0 | 0 | 0 | 0 | 0 | 0 | 0 | 0 | 0 | 0 | 0 | 0 | 0 | 0 | 0 | 0 | 0 | 0 | 0 | 0 | 0
|  |  | EIB IFRS balance |  | USD 000s |  |  | 0 | 0 | 0 | 7959.115 | 15674.0918 | 17065.8239 | 17653.3485 | 19860.6158 | 19877.4902 | 19536.7726 | 19137.4808 | 18761.1242 | 18376.2022 | 18020.3013 | 17541.4495 | 17089.4326 | 16584.1307 | 16107.4757 | 15591.4575 | 15105.661 | 14516.1892 | 13954.5865 | 13329.5187 | 12730.0815 | 12072.1182 | 11557.1585 | 10998.0885 | 10466.4476 | 9865.5496 | 9288.8106 | 8654.6795 | 8044.3227 | 7490.7871 | 6986.3526 | 6371.9883 | 5857.7798 | 5295.2698 | 4752.5924 | 4158.8662 | 3583.2012 | 2956.1415 | 2344.4561 | 1681.9096 | 1034.054 | 333.8576 | -9.997e-09 | -1.0308e-08 | -1.0629e-08 | -1.096e-08 | -1.1302e-08 | -1.1654e-08 | -1.2017e-08 | -1.2391e-08 | -1.2777e-08 | -1.3175e-08 | -1.3585e-08 | -1.4008e-08 | -1.4445e-08 | -1.4894e-08 | -1.5358e-08 | -1.5837e-08 | -1.633e-08 | -1.6838e-08 | -1.7363e-08 | -1.7904e-08 | -1.8461e-08 | -1.9036e-08 | -1.9629e-08 | -2.024e-08 | -2.0871e-08 | -2.1521e-08 | -2.2191e-08 | -2.2882e-08 | -2.3595e-08 | -2.433e-08 | -2.5088e-08 | -2.5869e-08 | -2.6675e-08 | -2.7505e-08 | -2.8362e-08 | -2.9245e-08 | -3.0156e-08 | -3.1095e-08 | -3.2064e-08 | -3.3062e-08 | -3.4092e-08
|  |  | IFRIC 12 accounting used? | 1 | 1 = yes, 0 = no (/OL or FL)
|  |  | EIB IFRS balance | 0 | USD 000s | 0 | 0 | 0 | 0 | 0 | 7959.115 | 15674.0918 | 17065.8239 | 17653.3485 | 19860.6158 | 19877.4902 | 19536.7726 | 19137.4808 | 18761.1242 | 18376.2022 | 18020.3013 | 17541.4495 | 17089.4326 | 16584.1307 | 16107.4757 | 15591.4575 | 15105.661 | 14516.1892 | 13954.5865 | 13329.5187 | 12730.0815 | 12072.1182 | 11557.1585 | 10998.0885 | 10466.4476 | 9865.5496 | 9288.8106 | 8654.6795 | 8044.3227 | 7490.7871 | 6986.3526 | 6371.9883 | 5857.7798 | 5295.2698 | 4752.5924 | 4158.8662 | 3583.2012 | 2956.1415 | 2344.4561 | 1681.9096 | 1034.054 | 333.8576 | -9.997e-09 | -1.0308e-08 | -1.0629e-08 | -1.096e-08 | -1.1302e-08 | -1.1654e-08 | -1.2017e-08 | -1.2391e-08 | -1.2777e-08 | -1.3175e-08 | -1.3585e-08 | -1.4008e-08 | -1.4445e-08 | -1.4894e-08 | -1.5358e-08 | -1.5837e-08 | -1.633e-08 | -1.6838e-08 | -1.7363e-08 | -1.7904e-08 | -1.8461e-08 | -1.9036e-08 | -1.9629e-08 | -2.024e-08 | -2.0871e-08 | -2.1521e-08 | -2.2191e-08 | -2.2882e-08 | -2.3595e-08 | -2.433e-08 | -2.5088e-08 | -2.5869e-08 | -2.6675e-08 | -2.7505e-08 | -2.8362e-08 | -2.9245e-08 | -3.0156e-08 | -3.1095e-08 | -3.2064e-08 | -3.3062e-08 | -3.4092e-08
|  |  | EIB balance | 0 | USD 000s | 0 | 0 | 0 | 0 | 0 | 8231.9014 | 16191.5792 | 17618.2735 | 18222.1885 | 20431.0959 | 20283.992 | 19912.146 | 19491.2655 | 19084.6866 | 18680.1509 | 18300.1326 | 17804.7253 | 17328.7516 | 16808.9186 | 16310.5248 | 15781.5539 | 15276.2573 | 14676.0439 | 14100.0011 | 13466.1858 | 12852.0925 | 12186.4646 | 11658.4223 | 11092.5329 | 10549.0315 | 9942.1061 | 9356.5711 | 8717.2318 | 8097.783 | 7539.7977 | 7027.5438 | 6409.2348 | 5888.2418 | 5322.3005 | 4774.7471 | 4178.1591 | 3597.916 | 2968.6383 | 2353.6623 | 1689.6516 | 1039.9428 | 339.1562 | 2.1728e-05 | 2.1728e-05 | 2.1728e-05 | 2.1728e-05 | 2.1728e-05 | 2.1728e-05 | 2.1728e-05 | 2.1728e-05 | 2.1728e-05 | 2.1728e-05 | 2.1728e-05 | 2.1728e-05 | 2.1728e-05 | 2.1728e-05 | 2.1728e-05 | 2.1728e-05 | 2.1728e-05 | 2.1728e-05 | 2.1728e-05 | 2.1728e-05 | 2.1728e-05 | 2.1728e-05 | 2.1728e-05 | 2.1728e-05 | 2.1728e-05 | 2.1728e-05 | 2.1728e-05 | 2.1728e-05 | 2.1728e-05 | 2.1728e-05 | 2.1728e-05 | 2.1728e-05 | 2.1728e-05 | 2.1728e-05 | 2.1728e-05 | 2.1728e-05 | 2.1728e-05 | 2.1728e-05 | 2.1728e-05 | 2.1728e-05 | 2.1728e-05
|  |  | EIB IFRS balance |  | USD 000s |  |  | 0 | 0 | 0 | 7959.115 | 15674.0918 | 17065.8239 | 17653.3485 | 19860.6158 | 19877.4902 | 19536.7726 | 19137.4808 | 18761.1242 | 18376.2022 | 18020.3013 | 17541.4495 | 17089.4326 | 16584.1307 | 16107.4757 | 15591.4575 | 15105.661 | 14516.1892 | 13954.5865 | 13329.5187 | 12730.0815 | 12072.1182 | 11557.1585 | 10998.0885 | 10466.4476 | 9865.5496 | 9288.8106 | 8654.6795 | 8044.3227 | 7490.7871 | 6986.3526 | 6371.9883 | 5857.7798 | 5295.2698 | 4752.5924 | 4158.8662 | 3583.2012 | 2956.1415 | 2344.4561 | 1681.9096 | 1034.054 | 333.8576 | -9.997e-09 | -1.0308e-08 | -1.0629e-08 | -1.096e-08 | -1.1302e-08 | -1.1654e-08 | -1.2017e-08 | -1.2391e-08 | -1.2777e-08 | -1.3175e-08 | -1.3585e-08 | -1.4008e-08 | -1.4445e-08 | -1.4894e-08 | -1.5358e-08 | -1.5837e-08 | -1.633e-08 | -1.6838e-08 | -1.7363e-08 | -1.7904e-08 | -1.8461e-08 | -1.9036e-08 | -1.9629e-08 | -2.024e-08 | -2.0871e-08 | -2.1521e-08 | -2.2191e-08 | -2.2882e-08 | -2.3595e-08 | -2.433e-08 | -2.5088e-08 | -2.5869e-08 | -2.6675e-08 | -2.7505e-08 | -2.8362e-08 | -2.9245e-08 | -3.0156e-08 | -3.1095e-08 | -3.2064e-08 | -3.3062e-08 | -3.4092e-08
AGENT BANK FEE
|  |  | IFRIC 12 accounting used? | 1 | 1 = yes, 0 = no (/OL or FL)
|  |  | Agent bank fee - m | 0 | USD 000s | 157.6438 | 0 | 0 | 0 | 0 | 17.4521 | 35.2877 | 34.9041 | 35.2877 | 34.7123 | 0 | 0 | 0 | 0 | 0 | 0 | 0 | 0 | 0 | 0 | 0 | 0 | 0 | 0 | 0 | 0 | 0 | 0 | 0 | 0 | 0 | 0 | 0 | 0 | 0 | 0 | 0 | 0 | 0 | 0 | 0 | 0 | 0 | 0 | 0 | 0 | 0 | 0 | 0 | 0 | 0 | 0 | 0 | 0 | 0 | 0 | 0 | 0 | 0 | 0 | 0 | 0 | 0 | 0 | 0 | 0 | 0 | 0 | 0 | 0 | 0 | 0 | 0 | 0 | 0 | 0 | 0 | 0 | 0 | 0 | 0 | 0 | 0 | 0 | 0 | 0 | 0 | 0
|  |  | Agent bank fee during construction POS |  | USD 000s | 157.6438 |  | 0 | 0 | 0 | 17.4521 | 35.2877 | 34.9041 | 35.2877 | 34.7123 | 0 | 0 | 0 | 0 | 0 | 0 | 0 | 0 | 0 | 0 | 0 | 0 | 0 | 0 | 0 | 0 | 0 | 0 | 0 | 0 | 0 | 0 | 0 | 0 | 0 | 0 | 0 | 0 | 0 | 0 | 0 | 0 | 0 | 0 | 0 | 0 | 0 | 0 | 0 | 0 | 0 | 0 | 0 | 0 | 0 | 0 | 0 | 0 | 0 | 0 | 0 | 0 | 0 | 0 | 0 | 0 | 0 | 0 | 0 | 0 | 0 | 0 | 0 | 0 | 0 | 0 | 0 | 0 | 0 | 0 | 0 | 0 | 0 | 0 | 0 | 0 | 0 | 0
|  |  | Agent bank fee during construction |  | USD 000s | -157.6438 |  | 0 | 0 | 0 | -17.4521 | -35.2877 | -34.9041 | -35.2877 | -34.7123 | 0 | 0 | 0 | 0 | 0 | 0 | 0 | 0 | 0 | 0 | 0 | 0 | 0 | 0 | 0 | 0 | 0 | 0 | 0 | 0 | 0 | 0 | 0 | 0 | 0 | 0 | 0 | 0 | 0 | 0 | 0 | 0 | 0 | 0 | 0 | 0 | 0 | 0 | 0 | 0 | 0 | 0 | 0 | 0 | 0 | 0 | 0 | 0 | 0 | 0 | 0 | 0 | 0 | 0 | 0 | 0 | 0 | 0 | 0 | 0 | 0 | 0 | 0 | 0 | 0 | 0 | 0 | 0 | 0 | 0 | 0 | 0 | 0 | 0 | 0 | 0 | 0 | 0
END

## Solver
Solver
|  | Model period start date | 0 | Error chks | time axis 2021-07-01 to 2064-01-01
|  | Model period end date | 0 | Track chgs | time axis 2021-12-31 to 2064-06-30
|  | Timeline label | 1 | Alerts |  |  | Dev | Dev | Dev | FC/Const. | Const | Const | Const | Const | Ops - PPA | Ops - PPA | Ops - PPA | Ops - PPA | Ops - PPA | Ops - PPA | Ops - PPA | Ops - PPA | Ops - PPA | Ops - PPA | Ops - PPA | Ops - PPA | Ops - PPA | Ops - PPA | Ops - PPA | Ops - PPA | Ops - PPA | Ops - PPA | Ops - PPA | Ops - PPA | Ops - PPA | Ops - PPA | Ops - PPA | Ops - PPA | Ops - PPA | Ops - PPA | Ops - PPA | Ops - PPA | Ops - PPA | Ops - PPA | Ops - PPA | Ops - PPA | Ops - PPA | Ops - PPA | Ops - PPA | Ops - PPA | Ops - PPA | Ops - PPA | Ops - PPA | Ops - PPA | Ops - PPA | Ops - PPA | Ops - PPA | Ops - PPA | Ops - PPA | Ops - PPA | Ops - PPA | Ops - PPA | Ops - PPA | Ops - PPA | Ops - PPA | Ops - PPA | Ops - PPA | Ops - PPA | Ops - PPA | Ops - PPA | Ops - PPA | Ops - PPA | Ops - PPA | Ops - PPA | Post-Ops | Post-Ops | Post-Ops | Post-Ops | Post-Ops | Post-Ops | Post-Ops | Post-Ops | Post-Ops | Post-Ops | Post-Ops | Post-Ops | Post-Ops | Post-Ops | Post-Ops | Post-Ops | Post-Ops | Post-Ops
|  | Model column counter | Constant | Unit | Total |  | 1 | 2 | 3 | 4 | 5 | 6 | 7 | 8 | 9 | 10 | 11 | 12 | 13 | 14 | 15 | 16 | 17 | 18 | 19 | 20 | 21 | 22 | 23 | 24 | 25 | 26 | 27 | 28 | 29 | 30 | 31 | 32 | 33 | 34 | 35 | 36 | 37 | 38 | 39 | 40 | 41 | 42 | 43 | 44 | 45 | 46 | 47 | 48 | 49 | 50 | 51 | 52 | 53 | 54 | 55 | 56 | 57 | 58 | 59 | 60 | 61 | 62 | 63 | 64 | 65 | 66 | 67 | 68 | 69 | 70 | 71 | 72 | 73 | 74 | 75 | 76 | 77 | 78 | 79 | 80 | 81 | 82 | 83 | 84 | 85 | 86
CIRCULARITY BREAKER
|  | Refinancing active | 0 | 1 = yes, 0 = no
|  | Cashsweep based on P50 or P90 | 2 | 1 = P50, 2 = P90
Calculations
|  | Power plant charge - calculated | 1.9649 | UScts / KWh |  |  | 1: 1.9649
|  | Interconnection facilty charge - Calc | 0.24509 | UScts / KWh |  |  | 1: 0.24509
|  | Senior debt repayment amount - total | 109841.1523 | USD 000s |  |  | 1: 109807.7174
|  | Equity funding requirement - calculated | 77634.9922 | USD 000s |  |  | 1: 77634.9922
|  | Senior debt repayment amount excluding bullet - calc | 97070.4392 | USD 000s |  |  | 1: 97070.4392
|  | Bullet repayment amount - calc | 12770.713 | USD 000s |  |  | 1: 12770.713
|  | Total cashsweep repayment - P90 | 12770.713 | USD 000s |  |  | 1: 12770.713
|  | GB Refi debt repayment amount - calc | 0 | USD 000s |  |  | 1: 0
|  | Equity bridge interest and fees rolled up - total - masdar | 0 | USD 000s |  |  | 1: 0
|  | Equity bridge interest and fees rolled up [sponsor 2] - total | 0 | USD 000s |  |  | 1: 0
|  | PV asset depreciable balance less EGR period depreciation | 121779.487 | USD 000s |  |  | 1: 121779.487
|  | Spare 2 asset depreciable balance less EGR period depreciation | 0 | USD 000s |  |  | 1: 0
|  | Spare 3 asset depreciable balance less EGR period depreciation | 0 | USD 000s |  |  | 1: 0
|  | Spare 4 asset depreciable balance less EGR period depreciation | 0 | USD 000s |  |  | 1: 0
|  | Spare 5 asset depreciable balance less EGR period depreciation | 0 | USD 000s |  |  | 1: 0
|  | Other non-current asset depreciable balance less EGR period depreciation | 29880.9654 | USD 000s |  |  | 1: 29880.9654
|  | Capitalized finance costs depreciable balance less EGR period depreciation | 19626.6543 | USD 000s |  |  | 1: 19626.6543
|  | SHL interest accrued and rolled up - total | 6737.8448 | USD 000s |  |  | 1: 6737.8448
|  | HoldCo EBL balance at end construction - masdar | 0 | USD 000s |  |  | 1: 0
|  | HoldCo EBL balance at end construction - [sponsor 2] | 0 | USD 000s |  |  | 1: 0
|  | Total DSRA balance at end construction | 8050.8315 | USD 000s |  |  | 1: 8050.8315
|  | Holdco EBL financing costs funded as project costs - calc | 0 | USD 000s | 0 | 0 | 0 | 0 | 0 | 0 | 0 | 0 | 0 | 0 | 0 | 0 | 0 | 0 | 0 | 0 | 0 | 0 | 0 | 0 | 0 | 0 | 0 | 0 | 0 | 0 | 0 | 0 | 0 | 0 | 0 | 0 | 0 | 0 | 0 | 0 | 0 | 0 | 0 | 0 | 0 | 0 | 0 | 0 | 0 | 0 | 0 | 0 | 0 | 0 | 0 | 0 | 0 | 0 | 0 | 0 | 0 | 0 | 0 | 0 | 0 | 0 | 0 | 0 | 0 | 0 | 0 | 0 | 0 | 0 | 0 | 0 | 0 | 0 | 0 | 0 | 0 | 0 | 0 | 0 | 0 | 0 | 0 | 0 | 0 | 0 | 0 | 0
|  | Holdco EBL financing costs funded as project costs - [sponsor 2] - calc | 0 | USD 000s | 0 | 0 | 0 | 0 | 0 | 0 | 0 | 0 | 0 | 0 | 0 | 0 | 0 | 0 | 0 | 0 | 0 | 0 | 0 | 0 | 0 | 0 | 0 | 0 | 0 | 0 | 0 | 0 | 0 | 0 | 0 | 0 | 0 | 0 | 0 | 0 | 0 | 0 | 0 | 0 | 0 | 0 | 0 | 0 | 0 | 0 | 0 | 0 | 0 | 0 | 0 | 0 | 0 | 0 | 0 | 0 | 0 | 0 | 0 | 0 | 0 | 0 | 0 | 0 | 0 | 0 | 0 | 0 | 0 | 0 | 0 | 0 | 0 | 0 | 0 | 0 | 0 | 0 | 0 | 0 | 0 | 0 | 0 | 0 | 0 | 0 | 0 | 0
|  | Adjusted ratio |  | ratio |  |  | 0 | 0 | 0 | 0 | 0 | 0 | 0 | 0 | 1.15 | 1.15 | 1.15 | 1.15 | 1.15 | 1.15 | 1.15 | 1.15 | 1.15 | 1.15 | 1.15 | 1.15 | 1.15 | 1.15 | 1.15 | 1.15 | 1.15 | 1.15 | 1.15 | 1.15 | 1.15 | 1.15 | 1.15 | 1.15 | 1.15 | 1.15 | 1.15 | 1.15 | 1.15 | 1.15 | 1.15 | 1.15 | 1.15 | 1.15 | 1.15 | 1.15 | 1.15 | 1.15 | 0 | 0 | 0 | 0 | 0 | 0 | 0 | 0 | 0 | 0 | 0 | 0 | 0 | 0 | 0 | 0 | 0 | 0 | 0 | 0 | 0 | 0 | 0 | 0 | 0 | 0 | 0 | 0 | 0 | 0 | 0 | 0 | 0 | 0 | 0 | 0 | 0 | 0 | 0 | 0
|  | DSRA balance for LC | 0 | USD 000s | 0 | 0 | 0 | 0 | 0 | 0 | 0 | 0 | 0 | 0 | 10328.5555 | 10368.8154 | 10138.723 | 9898.9837 | 9872.8337 | 9847.2786 | 9809.0897 | 9771.0172 | 9658.2871 | 9531.9951 | 9452.8883 | 9374.5591 | 9325.159 | 9283.6546 | 9216.8318 | 8616.3607 | 7967.4603 | 7846.3482 | 7829.348 | 7830.5118 | 7768.5473 | 7697.6426 | 7110.6521 | 6429.5496 | 6817.2371 | 7414.5802 | 7478.9208 | 7453.1315 | 7432.6767 | 7415.9403 | 7399.3156 | 7383.7323 | 7364.6449 | 7345.0971 | 7320.9287 | 5536.4247 | 1756.62 | 0 | 0 | 0 | 0 | 0 | 0 | 0 | 0 | 0 | 0 | 0 | 0 | 0 | 0 | 0 | 0 | 0 | 0 | 0 | 0 | 0 | 0 | 0 | 0 | 0 | 0 | 0 | 0 | 0 | 0 | 0 | 0 | 0 | 0 | 0 | 0 | 0 | 0 | 0 | 0 | 0
|  | Corporate tax due POS - calc | 0 | USD 000s | 5860.7638 | 0 | 0 | 0 | 0 | 0 | 0 | 0 | 0 | 0 | 0 | 0 | 0 | 0 | 0 | 0 | 0 | 0 | 0 | 0 | 0 | 0 | 0 | 0 | 0 | 0 | 0 | 0 | 0 | 0 | 0 | 0 | 0 | 0 | 0 | 0 | 0 | 0 | 0 | 0 | 0 | 0 | 0 | 0 | 0 | 0 | 0 | 0 | 0 | 0 | 0 | 0 | 0 | 0 | 0 | 0 | 0 | 0 | 0 | 0 | 179.7018 | 177.0721 | 700.854 | 690.5976 | 696.5867 | 686.3927 | 692.1822 | 682.0527 | 682.6571 | 672.667 | 0 | 0 | 0 | 0 | 0 | 0 | 0 | 0 | 0 | 0 | 0 | 0 | 0 | 0 | 0 | 0 | 0 | 0
|  | Corporate tax due - P90 POS - calc | 0 | USD 000s | 0 | 0 | 0 | 0 | 0 | 0 | 0 | 0 | 0 | 0 | 0 | 0 | 0 | 0 | 0 | 0 | 0 | 0 | 0 | 0 | 0 | 0 | 0 | 0 | 0 | 0 | 0 | 0 | 0 | 0 | 0 | 0 | 0 | 0 | 0 | 0 | 0 | 0 | 0 | 0 | 0 | 0 | 0 | 0 | 0 | 0 | 0 | 0 | 0 | 0 | 0 | 0 | 0 | 0 | 0 | 0 | 0 | 0 | 0 | 0 | 0 | 0 | 0 | 0 | 0 | 0 | 0 | 0 | 0 | 0 | 0 | 0 | 0 | 0 | 0 | 0 | 0 | 0 | 0 | 0 | 0 | 0 | 0 | 0 | 0 | 0 | 0 | 0
|  | Corporate tax expense POS - calc | 0 | USD 000s | 5860.7638 | 0 | 0 | 0 | 0 | 0 | 0 | 0 | 0 | 0 | 0 | 0 | 0 | 0 | 0 | 0 | 0 | 0 | 0 | 0 | 0 | 0 | 0 | 0 | 0 | 0 | 0 | 0 | 0 | 0 | 0 | 0 | 0 | 0 | 0 | 0 | 0 | 0 | 0 | 0 | 0 | 0 | 0 | 0 | 0 | 0 | 0 | 0 | 0 | 0 | 0 | 0 | 0 | 0 | 0 | 0 | 0 | 0 | 0 | 0 | 179.7018 | 177.0721 | 700.854 | 690.5976 | 696.5867 | 686.3927 | 692.1822 | 682.0527 | 682.6571 | 672.667 | 0 | 0 | 0 | 0 | 0 | 0 | 0 | 0 | 0 | 0 | 0 | 0 | 0 | 0 | 0 | 0 | 0 | 0
|  | Corporate tax expense POS - calc - P90 | 0 | USD 000s | 0 | 0 | 0 | 0 | 0 | 0 | 0 | 0 | 0 | 0 | 0 | 0 | 0 | 0 | 0 | 0 | 0 | 0 | 0 | 0 | 0 | 0 | 0 | 0 | 0 | 0 | 0 | 0 | 0 | 0 | 0 | 0 | 0 | 0 | 0 | 0 | 0 | 0 | 0 | 0 | 0 | 0 | 0 | 0 | 0 | 0 | 0 | 0 | 0 | 0 | 0 | 0 | 0 | 0 | 0 | 0 | 0 | 0 | 0 | 0 | 0 | 0 | 0 | 0 | 0 | 0 | 0 | 0 | 0 | 0 | 0 | 0 | 0 | 0 | 0 | 0 | 0 | 0 | 0 | 0 | 0 | 0 | 0 | 0 | 0 | 0 | 0 | 0
|  | CFADS for debt sizing - P50 | 0 | USD 000s | 198635.7082 | 0 | 0 | 0 | 0 | 0 | 0 | 0 | 0 | 0 | 3657.4568 | 5979.3259 | 6363.4178 | 6027.3153 | 6100.6004 | 5753.3164 | 6072.2704 | 5738.0555 | 6055.1099 | 5721.173 | 5953.4854 | 5604.0589 | 5891.9161 | 5553.7387 | 5885.3424 | 5556.1816 | 5861.0841 | 4918.5627 | 5167.6957 | 4829.8031 | 5201.3119 | 4887.3288 | 5186.4319 | 4859.2679 | 4566.7263 | 4127.4946 | 5065.7288 | 4861.5706 | 5161.2579 | 4836.127 | 5138.7302 | 4814.8217 | 5119.8845 | 4797.1252 | 5098.4104 | 4775.6264 | 5072.9144 | 2375.0397 | 0 | 0 | 0 | 0 | 0 | 0 | 0 | 0 | 0 | 0 | 0 | 0 | 0 | 0 | 0 | 0 | 0 | 0 | 0 | 0 | 0 | 0 | 0 | 0 | 0 | 0 | 0 | 0 | 0 | 0 | 0 | 0 | 0 | 0 | 0 | 0 | 0 | 0 | 0 | 0
|  | CFADS for debt sizing - P90 | 0 | USD 000s | 189487.688 | 0 | 0 | 0 | 0 | 0 | 0 | 0 | 0 | 0 | 3504.8948 | 5753.5614 | 6124.2774 | 5799.8603 | 5859.6711 | 5524.1602 | 5829.5986 | 5507.252 | 5810.6946 | 5488.7113 | 5707.3056 | 5369.9176 | 5644.0647 | 5318.0253 | 5635.923 | 5318.9931 | 5610.1024 | 4679.8884 | 4915.1116 | 4589.5999 | 4947.1186 | 4645.5967 | 4930.6003 | 4615.9746 | 4309.2803 | 3882.6724 | 4806.6351 | 4615.1763 | 4900.5481 | 4588.2037 | 4876.4208 | 4565.3803 | 4855.9772 | 4546.1656 | 4832.9629 | 4523.2133 | 4806.0044 | 2248.144 | 0 | 0 | 0 | 0 | 0 | 0 | 0 | 0 | 0 | 0 | 0 | 0 | 0 | 0 | 0 | 0 | 0 | 0 | 0 | 0 | 0 | 0 | 0 | 0 | 0 | 0 | 0 | 0 | 0 | 0 | 0 | 0 | 0 | 0 | 0 | 0 | 0 | 0 | 0 | 0
|  | Cashflow available for cashsweep repayment | 0 | USD 000s | 12770.713 | 0 | 0 | 0 | 0 | 0 | 0 | 0 | 0 | 0 | 0 | 0 | 0 | 0 | 0 | 0 | 372.6709 | 357.2258 | 382.4289 | 367.172 | 387.257 | 371.0399 | 671.9893 | 653.29 | 707.2002 | 690.3126 | 743.6804 | 658.4612 | 704.6836 | 684.6815 | 746.4189 | 731.4054 | 785.9057 | 768.176 | 757.1081 | 722.5433 | 507.0621 | 0 | 0 | 0 | 0 | 0 | 0 | 0 | 0 | 0 | 0 | 0 | 0 | 0 | 0 | 0 | 0 | 0 | 0 | 0 | 0 | 0 | 0 | 0 | 0 | 0 | 0 | 0 | 0 | 0 | 0 | 0 | 0 | 0 | 0 | 0 | 0 | 0 | 0 | 0 | 0 | 0 | 0 | 0 | 0 | 0 | 0 | 0 | 0 | 0 | 0 | 0 | 0
|  | VAT facility financing costs rolled-up | 0 | USD 000s | 1008.7133 | 0 | 0 | 0 | 0 | 0 | 0 | 0 | 0 | 0 | 0 | 0 | 0 | 0 | 0 | 0 | 0 | 0 | 0 | 0 | 0 | 0 | 195 | 2.6296 | 2.7165 | 156.6424 | 0.56215 | 0.56198 | 260.8043 | 1.6366 | 1.5833 | 196.7439 | 4.312 | 4.0326 | 69.1739 | 5.2756 | 5.4498 | 20.8454 | 5.4568 | 5.4552 | 19.4096 | 5.5883 | 5.4064 | 14.6774 | 5.5805 | 5.039 | 14.1302 | 0 | 0 | 0 | 0 | 0 | 0 | 0 | 0 | 0 | 0 | 0 | 0 | 0 | 0 | 0 | 0 | 0 | 0 | 0 | 0 | 0 | 0 | 0 | 0 | 0 | 0 | 0 | 0 | 0 | 0 | 0 | 0 | 0 | 0 | 0 | 0 | 0 | 0 | 0 | 0 | 0 | 0
|  | Funding requirement - calculated | 0 | USD 000s | 179800.6979 | 0 | 0 | 0 | 0 | 0 | 0 | 0 | 0 | 0 | 0 | 0 | 0 | 0 | 0 | 0 | 0 | 0 | 0 | 0 | 0 | 0 | 41521.3067 | 23602.0099 | 25945.1538 | 27730.1487 | 21817.0954 | 9773.5085 | 4752.7051 | 290.1311 | 289.9393 | 2878.9937 | 148.5722 | 201.1171 | 3954.3173 | 41.1194 | 10.9452 | 2778.1141 | 10.9452 | 10.9452 | 10.7534 | 10.9452 | 10.7534 | 2965.5347 | 10.9452 | 10.3699 | 10.9452 | 18.3449 | 10.9452 | 10984.0928 | 0 | 0 | 0 | 0 | 0 | 0 | 0 | 0 | 0 | 0 | 0 | 0 | 0 | 0 | 0 | 0 | 0 | 0 | 0 | 0 | 0 | 0 | 0 | 0 | 0 | 0 | 0 | 0 | 0 | 0 | 0 | 0 | 0 | 0 | 0 | 0 | 0 | 0
Fixed
|  | Profile selection switch | 1 | 1= Jizzakh, 2= Case 2, 3= Case 3
|  | Power plant charge - fixed - Base Case | 1.9649 | UScts / KWh
|  | Power plant charge - fixed - Case 2 | 0 | UScts / KWh
|  | Power plant charge - fixed - Case 3 | 0 | UScts / KWh
|  | Power plant charge - fixed | 1.9649 | UScts / KWh
|  | Profile selection switch | 1 | 1= Jizzakh, 2= Case 2, 3= Case 3
|  | Interconnection facilty charge - fixed - Base Case | 0.24509 | UScts / KWh
|  | Interconnection facilty charge - fixed - Case 2 | 0 | UScts / KWh
|  | Interconnection facilty charge - fixed - Case 3 | 0 | UScts / KWh
|  | Interconnection facilty charge - fixed | 0.24509 | UScts / KWh
|  | Solve for tariff vs IRR (hold tariff constant) - sensitized | 0 | 1 = Solve tariff for target IRR, 0 = Solve IRR (for a given tariff)
|  | Power plant charge - fixed | 1.9649 | UScts / KWh |  |  | 1: 1.9649
|  | Interconnection facilty charge - fixed | 0.24509 | UScts / KWh |  |  | 1: 0.24509
|  | Senior debt repayment amount - fixed | 109774.2826 | USD 000s |  |  | 1: 109774.2826
|  | Equity funding requirement - fixed | 77634.9922 | USD 000s |  |  | 1: 77634.9922
|  | Senior debt repayment amount excluding bullet - fixed | 97070.4392 | USD 000s |  |  | 1: 97070.4392
|  | Bullet repayment amount - fixed | 12770.713 | USD 000s |  |  | 1: 12770.713
|  | Total cashsweep repayment - P90 - fixed | 12770.713 | USD 000s |  |  | 1: 12770.713
|  | GB Refi debt repayment amount - fixed | 0 | USD 000s |  |  | 1: 0
|  | Equity bridge interest and fees rolled up - Masdar - fixed | 0 | USD 000s |  |  | 1: 0
|  | Equity bridge interest and fees rolled up [Sponsor 2] - fixed | 0 | USD 000s |  |  | 1: 0
|  | PV asset depreciable balance less EGR period depreciation | 121779.487 | USD 000s |  |  | 1: 121779.487
|  | Spare 2 asset depreciable balance less EGR period depreciation | 0 | USD 000s |  |  | 1: 0
|  | Spare 3 asset depreciable balance less EGR period depreciation | 0 | USD 000s |  |  | 1: 0
|  | Spare 4 asset depreciable balance less EGR period depreciation | 0 | USD 000s |  |  | 1: 0
|  | Spare 5 asset depreciable balance less EGR period depreciation | 0 | USD 000s |  |  | 1: 0
|  | Other non-current asset depreciable balance less EGR period depreciation | 29880.9654 | USD 000s |  |  | 1: 29880.9654
|  | Capitalized finance costs depreciable balance less EGR period depreciation | 19626.6543 | USD 000s |  |  | 1: 19626.6543
|  | SHL interest and fee rolled up - total - fixed | 6737.8448 | USD 000s |  |  | 1: 6737.8448
|  | HoldCo EBL balance at end construction masdar - fixed | 0 | USD 000s |  |  | 1: 0
|  | HoldCo EBL balance at end construction [sponsor 2] - fixed | 0 | USD 000s |  |  | 1: 0
|  | Total DSRA balance at end construction | 8050.8315 | USD 000s |  |  | 1: 8050.8315
|  | Holdco EBL financing costs funded as project costs - Masdar - fixed |  | USD 000s | 0 |  | 0 | 0 | 0 | 0 | 0 | 0 | 0 | 0 | 0 | 0 | 0 | 0 | 0 | 0 | 0 | 0 | 0 | 0 | 0 | 0 | 0 | 0 | 0 | 0 | 0 | 0 | 0 | 0 | 0 | 0 | 0 | 0 | 0 | 0 | 0 | 0 | 0 | 0 | 0 | 0 | 0 | 0 | 0 | 0 | 0 | 0 | 0 | 0 | 0 | 0 | 0 | 0 | 0 | 0 | 0 | 0 | 0 | 0 | 0 | 0 | 0 | 0 | 0 | 0 | 0 | 0 | 0 | 0 | 0 | 0 | 0 | 0 | 0 | 0 | 0 | 0 | 0 | 0 | 0 | 0 | 0 | 0 | 0 | 0 | 0 | 0
|  | Holdco EBL financing costs funded as project costs - [Sponsor 2] - fixed |  | USD 000s | 0 |  | 0 | 0 | 0 | 0 | 0 | 0 | 0 | 0 | 0 | 0 | 0 | 0 | 0 | 0 | 0 | 0 | 0 | 0 | 0 | 0 | 0 | 0 | 0 | 0 | 0 | 0 | 0 | 0 | 0 | 0 | 0 | 0 | 0 | 0 | 0 | 0 | 0 | 0 | 0 | 0 | 0 | 0 | 0 | 0 | 0 | 0 | 0 | 0 | 0 | 0 | 0 | 0 | 0 | 0 | 0 | 0 | 0 | 0 | 0 | 0 | 0 | 0 | 0 | 0 | 0 | 0 | 0 | 0 | 0 | 0 | 0 | 0 | 0 | 0 | 0 | 0 | 0 | 0 | 0 | 0 | 0 | 0 | 0 | 0 | 0 | 0
|  | Target DSCR - sculpted |  | ratio |  |  | 0 | 0 | 0 | 0 | 0 | 0 | 0 | 0 | 1.15 | 1.15 | 1.15 | 1.15 | 1.15 | 1.15 | 1.15 | 1.15 | 1.15 | 1.15 | 1.15 | 1.15 | 1.15 | 1.15 | 1.15 | 1.15 | 1.15 | 1.15 | 1.15 | 1.15 | 1.15 | 1.15 | 1.15 | 1.15 | 1.15 | 1.15 | 1.15 | 1.15 | 1.15 | 1.15 | 1.15 | 1.15 | 1.15 | 1.15 | 1.15 | 1.15 | 1.15 | 1.15 | 0 | 0 | 0 | 0 | 0 | 0 | 0 | 0 | 0 | 0 | 0 | 0 | 0 | 0 | 0 | 0 | 0 | 0 | 0 | 0 | 0 | 0 | 0 | 0 | 0 | 0 | 0 | 0 | 0 | 0 | 0 | 0 | 0 | 0 | 0 | 0 | 0 | 0 | 0 | 0
|  | DSRA balance for LC - fixed - P90 |  | USD 000s |  |  | 0 | 0 | 0 | 0 | 0 | 0 | 0 | 0 | 10328.5555 | 10368.8154 | 10138.723 | 9898.9837 | 9872.8337 | 9847.2786 | 9809.0897 | 9771.0172 | 9658.2871 | 9531.9951 | 9452.8883 | 9374.5591 | 9325.159 | 9283.6546 | 9216.8318 | 8616.3607 | 7967.4603 | 7846.3482 | 7829.348 | 7830.5118 | 7768.5473 | 7697.6426 | 7110.6521 | 6429.5496 | 6817.2371 | 7414.5802 | 7478.9208 | 7453.1315 | 7432.6767 | 7415.9403 | 7399.3156 | 7383.7323 | 7364.6449 | 7345.0971 | 7320.9287 | 5536.4247 | 1756.62 | 0 | 0 | 0 | 0 | 0 | 0 | 0 | 0 | 0 | 0 | 0 | 0 | 0 | 0 | 0 | 0 | 0 | 0 | 0 | 0 | 0 | 0 | 0 | 0 | 0 | 0 | 0 | 0 | 0 | 0 | 0 | 0 | 0 | 0 | 0 | 0 | 0 | 0 | 0 | 0 | 0
|  | Corporate tax due POS - fixed |  | USD 000s | 5860.7638 |  | 0 | 0 | 0 | 0 | 0 | 0 | 0 | 0 | 0 | 0 | 0 | 0 | 0 | 0 | 0 | 0 | 0 | 0 | 0 | 0 | 0 | 0 | 0 | 0 | 0 | 0 | 0 | 0 | 0 | 0 | 0 | 0 | 0 | 0 | 0 | 0 | 0 | 0 | 0 | 0 | 0 | 0 | 0 | 0 | 0 | 0 | 0 | 0 | 0 | 0 | 0 | 0 | 0 | 0 | 0 | 0 | 0 | 0 | 179.7018 | 177.0721 | 700.854 | 690.5976 | 696.5867 | 686.3927 | 692.1822 | 682.0527 | 682.6571 | 672.667 | 0 | 0 | 0 | 0 | 0 | 0 | 0 | 0 | 0 | 0 | 0 | 0 | 0 | 0 | 0 | 0 | 0 | 0
|  | Corporate tax due POS - fixed - P90 |  | USD 000s | 0 |  | 0 | 0 | 0 | 0 | 0 | 0 | 0 | 0 | 0 | 0 | 0 | 0 | 0 | 0 | 0 | 0 | 0 | 0 | 0 | 0 | 0 | 0 | 0 | 0 | 0 | 0 | 0 | 0 | 0 | 0 | 0 | 0 | 0 | 0 | 0 | 0 | 0 | 0 | 0 | 0 | 0 | 0 | 0 | 0 | 0 | 0 | 0 | 0 | 0 | 0 | 0 | 0 | 0 | 0 | 0 | 0 | 0 | 0 | 0 | 0 | 0 | 0 | 0 | 0 | 0 | 0 | 0 | 0 | 0 | 0 | 0 | 0 | 0 | 0 | 0 | 0 | 0 | 0 | 0 | 0 | 0 | 0 | 0 | 0 | 0 | 0
|  | Corporate tax expense POS - fixed |  | USD 000s | 5860.7638 |  | 0 | 0 | 0 | 0 | 0 | 0 | 0 | 0 | 0 | 0 | 0 | 0 | 0 | 0 | 0 | 0 | 0 | 0 | 0 | 0 | 0 | 0 | 0 | 0 | 0 | 0 | 0 | 0 | 0 | 0 | 0 | 0 | 0 | 0 | 0 | 0 | 0 | 0 | 0 | 0 | 0 | 0 | 0 | 0 | 0 | 0 | 0 | 0 | 0 | 0 | 0 | 0 | 0 | 0 | 0 | 0 | 0 | 0 | 179.7018 | 177.0721 | 700.854 | 690.5976 | 696.5867 | 686.3927 | 692.1822 | 682.0527 | 682.6571 | 672.667 | 0 | 0 | 0 | 0 | 0 | 0 | 0 | 0 | 0 | 0 | 0 | 0 | 0 | 0 | 0 | 0 | 0 | 0
|  | Corporate tax expense POS - fixed - P90 |  | USD 000s | 17757.4116 |  | 0 | 0 | 0 | 0 | 0 | 0 | 0 | 0 | 0 | 0 | 0 | 0 | 0 | 0 | 0 | 0 | 0 | 0 | 0 | 0 | 0 | 0 | 0 | 0 | 0 | 0 | 0 | 0 | 0 | 0 | 0 | 0 | 0 | 0 | 0 | 0 | 0 | 0 | 0 | 0 | 0 | 0 | 0 | 0 | 0 | 0 | 0 | 0 | 0 | 0 | 0 | 0 | 0 | 0 | 0 | 0 | 0 | 0 | 0 | 0 | 0 | 0 | 0 | 0 | 0 | 0 | 0 | 0 | 0 | 0 | 0 | 0 | 0 | 0 | 0 | 0 | 0 | 0 | 0 | 0 | 0 | 0 | 0 | 0 | 0 | 0
|  | CFADS for debt sizing - P50 |  | USD 000s | 198635.7082 |  | 0 | 0 | 0 | 0 | 0 | 0 | 0 | 0 | 3657.4568 | 5979.3259 | 6363.4178 | 6027.3153 | 6100.6004 | 5753.3164 | 6072.2704 | 5738.0555 | 6055.1099 | 5721.173 | 5953.4854 | 5604.0589 | 5891.9161 | 5553.7387 | 5885.3424 | 5556.1816 | 5861.0841 | 4918.5627 | 5167.6957 | 4829.8031 | 5201.3119 | 4887.3288 | 5186.4319 | 4859.2679 | 4566.7263 | 4127.4946 | 5065.7288 | 4861.5706 | 5161.2579 | 4836.127 | 5138.7302 | 4814.8217 | 5119.8845 | 4797.1252 | 5098.4104 | 4775.6264 | 5072.9144 | 2375.0397 | 0 | 0 | 0 | 0 | 0 | 0 | 0 | 0 | 0 | 0 | 0 | 0 | 0 | 0 | 0 | 0 | 0 | 0 | 0 | 0 | 0 | 0 | 0 | 0 | 0 | 0 | 0 | 0 | 0 | 0 | 0 | 0 | 0 | 0 | 0 | 0 | 0 | 0 | 0 | 0
|  | CFADS for debt sizing - P90 |  | USD 000s | 189487.688 |  | 0 | 0 | 0 | 0 | 0 | 0 | 0 | 0 | 3504.8948 | 5753.5614 | 6124.2774 | 5799.8603 | 5859.6711 | 5524.1602 | 5829.5986 | 5507.252 | 5810.6946 | 5488.7113 | 5707.3056 | 5369.9176 | 5644.0647 | 5318.0253 | 5635.923 | 5318.9931 | 5610.1024 | 4679.8884 | 4915.1116 | 4589.5999 | 4947.1186 | 4645.5967 | 4930.6003 | 4615.9746 | 4309.2803 | 3882.6724 | 4806.6351 | 4615.1763 | 4900.5481 | 4588.2037 | 4876.4208 | 4565.3803 | 4855.9772 | 4546.1656 | 4832.9629 | 4523.2133 | 4806.0044 | 2248.144 | 0 | 0 | 0 | 0 | 0 | 0 | 0 | 0 | 0 | 0 | 0 | 0 | 0 | 0 | 0 | 0 | 0 | 0 | 0 | 0 | 0 | 0 | 0 | 0 | 0 | 0 | 0 | 0 | 0 | 0 | 0 | 0 | 0 | 0 | 0 | 0 | 0 | 0 | 0 | 0
|  | Cashflow available for cashsweep repayment |  | USD 000s | 12770.713 |  | 0 | 0 | 0 | 0 | 0 | 0 | 0 | 0 | 0 | 0 | 0 | 0 | 0 | 0 | 372.6709 | 357.2258 | 382.4289 | 367.172 | 387.257 | 371.0399 | 671.9893 | 653.29 | 707.2002 | 690.3126 | 743.6804 | 658.4612 | 704.6836 | 684.6815 | 746.4189 | 731.4054 | 785.9057 | 768.176 | 757.1081 | 722.5433 | 507.0621 | 0 | 0 | 0 | 0 | 0 | 0 | 0 | 0 | 0 | 0 | 0 | 0 | 0 | 0 | 0 | 0 | 0 | 0 | 0 | 0 | 0 | 0 | 0 | 0 | 0 | 0 | 0 | 0 | 0 | 0 | 0 | 0 | 0 | 0 | 0 | 0 | 0 | 0 | 0 | 0 | 0 | 0 | 0 | 0 | 0 | 0 | 0 | 0 | 0 | 0 | 0 | 0
|  | VAT facility financing costs rolled-up - fixed |  | USD 000s | 1008.7133 |  | 0 | 0 | 0 | 0 | 0 | 0 | 0 | 0 | 0 | 0 | 0 | 0 | 0 | 0 | 0 | 0 | 0 | 0 | 0 | 0 | 195 | 2.6296 | 2.7165 | 156.6424 | 0.56215 | 0.56198 | 260.8043 | 1.6366 | 1.5833 | 196.7439 | 4.312 | 4.0326 | 69.1739 | 5.2756 | 5.4498 | 20.8454 | 5.4568 | 5.4552 | 19.4096 | 5.5883 | 5.4064 | 14.6774 | 5.5805 | 5.039 | 14.1302 | 0 | 0 | 0 | 0 | 0 | 0 | 0 | 0 | 0 | 0 | 0 | 0 | 0 | 0 | 0 | 0 | 0 | 0 | 0 | 0 | 0 | 0 | 0 | 0 | 0 | 0 | 0 | 0 | 0 | 0 | 0 | 0 | 0 | 0 | 0 | 0 | 0 | 0 | 0 | 0 | 0 | 0
|  | Funding requirement - fixed |  | USD 000s | 179800.6979 |  | 0 | 0 | 0 | 0 | 0 | 0 | 0 | 0 | 0 | 0 | 0 | 0 | 0 | 0 | 0 | 0 | 0 | 0 | 0 | 0 | 41521.3067 | 23602.0099 | 25945.1538 | 27730.1487 | 21817.0954 | 9773.5085 | 4752.7051 | 290.1311 | 289.9393 | 2878.9937 | 148.5722 | 201.1171 | 3954.3173 | 41.1194 | 10.9452 | 2778.1141 | 10.9452 | 10.9452 | 10.7534 | 10.9452 | 10.7534 | 2965.5347 | 10.9452 | 10.3699 | 10.9452 | 18.3449 | 10.9452 | 10984.0928 | 0 | 0 | 0 | 0 | 0 | 0 | 0 | 0 | 0 | 0 | 0 | 0 | 0 | 0 | 0 | 0 | 0 | 0 | 0 | 0 | 0 | 0 | 0 | 0 | 0 | 0 | 0 | 0 | 0 | 0 | 0 | 0 | 0 | 0 | 0 | 0 | 0 | 0
Check
|  | Power plant charge - calculated - Check | 0 | check | 0 |  | 1: 0
|  | Interconnection facilty charge - Calc - Check | 0 | check | 0 |  | 1: 0
|  | Senior debt repayment amount - total - Check | 0 | check | 33.4348 |  | 1: 33.4348
|  | Equity funding requirement - calculated - Check | 0 | check | 0 |  | 1: 0
|  | Senior debt repayment amount excluding bullet - calc - Check | 0 | check | 1.379e-06 |  | 1: 1.379e-06
|  | Bullet repayment amount - calc - Check | 0 | check | 0 |  | 1: 0
|  | Total cashsweep repayment - P90 - Check | 0 | check | 3.638e-12 |  | 1: 3.638e-12
|  | GB Refi debt repayment amount - calc - Check | 0 | check | 0 |  | 1: 0
|  | Equity bridge interest and fees rolled up - total - masdar - Check | 0 | check | 0 |  | 1: 0
|  | Equity bridge interest and fees rolled up [sponsor 2] - total - Check | 0 | check | 0 |  | 1: 0
|  | PV asset depreciable balance less EGR period depreciation - Check | 0 | check | 0 |  | 1: 0
|  | Spare 2 asset depreciable balance less EGR period depreciation - Check | 0 | check | 0 |  | 1: 0
|  | Spare 3 asset depreciable balance less EGR period depreciation - Check | 0 | check | 0 |  | 1: 0
|  | Spare 4 asset depreciable balance less EGR period depreciation - Check | 0 | check | 0 |  | 1: 0
|  | Spare 5 asset depreciable balance less EGR period depreciation - Check | 0 | check | 0 |  | 1: 0
|  | Other non-current asset depreciable balance less EGR period depreciation - Check | 0 | check | 0 |  | 1: 0
|  | Capitalized finance costs depreciable balance less EGR period depreciation - Check | 0 | check | 0 |  | 1: 0
|  | SHL interest accrued and rolled up - total - Check | 0 | check | 0 |  | 1: 0
|  | HoldCo EBL balance at end construction - masdar - Check | 0 | check | 0 |  | 1: 0
|  | HoldCo EBL balance at end construction - [sponsor 2] - Check | 0 | check | 0 |  | 1: 0
|  | Total DSRA balance at end construction - Check | 0 | check | 0 |  | 1: 0
|  | Holdco EBL financing costs funded as project costs - calc - Check | 0 | check | 0 |  | 0 | 0% | 0% | 0% | 0% | 0% | 0% | 0% | 0% | 0% | 0% | 0% | 0% | 0% | 0% | 0% | 0% | 0% | 0% | 0% | 0% | 0% | 0% | 0% | 0% | 0% | 0% | 0% | 0% | 0% | 0% | 0% | 0% | 0% | 0% | 0% | 0% | 0% | 0% | 0% | 0% | 0% | 0% | 0% | 0% | 0% | 0% | 0% | 0% | 0% | 0% | 0% | 0% | 0% | 0% | 0% | 0% | 0% | 0% | 0% | 0% | 0% | 0% | 0% | 0% | 0% | 0% | 0% | 0% | 0% | 0% | 0% | 0% | 0% | 0% | 0% | 0% | 0% | 0% | 0% | 0% | 0% | 0% | 0% | 0% | 0%
|  | Holdco EBL financing costs funded as project costs - [sponsor 2] - calc - Check | 0 | check | 0 |  | 0 | 0% | 0% | 0% | 0% | 0% | 0% | 0% | 0% | 0% | 0% | 0% | 0% | 0% | 0% | 0% | 0% | 0% | 0% | 0% | 0% | 0% | 0% | 0% | 0% | 0% | 0% | 0% | 0% | 0% | 0% | 0% | 0% | 0% | 0% | 0% | 0% | 0% | 0% | 0% | 0% | 0% | 0% | 0% | 0% | 0% | 0% | 0% | 0% | 0% | 0% | 0% | 0% | 0% | 0% | 0% | 0% | 0% | 0% | 0% | 0% | 0% | 0% | 0% | 0% | 0% | 0% | 0% | 0% | 0% | 0% | 0% | 0% | 0% | 0% | 0% | 0% | 0% | 0% | 0% | 0% | 0% | 0% | 0% | 0% | 0%
|  | Adjusted ratio - Check | 0 | check | 0 |  | 0 | 0 | 0 | 0 | 0 | 0 | 0 | 0 | 0 | 0 | 0 | 0 | 0 | 0 | 0 | 0 | 0 | 0 | 0 | 0 | 0 | 0 | 0 | 0 | 0 | 0 | 0 | 0 | 0 | 0 | 0 | 0 | 0 | 0 | 0 | 0 | 0 | 0 | 0 | 0 | 0 | 0 | 0 | 0 | 0 | 0 | 0 | 0 | 0 | 0 | 0 | 0 | 0 | 0 | 0 | 0 | 0 | 0 | 0 | 0 | 0 | 0 | 0 | 0 | 0 | 0 | 0 | 0 | 0 | 0 | 0 | 0 | 0 | 0 | 0 | 0 | 0 | 0 | 0 | 0 | 0 | 0 | 0 | 0 | 0 | 0
|  | DSRA balance for LC - Check | 0 | check | 9.7639e-07 |  | 0 | 0 | 0 | 0 | 0 | 0 | 0 | 0 | 0 | 0 | 0 | 0 | 0 | 0 | 0 | 0 | 0 | 0 | 3.638e-12 | 1.2733e-11 | 4.7294e-11 | 1.5825e-10 | 4.8385e-10 | 1.3242e-09 | 3.3842e-09 | 8.0436e-09 | 1.827e-08 | 3.9288e-08 | 8.0991e-08 | 1.5825e-07 | 2.9947e-07 | 5.5273e-07 | 9.7639e-07 | 6.1924e-07 | 0 | 0 | 0 | 0 | 9.0949e-13 | 1.819e-12 | 9.0949e-13 | 0 | 0 | 1.819e-12 | 2.2737e-13 | 0 | 0 | 0 | 0 | 0 | 0 | 0 | 0 | 0 | 0 | 0 | 0 | 0 | 0 | 0 | 0 | 0 | 0 | 0 | 0 | 0 | 0 | 0 | 0 | 0 | 0 | 0 | 0 | 0 | 0 | 0 | 0 | 0 | 0 | 0 | 0 | 0 | 0 | 0 | 0 | 0
|  | Corporate tax due POS - calc - Check | 0 | check | 5.6088e-08 |  | 0 | 0 | 0 | 0 | 0 | 0 | 0 | 0 | 0 | 0 | 0 | 0 | 0 | 0 | 0 | 0 | 0 | 0 | 0 | 0 | 0 | 0 | 0 | 0 | 0 | 0 | 0 | 0 | 0 | 0 | 0 | 0 | 0 | 0 | 0 | 0 | 0 | 0 | 0 | 0 | 0 | 0 | 0 | 0 | 0 | 0 | 0 | 0 | 0 | 0 | 0 | 0 | 0 | 0 | 0 | 0 | 0 | 0 | 5.6088e-08 | 5.5267e-08 | 9.0949e-13 | 9.0949e-13 | 9.0949e-13 | 7.9581e-13 | 1.0232e-12 | 9.0949e-13 | 9.0949e-13 | 1.0232e-12 | 0 | 0 | 0 | 0 | 0 | 0 | 0 | 0 | 0 | 0 | 0 | 0 | 0 | 0 | 0 | 0 | 0 | 0
|  | Corporate tax due - P90 POS - calc - Check | 0 | check | 0 |  | 0 | 0 | 0 | 0 | 0 | 0 | 0 | 0 | 0 | 0 | 0 | 0 | 0 | 0 | 0 | 0 | 0 | 0 | 0 | 0 | 0 | 0 | 0 | 0 | 0 | 0 | 0 | 0 | 0 | 0 | 0 | 0 | 0 | 0 | 0 | 0 | 0 | 0 | 0 | 0 | 0 | 0 | 0 | 0 | 0 | 0 | 0 | 0 | 0 | 0 | 0 | 0 | 0 | 0 | 0 | 0 | 0 | 0 | 0 | 0 | 0 | 0 | 0 | 0 | 0 | 0 | 0 | 0 | 0 | 0 | 0 | 0 | 0 | 0 | 0 | 0 | 0 | 0 | 0 | 0 | 0 | 0 | 0 | 0 | 0 | 0
|  | Corporate tax expense POS - calc - Check | 0 | check | 1.3813e-06 |  | 0 | 0 | 0 | 0 | 0 | 0 | 0 | 0 | 0 | 0 | 0 | 0 | 0 | 0 | 0 | 0 | 0 | 0 | 0 | 0 | 0 | 0 | 0 | 0 | 0 | 0 | 0 | 0 | 0 | 0 | 0 | 0 | 0 | 0 | 0 | 0 | 0 | 0 | 0 | 0 | 0 | 0 | 0 | 0 | 0 | 0 | 0 | 0 | 0 | 0 | 0 | 0 | 0 | 0 | 0 | 0 | 0 | 0 | 1.3813e-06 | 1.3611e-06 | 2.3874e-12 | 2.3874e-12 | 2.5011e-12 | 2.3874e-12 | 2.6148e-12 | 2.6148e-12 | 2.8422e-12 | 2.8422e-12 | 0 | 0 | 0 | 0 | 0 | 0 | 0 | 0 | 0 | 0 | 0 | 0 | 0 | 0 | 0 | 0 | 0 | 0
|  | Corporate tax expense POS - calc - P90 - Check | 0 | check | 0 |  | 0 | 0 | 0 | 0 | 0 | 0 | 0 | 0 | 0 | 0 | 0 | 0 | 0 | 0 | 0 | 0 | 0 | 0 | 0 | 0 | 0 | 0 | 0 | 0 | 0 | 0 | 0 | 0 | 0 | 0 | 0 | 0 | 0 | 0 | 0 | 0 | 0 | 0 | 0 | 0 | 0 | 0 | 0 | 0 | 0 | 0 | 0 | 0 | 0 | 0 | 0 | 0 | 0 | 0 | 0 | 0 | 0 | 0 | 0 | 0 | 0 | 0 | 0 | 0 | 0 | 0 | 0 | 0 | 0 | 0 | 0 | 0 | 0 | 0 | 0 | 0 | 0 | 0 | 0 | 0 | 0 | 0 | 0 | 0 | 0 | 0
|  | CFADS for debt sizing - P50 - Check | 0 | check | 0 |  | 0 | 0 | 0 | 0 | 0 | 0 | 0 | 0 | 0 | 0 | 0 | 0 | 0 | 0 | 0 | 0 | 0 | 0 | 0 | 0 | 0 | 0 | 0 | 0 | 0 | 0 | 0 | 0 | 0 | 0 | 0 | 0 | 0 | 0 | 0 | 0 | 0 | 0 | 0 | 0 | 0 | 0 | 0 | 0 | 0 | 0 | 0 | 0 | 0 | 0 | 0 | 0 | 0 | 0 | 0 | 0 | 0 | 0 | 0 | 0 | 0 | 0 | 0 | 0 | 0 | 0 | 0 | 0 | 0 | 0 | 0 | 0 | 0 | 0 | 0 | 0 | 0 | 0 | 0 | 0 | 0 | 0 | 0 | 0 | 0 | 0
|  | CFADS for debt sizing - P90 - Check | 0 | check | 0 |  | 0 | 0 | 0 | 0 | 0 | 0 | 0 | 0 | 0 | 0 | 0 | 0 | 0 | 0 | 0 | 0 | 0 | 0 | 0 | 0 | 0 | 0 | 0 | 0 | 0 | 0 | 0 | 0 | 0 | 0 | 0 | 0 | 0 | 0 | 0 | 0 | 0 | 0 | 0 | 0 | 0 | 0 | 0 | 0 | 0 | 0 | 0 | 0 | 0 | 0 | 0 | 0 | 0 | 0 | 0 | 0 | 0 | 0 | 0 | 0 | 0 | 0 | 0 | 0 | 0 | 0 | 0 | 0 | 0 | 0 | 0 | 0 | 0 | 0 | 0 | 0 | 0 | 0 | 0 | 0 | 0 | 0 | 0 | 0 | 0 | 0
|  | Cashflow available for cashsweep repayment - Check | 0 | check | 7.3596e-07 |  | 0 | 0 | 0 | 0 | 0 | 0 | 0 | 0 | 0 | 0 | 0 | 0 | 0 | 0 | 0 | 0 | 5.6843e-14 | 5.6843e-14 | 1.1369e-13 | 9.6634e-13 | 4.6612e-12 | 1.7394e-11 | 5.8662e-11 | 1.7235e-10 | 4.7828e-10 | 1.192e-09 | 2.8764e-09 | 6.4007e-09 | 1.3952e-08 | 2.8466e-08 | 5.67e-08 | 1.063e-07 | 1.9694e-07 | 3.224e-07 | 7.3596e-07 | 0 | 0 | 0 | 0 | 0 | 0 | 0 | 0 | 0 | 0 | 0 | 0 | 0 | 0 | 0 | 0 | 0 | 0 | 0 | 0 | 0 | 0 | 0 | 0 | 0 | 0 | 0 | 0 | 0 | 0 | 0 | 0 | 0 | 0 | 0 | 0 | 0 | 0 | 0 | 0 | 0 | 0 | 0 | 0 | 0 | 0 | 0 | 0 | 0 | 0 | 0
|  | VAT facility financing costs rolled-up - Check | 0 | check | 0 |  | 0 | 0 | 0 | 0 | 0 | 0 | 0 | 0 | 0 | 0 | 0 | 0 | 0 | 0 | 0 | 0 | 0 | 0 | 0 | 0 | 0 | 0 | 0 | 0 | 0 | 0 | 0 | 0 | 0 | 0 | 0 | 0 | 0 | 0 | 0 | 0 | 0 | 0 | 0 | 0 | 0 | 0 | 0 | 0 | 0 | 0 | 0 | 0 | 0 | 0 | 0 | 0 | 0 | 0 | 0 | 0 | 0 | 0 | 0 | 0 | 0 | 0 | 0 | 0 | 0 | 0 | 0 | 0 | 0 | 0 | 0 | 0 | 0 | 0 | 0 | 0 | 0 | 0 | 0 | 0 | 0 | 0 | 0 | 0 | 0 | 0
|  | Funding requirement - calculated - Check | 0 | check | 0 |  | 0 | 0 | 0 | 0 | 0 | 0 | 0 | 0 | 0 | 0 | 0 | 0 | 0 | 0 | 0 | 0 | 0 | 0 | 0 | 0 | 0 | 0 | 0 | 0 | 0 | 0 | 0 | 0 | 0 | 0 | 0 | 0 | 0 | 0 | 0 | 0 | 0 | 0 | 0 | 0 | 0 | 0 | 0 | 0 | 0 | 0 | 0 | 0 | 0 | 0 | 0 | 0 | 0 | 0 | 0 | 0 | 0 | 0 | 0 | 0 | 0 | 0 | 0 | 0 | 0 | 0 | 0 | 0 | 0 | 0 | 0 | 0 | 0 | 0 | 0 | 0 | 0 | 0 | 0 | 0 | 0 | 0 | 0 | 0 | 0 | 0
|  | Master optimisation check | 0 | check
|  | Maximum variance - value | 0 | check
|  | Maximum variance - label | Power plant charge - calculated - Check | label
|  | Debt sizing check | 0 | check
|  | Adjusted ratio optimised | 0 | check
|  | Sensitivity switch | 0 | 0= Off, 1=On
|  | Debt repayment profiles - calculated vs hardcoded - sensitized | 0 | 1 = calculated , 0 = hold rpmt profiles unchanged
HISTORIC VALUES - FOR SENSITIVITIES
Calculations
|  | ADB Loan construction end amount - calculated - Base Case | 26505.2054 | USD 000s |  |  | 1: 26505.2054
|  | EBRD construction end amount - calculated - Base Case | 34798.3079 | USD 000s |  |  | 1: 34798.3079
|  | AIIB construction end amount - calculated - Base Case | 20431.0959 | USD 000s |  |  | 1: 20431.0959
|  | EIB construction end amount - calculated - Base Case | 20431.0959 | USD 000s |  |  | 1: 20431.0959
|  | Senior debt amount - calc - Base Case | 109774.2826 | USD 000s |  |  | 1: 109774.2826
|  | Equity funding requirement - calculated - Base Case | 77634.9922 | USD 000s |  |  | 1: 77634.9922
|  | Equity bridge / shareholder loan - masdar - Base Case | 77512.265 | USD 000s |  |  | 1: 77512.265
|  | Equity bridge / shareholder loan - [sponsor 2] - Base Case | 0 | USD 000s |  |  | 1: 0
|  | Equity bridge interest and fees rolled up - total - masdar - Base Case | 0 | USD 000s |  |  | 1: 0
|  | Total DSRA balance at end construction - Base Case | 8050.8315 | USD 000s |  |  | 1: 8050.8315
|  | Working capital pre-funding amount - calc - Base Case | 1660.901 | USD 000s |  |  | 1: 1660.901
|  | ADB as % of total senior debt (upto Project costs % cap) - active | 25.94% | % |  |  | 1: 25.94%
|  | EBRD as % of total senior debt (upto Project costs % cap) - active | 34.06% | % |  |  | 1: 34.06%
|  | AIIB as % of total senior debt (upto Project costs % cap) - active | 20% | % |  |  | 1: 20%
|  | EIB as % of total senior debt (upto Project costs % cap) - active | 20% | % |  |  | 1: 20%
|  | Funding requirement - fixed | 0 | USD 000s | 179800.6979 | 0 | 0 | 0 | 0 | 0 | 0 | 0 | 0 | 0 | 0 | 0 | 0 | 0 | 0 | 0 | 0 | 0 | 0 | 0 | 0 | 0 | 41521.3067 | 23602.0099 | 25945.1538 | 27730.1487 | 21817.0954 | 9773.5085 | 4752.7051 | 290.1311 | 289.9393 | 2878.9937 | 148.5722 | 201.1171 | 3954.3173 | 41.1194 | 10.9452 | 2778.1141 | 10.9452 | 10.9452 | 10.7534 | 10.9452 | 10.7534 | 2965.5347 | 10.9452 | 10.3699 | 10.9452 | 18.3449 | 10.9452 | 10984.0928 | 0 | 0 | 0 | 0 | 0 | 0 | 0 | 0 | 0 | 0 | 0 | 0 | 0 | 0 | 0 | 0 | 0 | 0 | 0 | 0 | 0 | 0 | 0 | 0 | 0 | 0 | 0 | 0 | 0 | 0 | 0 | 0 | 0 | 0 | 0 | 0 | 0 | 0
|  | ADB notional profile - calculated - construction | 0 | USD | 0 | 0 | 0 | 0 | 0 | 0 | 0 | 0 | 0 | 0 | 0 | 0 | 0 | 0 | 0 | 0 | 0 | 0 | 0 | 0 | 0 | 0 | 0 | 0 | 0 | 3206286.6053 | 9824885.5257 | 15032163.9074 | 17364893.2956 | 18499263.3061 | 18568511.4428 | 18637713.8054 | 19324868.5994 | 19360329.6434 | 19408332.0382 | 20352143.7962 | 20361958.1315 | 20364570.5202 | 21027647.485 | 21030259.8736 | 21032872.2622 | 21035438.8769 | 21038051.2655 | 21040617.8801 | 21748428.1813 | 21751040.5699 | 21753515.6365 | 21756128.0251 | 21760506.5699 | 21763118.9585 | 0 | 0 | 0 | 0 | 0 | 0 | 0 | 0 | 0 | 0 | 0 | 0 | 0 | 0 | 0 | 0 | 0 | 0 | 0 | 0 | 0 | 0 | 0 | 0 | 0 | 0 | 0 | 0 | 0 | 0 | 0 | 0 | 0 | 0 | 0 | 0 | 0 | 0
|  | EBRD notional profile - calculated - construction | 0 | USD | 0 | 0 | 0 | 0 | 0 | 0 | 0 | 0 | 0 | 0 | 0 | 0 | 0 | 0 | 0 | 0 | 0 | 0 | 0 | 0 | 0 | 0 | 0 | 0 | 0 | 4209488.1627 | 12898952.7175 | 19735514.5745 | 22798121.8692 | 24287420.1507 | 24378335.0462 | 24469189.8456 | 25371345.6188 | 25417901.9199 | 25480923.5826 | 26720040.6398 | 26732925.7414 | 26736355.5093 | 27606899.8424 | 27610329.6103 | 27613759.3782 | 27617129.0501 | 27620558.8181 | 27623928.49 | 28553202.5852 | 28556632.3531 | 28559881.8329 | 28563311.6008 | 28569060.1301 | 28572489.8981 | 0 | 0 | 0 | 0 | 0 | 0 | 0 | 0 | 0 | 0 | 0 | 0 | 0 | 0 | 0 | 0 | 0 | 0 | 0 | 0 | 0 | 0 | 0 | 0 | 0 | 0 | 0 | 0 | 0 | 0 | 0 | 0 | 0 | 0 | 0 | 0 | 0 | 0
|  | AIIB notional profile - calculated - construction | 0 | USD | 0 | 0 | 0 | 0 | 0 | 0 | 0 | 0 | 0 | 0 | 0 | 0 | 0 | 0 | 0 | 0 | 0 | 0 | 0 | 0 | 0 | 0 | 0 | 0 | 0 | 2471512.5916 | 7573349.2594 | 11587293.012 | 13385438.5821 | 14259848.7984 | 14313227.5705 | 14366571.0584 | 14896252.8787 | 14923587.4335 | 14960589.2795 | 15688110.8429 | 15695676.0597 | 15697689.776 | 16208811.603 | 16210825.3192 | 16212839.0355 | 16214817.4676 | 16216831.1838 | 16218809.6159 | 16764413.3897 | 16766427.106 | 16768334.9698 | 16770348.686 | 16773723.8143 | 16775737.5305 | 0 | 0 | 0 | 0 | 0 | 0 | 0 | 0 | 0 | 0 | 0 | 0 | 0 | 0 | 0 | 0 | 0 | 0 | 0 | 0 | 0 | 0 | 0 | 0 | 0 | 0 | 0 | 0 | 0 | 0 | 0 | 0 | 0 | 0 | 0 | 0 | 0 | 0
|  | EIB notional profile - calculated - construction | 0 | USD | 0 | 0 | 0 | 0 | 0 | 0 | 0 | 0 | 0 | 0 | 0 | 0 | 0 | 0 | 0 | 0 | 0 | 0 | 0 | 0 | 0 | 0 | 0 | 0 | 0 | 2471512.5916 | 7573349.2594 | 11587293.012 | 13385438.5821 | 14259848.7984 | 14313227.5705 | 14366571.0584 | 14896252.8787 | 14923587.4335 | 14960589.2795 | 15688110.8429 | 15695676.0597 | 15697689.776 | 16208811.603 | 16210825.3192 | 16212839.0355 | 16214817.4676 | 16216831.1838 | 16218809.6159 | 16764413.3897 | 16766427.106 | 16768334.9698 | 16770348.686 | 16773723.8143 | 16775737.5305 | 0 | 0 | 0 | 0 | 0 | 0 | 0 | 0 | 0 | 0 | 0 | 0 | 0 | 0 | 0 | 0 | 0 | 0 | 0 | 0 | 0 | 0 | 0 | 0 | 0 | 0 | 0 | 0 | 0 | 0 | 0 | 0 | 0 | 0 | 0 | 0 | 0 | 0
|  | ADB notional profile - ops - calculated | 0 | USD | calculated profile | 0 | 0 | 0 | 0 | 0 | 0 | 0 | 0 | 0 | 20409008.1901 | 20302759.0026 | 19927447.4726 | 19497346.0201 | 19090846.9572 | 18684251.2945 | 18307341.2778 | 17810144.4534 | 17339926.9567 | 16820124.8826 | 16325969.538 | 15796944.1428 | 15297056.9696 | 14696053.0251 | 14125229.2086 | 13491300.3071 | 12881886.9504 | 12214453.6641 | 11691669.2024 | 11123871.9989 | 10585999.8711 | 9978385.3109 | 9396494.1452 | 8755131.7664 | 8139879.7837 | 7581638.655 | 7074867.1777 | 6454522.823 | 5936496.7848 | 5367748.9849 | 4820892.6328 | 4219970.9394 | 3638817.6391 | 3002621.4012 | 2385840.7707 | 1712664.7171 | 1058392.3547 | 347052.7541 | 0 | 0 | 0 | 0 | 0 | 0 | 0 | 0 | 0 | 0 | 0 | 0 | 0 | 0 | 0 | 0 | 0 | 0 | 0 | 0 | 0 | 0 | 0 | 0 | 0 | 0 | 0 | 0 | 0 | 0 | 0 | 0 | 0 | 0 | 0 | 0 | 0 | 0 | 0 | 0
|  | EBRD notional profile - ops - calculated | 0 | USD | calculated profile | 0 | 0 | 0 | 0 | 0 | 0 | 0 | 0 | 0 | 26794697.0952 | 26655204.0455 | 26162462.8662 | 25597788.7756 | 25064101.9272 | 24530288.2544 | 24035448.4445 | 23382685.7928 | 22765343.9172 | 22082903.1541 | 21434133.618 | 20739583.6875 | 20083288.915 | 19294239.369 | 18544812.8846 | 17712536.6301 | 16912446.4861 | 16036182.8006 | 15349826.5029 | 14604373.6159 | 13898208.9357 | 13100480.4063 | 12336523.7562 | 11494488.1948 | 10686732.6019 | 9953825.7496 | 9288492.6719 | 8474051.3761 | 7793942.3451 | 7047241.4335 | 6329281.4929 | 5540339.9332 | 4777352.0161 | 3942099.0079 | 3132336.4748 | 2248533.1915 | 1389548.2959 | 455640.6335 | 0 | 0 | 0 | 0 | 0 | 0 | 0 | 0 | 0 | 0 | 0 | 0 | 0 | 0 | 0 | 0 | 0 | 0 | 0 | 0 | 0 | 0 | 0 | 0 | 0 | 0 | 0 | 0 | 0 | 0 | 0 | 0 | 0 | 0 | 0 | 0 | 0 | 0 | 0 | 0
|  | AIIB notional profile - ops - calculated | 0 | USD | calculated profile | 0 | 0 | 0 | 0 | 0 | 0 | 0 | 0 | 0 | 15731943.8132 | 15650043.3978 | 15360740.7601 | 15029204.2238 | 14715861.1962 | 14402443.7062 | 14111908.9016 | 13728653.0162 | 13366193.6958 | 12965512.9303 | 12584601.5189 | 12176811.1101 | 11791481.4141 | 11328207.5402 | 10888197.5149 | 10399543.9867 | 9929787.8576 | 9415308.0328 | 9012328.3435 | 8574651.3325 | 8160041.5673 | 7691672.0105 | 7243130.9036 | 6748747.4032 | 6274490.6666 | 5844179.7965 | 5453543.4494 | 4975361.3427 | 4576049.6049 | 4137639.8425 | 3716104.7378 | 3252894.2658 | 2804921.9301 | 2314520.6635 | 1839085.5941 | 1320179.0528 | 815844.1067 | 267519.8313 | 0 | 0 | 0 | 0 | 0 | 0 | 0 | 0 | 0 | 0 | 0 | 0 | 0 | 0 | 0 | 0 | 0 | 0 | 0 | 0 | 0 | 0 | 0 | 0 | 0 | 0 | 0 | 0 | 0 | 0 | 0 | 0 | 0 | 0 | 0 | 0 | 0 | 0 | 0 | 0
|  | EIB notional profile - ops - calculated | 0 | USD | calculated profile | 0 | 0 | 0 | 0 | 0 | 0 | 0 | 0 | 0 | 15731943.8132 | 15618673.8177 | 15332352.4403 | 15008274.3978 | 14695208.7159 | 14383716.2284 | 14091102.0735 | 13709638.455 | 13343138.6992 | 12942867.3556 | 12559104.0955 | 12151796.5329 | 11762718.0913 | 11300553.7764 | 10857000.8161 | 10368963.039 | 9896111.2432 | 9383577.7431 | 8976985.1504 | 8541250.3061 | 8122754.2205 | 7655421.67 | 7204559.7161 | 6712268.4747 | 6235292.8954 | 5805644.2419 | 5411208.7153 | 4935110.7909 | 4533946.2237 | 4098171.3801 | 3676555.2859 | 3217182.5265 | 2770395.3222 | 2285851.4528 | 1812319.944 | 1301031.7701 | 800755.9568 | 261150.284 | 0 | 0 | 0 | 0 | 0 | 0 | 0 | 0 | 0 | 0 | 0 | 0 | 0 | 0 | 0 | 0 | 0 | 0 | 0 | 0 | 0 | 0 | 0 | 0 | 0 | 0 | 0 | 0 | 0 | 0 | 0 | 0 | 0 | 0 | 0 | 0 | 0 | 0 | 0 | 0
|  | ADB Loan sculpted rpmt % profile - calc - Base Case | 0 | % | 96.65% | 0% | 0% | 0% | 0% | 0% | 0% | 0% | 0% | 0% | 0.5206% | 1.839% | 2.107% | 1.992% | 1.992% | 1.847% | 2.071% | 1.968% | 2.199% | 2.102% | 2.268% | 2.154% | 2.371% | 2.266% | 2.55% | 2.471% | 2.732% | 2.132% | 2.337% | 2.233% | 2.546% | 2.461% | 2.731% | 2.644% | 2.409% | 2.21% | 3.013% | 3.021% | 3.278% | 3.165% | 3.435% | 3.329% | 3.606% | 3.502% | 3.786% | 3.686% | 3.974% | 1.7% | 0% | 0% | 0% | 0% | 0% | 0% | 0% | 0% | 0% | 0% | 0% | 0% | 0% | 0% | 0% | 0% | 0% | 0% | 0% | 0% | 0% | 0% | 0% | 0% | 0% | 0% | 0% | 0% | 0% | 0% | 0% | 0% | 0% | 0% | 0% | 0% | 0% | 0% | 0% | 0%
|  | EBRD Loan sculpted rpmt % profile - calc - Base Case | 0 | % | 96.65% | 0% | 0% | 0% | 0% | 0% | 0% | 0% | 0% | 0% | 0.5206% | 1.839% | 2.107% | 1.992% | 1.992% | 1.847% | 2.071% | 1.968% | 2.199% | 2.102% | 2.268% | 2.154% | 2.371% | 2.266% | 2.55% | 2.471% | 2.732% | 2.132% | 2.337% | 2.233% | 2.546% | 2.461% | 2.731% | 2.644% | 2.409% | 2.21% | 3.013% | 3.021% | 3.278% | 3.165% | 3.435% | 3.329% | 3.606% | 3.502% | 3.786% | 3.686% | 3.974% | 1.7% | 0% | 0% | 0% | 0% | 0% | 0% | 0% | 0% | 0% | 0% | 0% | 0% | 0% | 0% | 0% | 0% | 0% | 0% | 0% | 0% | 0% | 0% | 0% | 0% | 0% | 0% | 0% | 0% | 0% | 0% | 0% | 0% | 0% | 0% | 0% | 0% | 0% | 0% | 0% | 0%
|  | AIIB loan sculpted rpmt % profile - calc - Base Case | 0 | % | 96.65% | 0% | 0% | 0% | 0% | 0% | 0% | 0% | 0% | 0% | 0.5206% | 1.839% | 2.107% | 1.992% | 1.992% | 1.847% | 2.071% | 1.968% | 2.199% | 2.102% | 2.268% | 2.154% | 2.371% | 2.266% | 2.55% | 2.471% | 2.732% | 2.132% | 2.337% | 2.233% | 2.546% | 2.461% | 2.731% | 2.644% | 2.409% | 2.21% | 3.013% | 3.021% | 3.278% | 3.165% | 3.435% | 3.329% | 3.606% | 3.502% | 3.786% | 3.686% | 3.974% | 1.7% | 0% | 0% | 0% | 0% | 0% | 0% | 0% | 0% | 0% | 0% | 0% | 0% | 0% | 0% | 0% | 0% | 0% | 0% | 0% | 0% | 0% | 0% | 0% | 0% | 0% | 0% | 0% | 0% | 0% | 0% | 0% | 0% | 0% | 0% | 0% | 0% | 0% | 0% | 0% | 0%
|  | EIB sculpted rpmt % profile - calc - Base Case | 0% | % | 87.5% | 0% | 0% | 0% | 0% | 0% | 0% | 0% | 0% | 0% | 0.72% | 1.82% | 2.06% | 1.99% | 1.98% | 1.86% | 2.06% | 1.98% | 2.17% | 2.08% | 2.21% | 2.11% | 2.28% | 2.18% | 2.41% | 2.33% | 2.53% | 1.94% | 2.08% | 1.99% | 2.24% | 2.15% | 2.36% | 2.28% | 1.99% | 1.8% | 2.53% | 2.55% | 2.77% | 2.68% | 2.92% | 2.84% | 3.08% | 3.01% | 3.25% | 3.18% | 3.43% | 1.66% | 0% | 0% | 0% | 0% | 0% | 0% | 0% | 0% | 0% | 0% | 0% | 0% | 0% | 0% | 0% | 0% | 0% | 0% | 0% | 0% | 0% | 0% | 0% | 0% | 0% | 0% | 0% | 0% | 0% | 0% | 0% | 0% | 0% | 0% | 0% | 0% | 0% | 0% | 0% | 0%
Fixed
|  | ADB Loan construction end amount - Base Case - Historic | 26505.2054 | USD 000s |  |  | 1: 26505.2054
|  | EBRD Loan construction end amount - Base Case - Historic | 34798.3079 | USD 000s |  |  | 1: 34798.3079
|  | AIIB Loan construction end amount - Base Case - Historic | 20431.0959 | USD 000s |  |  | 1: 20431.0959
|  | EIB Loan construction end amount - Base Case - Historic | 20431.0959 | USD 000s |  |  | 1: 20431.0959
|  | Senior debt amount - Base Case - Historic | 102165.7051 | USD 000s |  |  | 1: 102165.7051
|  | Equity funding requirement - Base Case - Historic | 77634.9928 | USD 000s |  |  | 1: 77634.9928
|  | Equity bridge / shareholder loan - Masdar - Base Case - Historic | 77512.265 | USD 000s |  |  | 1: 77512.265
|  | Equity bridge / shareholder loan - [sponsor 2] - Base Case - Historic | 0 | USD 000s |  |  | 1: 0
|  | Equity bridge interest and fees rolled up - total - Masdar - Base Case - Historic | 0 | USD 000s |  |  | 1: 0
|  | Total DSRA balance at end construction - Base Case - Historic | 8050.8315 | USD 000s |  |  | 1: 8050.8315
|  | Working capital pre-funding amount - Base Case - Historic | 1660.901 | USD 000s |  |  | 1: 1660.901
|  | ADB as % of total senior debt (upto Project costs % cap) - fixed | 25.94% | % |  |  | 1: 25.94%
|  | EBRD as % of total senior debt (upto Project costs % cap) - fixed | 34.06% | % |  |  | 1: 34.06%
|  | AIIB as % of total senior debt (upto Project costs % cap) - fixed | 20% | % |  |  | 1: 20%
|  | EIB as % of total senior debt (upto Project costs % cap) - fixed | 20% | % |  |  | 1: 20%
|  | Funding requirement - fixed Base Case - Historic |  | USD 000s | 179800.6979 |  | 0 | 0 | 0 | 0 | 0 | 0 | 0 | 0 | 0 | 0 | 0 | 0 | 0 | 0 | 0 | 0 | 0 | 0 | 0 | 0 | 41521.3067 | 23602.0099 | 25945.1538 | 27730.1487 | 21817.0954 | 9773.5085 | 4752.7051 | 290.1311 | 289.9393 | 2878.9937 | 148.5722 | 201.1171 | 3954.3173 | 41.1194 | 10.9452 | 2778.1141 | 10.9452 | 10.9452 | 10.7534 | 10.9452 | 10.7534 | 2965.5347 | 10.9452 | 10.3699 | 10.9452 | 18.3449 | 10.9452 | 10984.0927 | 0 | 0 | 0 | 0 | 0 | 0 | 0 | 0 | 0 | 0 | 0 | 0 | 0 | 0 | 0 | 0 | 0 | 0 | 0 | 0 | 0 | 0 | 0 | 0 | 0 | 0 | 0 | 0 | 0 | 0 | 0 | 0 | 0 | 0 | 0 | 0 | 0 | 0
|  | ADB notional profile - construction - fixed |  | USD |  |  | 0 | 0 | 0 | 0 | 0 | 0 | 0 | 0 | 0 | 0 | 0 | 0 | 0 | 0 | 0 | 0 | 0 | 0 | 0 | 0 | 0 | 0 | 0 | 3206286.6039 | 9824885.5237 | 15032163.9055 | 17364893.2937 | 18499263.3041 | 18568511.4408 | 18637713.8035 | 19324868.5939 | 19360329.6379 | 19408332.0327 | 20352143.7907 | 20361958.126 | 20364570.5147 | 21027647.4762 | 21030259.8648 | 21032872.2534 | 21035438.868 | 21038051.2567 | 21040617.8713 | 21748428.1693 | 21751040.558 | 21753515.6245 | 21756128.0132 | 21760506.558 | 21763118.9466 | 0 | 0 | 0 | 0 | 0 | 0 | 0 | 0 | 0 | 0 | 0 | 0 | 0 | 0 | 0 | 0 | 0 | 0 | 0 | 0 | 0 | 0 | 0 | 0 | 0 | 0 | 0 | 0 | 0 | 0 | 0 | 0 | 0 | 0 | 0 | 0 | 0 | 0
|  | EBRD notional profile - construction - fixed |  | USD |  |  | 0 | 0 | 0 | 0 | 0 | 0 | 0 | 0 | 0 | 0 | 0 | 0 | 0 | 0 | 0 | 0 | 0 | 0 | 0 | 0 | 0 | 0 | 0 | 4209488.1609 | 12898952.7149 | 19735514.5719 | 22798121.8667 | 24287420.1481 | 24378335.0436 | 24469189.8431 | 25371345.6115 | 25417901.9127 | 25480923.5754 | 26720040.6326 | 26732925.7342 | 26736355.5021 | 27606899.8308 | 27610329.5987 | 27613759.3667 | 27617129.0386 | 27620558.8065 | 27623928.4784 | 28553202.5695 | 28556632.3375 | 28559881.8172 | 28563311.5852 | 28569060.1145 | 28572489.8824 | 0 | 0 | 0 | 0 | 0 | 0 | 0 | 0 | 0 | 0 | 0 | 0 | 0 | 0 | 0 | 0 | 0 | 0 | 0 | 0 | 0 | 0 | 0 | 0 | 0 | 0 | 0 | 0 | 0 | 0 | 0 | 0 | 0 | 0 | 0 | 0 | 0 | 0
|  | AIIB notional profile - construction - fixed |  | USD |  |  | 0 | 0 | 0 | 0 | 0 | 0 | 0 | 0 | 0 | 0 | 0 | 0 | 0 | 0 | 0 | 0 | 0 | 0 | 0 | 0 | 0 | 0 | 0 | 2471512.5905 | 7573349.2578 | 11587293.0105 | 13385438.5805 | 14259848.7969 | 14313227.569 | 14366571.0568 | 14896252.8745 | 14923587.4292 | 14960589.2752 | 15688110.8386 | 15695676.0555 | 15697689.7717 | 16208811.5962 | 16210825.3124 | 16212839.0287 | 16214817.4608 | 16216831.177 | 16218809.6091 | 16764413.3805 | 16766427.0968 | 16768334.9606 | 16770348.6768 | 16773723.8051 | 16775737.5213 | 0 | 0 | 0 | 0 | 0 | 0 | 0 | 0 | 0 | 0 | 0 | 0 | 0 | 0 | 0 | 0 | 0 | 0 | 0 | 0 | 0 | 0 | 0 | 0 | 0 | 0 | 0 | 0 | 0 | 0 | 0 | 0 | 0 | 0 | 0 | 0 | 0 | 0
|  | EIB notional profile - construction - fixed |  | USD |  |  | 0 | 0 | 0 | 0 | 0 | 0 | 0 | 0 | 0 | 0 | 0 | 0 | 0 | 0 | 0 | 0 | 0 | 0 | 0 | 0 | 0 | 0 | 0 | 2471512.5905 | 7573349.2578 | 11587293.0105 | 13385438.5805 | 14259848.7969 | 14313227.569 | 14366571.0568 | 14896252.8745 | 14923587.4292 | 14960589.2752 | 15688110.8386 | 15695676.0555 | 15697689.7717 | 16208811.5962 | 16210825.3124 | 16212839.0287 | 16214817.4608 | 16216831.177 | 16218809.6091 | 16764413.3805 | 16766427.0968 | 16768334.9606 | 16770348.6768 | 16773723.8051 | 16775737.5213 | 0 | 0 | 0 | 0 | 0 | 0 | 0 | 0 | 0 | 0 | 0 | 0 | 0 | 0 | 0 | 0 | 0 | 0 | 0 | 0 | 0 | 0 | 0 | 0 | 0 | 0 | 0 | 0 | 0 | 0 | 0 | 0 | 0 | 0 | 0 | 0 | 0 | 0
|  | ADB notional profile - ops - fixed |  | USD |  |  | 0 | 0 | 0 | 0 | 0 | 0 | 0 | 0 | 20409008.1901 | 20302759.0026 | 19927447.4726 | 19497346.0201 | 19090846.9572 | 18684251.2945 | 18307341.2778 | 17884590.6059 | 17485733.8897 | 17042327.2701 | 16621519.5953 | 16169854.1193 | 15744087.284 | 15277322.4694 | 14837002.3309 | 14344346.4213 | 13872832.5304 | 13353959.6615 | 12962711.9124 | 12535684.9744 | 12134587.4244 | 11676080.3355 | 11240297.4878 | 10755930.6128 | 10294132.3733 | 9887134.0184 | 9524700.5364 | 9005648.8251 | 8487622.7868 | 7918874.9869 | 7372018.6349 | 6771096.9415 | 6189943.6411 | 5553747.4033 | 4936966.7727 | 4263790.7192 | 3609518.3567 | 2898178.7561 | 0 | 0 | 0 | 0 | 0 | 0 | 0 | 0 | 0 | 0 | 0 | 0 | 0 | 0 | 0 | 0 | 0 | 0 | 0 | 0 | 0 | 0 | 0 | 0 | 0 | 0 | 0 | 0 | 0 | 0 | 0 | 0 | 0 | 0 | 0 | 0 | 0 | 0 | 0 | 0
|  | EBRD notional profile - ops - fixed |  | USD |  |  | 0 | 0 | 0 | 0 | 0 | 0 | 0 | 0 | 26794697.0952 | 26655204.0455 | 26162462.8662 | 25597788.7756 | 25064101.9272 | 24530288.2544 | 24035448.4445 | 23480425.0895 | 22956771.7696 | 22374629.5139 | 21822157.0922 | 21229171.9013 | 20670188.668 | 20057379.7698 | 19479289.7114 | 18832488.7622 | 18213444.8691 | 17532224.0463 | 17018560.4312 | 16457922.8272 | 15931327.5483 | 15329360.101 | 14757226.9873 | 14121308.5939 | 13515020.2416 | 12980677.8799 | 12504844.1071 | 11823388.4845 | 11143279.4535 | 10396578.5419 | 9678618.6013 | 8889677.0416 | 8126689.1245 | 7291436.1163 | 6481673.5832 | 5597870.2999 | 4738885.4043 | 3804977.7419 | 0 | 0 | 0 | 0 | 0 | 0 | 0 | 0 | 0 | 0 | 0 | 0 | 0 | 0 | 0 | 0 | 0 | 0 | 0 | 0 | 0 | 0 | 0 | 0 | 0 | 0 | 0 | 0 | 0 | 0 | 0 | 0 | 0 | 0 | 0 | 0 | 0 | 0 | 0 | 0
|  | AIIB notional profile - ops - fixed |  | USD |  |  | 0 | 0 | 0 | 0 | 0 | 0 | 0 | 0 | 15731943.8132 | 15650043.3978 | 15360740.7601 | 15029204.2238 | 14715861.1962 | 14402443.7062 | 14111908.9016 | 13786038.5921 | 13478586.54 | 13136793.9373 | 12812421.3547 | 12464262.5503 | 12136067.2814 | 11776269.4035 | 11436855.9634 | 11057100.3664 | 10693641.7422 | 10293677.239 | 9992090.4325 | 9662923.8345 | 9353744.473 | 9000311.9253 | 8664395.9802 | 8291029.8474 | 7935060.3711 | 7621332.4725 | 7341956.6635 | 6941854.3027 | 6542542.5648 | 6104132.8024 | 5682597.6977 | 5219387.2257 | 4771414.89 | 4281013.6234 | 3805578.554 | 3286672.0127 | 2782337.0666 | 2234012.7912 | 0 | 0 | 0 | 0 | 0 | 0 | 0 | 0 | 0 | 0 | 0 | 0 | 0 | 0 | 0 | 0 | 0 | 0 | 0 | 0 | 0 | 0 | 0 | 0 | 0 | 0 | 0 | 0 | 0 | 0 | 0 | 0 | 0 | 0 | 0 | 0 | 0 | 0 | 0 | 0
|  | EIB notional profile - ops - fixed |  | USD |  |  | 0 | 0 | 0 | 0 | 0 | 0 | 0 | 0 | 15731943.8132 | 15618673.8177 | 15332352.4403 | 15008274.3978 | 14695208.7159 | 14383716.2284 | 14091102.0735 | 13767024.0309 | 13455531.5434 | 13114148.3627 | 12786923.9314 | 12439247.9731 | 12107303.9586 | 11748615.6397 | 11405659.2646 | 11026519.4187 | 10659965.1278 | 10261946.9493 | 9956747.2394 | 9629522.8081 | 9316457.1262 | 8964061.5848 | 8625824.7928 | 8254550.9188 | 7895862.5998 | 7582796.918 | 7299621.9293 | 6901603.7508 | 6500439.1836 | 6064664.34 | 5643048.2458 | 5183675.4864 | 4736888.2822 | 4252344.4127 | 3778812.9039 | 3267524.73 | 2767248.9167 | 2227643.2439 | 0 | 0 | 0 | 0 | 0 | 0 | 0 | 0 | 0 | 0 | 0 | 0 | 0 | 0 | 0 | 0 | 0 | 0 | 0 | 0 | 0 | 0 | 0 | 0 | 0 | 0 | 0 | 0 | 0 | 0 | 0 | 0 | 0 | 0 | 0 | 0 | 0 | 0 | 0 | 0
|  | ADB loan sculpted rpmt % profile - Base Case - Historic |  | % | 87.5% |  | 0 | 0% | 0% | 0% | 0% | 0% | 0% | 0% | 0.5206% | 1.839% | 2.107% | 1.992% | 1.992% | 1.847% | 2.071% | 1.954% | 2.173% | 2.062% | 2.213% | 2.086% | 2.287% | 2.157% | 2.414% | 2.31% | 2.542% | 1.917% | 2.092% | 1.965% | 2.247% | 2.135% | 2.373% | 2.263% | 1.994% | 1.776% | 2.543% | 2.538% | 2.787% | 2.679% | 2.944% | 2.848% | 3.117% | 3.022% | 3.298% | 3.206% | 3.485% | 1.7% | 0% | 0% | 0% | 0% | 0% | 0% | 0% | 0% | 0% | 0% | 0% | 0% | 0% | 0% | 0% | 0% | 0% | 0% | 0% | 0% | 0% | 0% | 0% | 0% | 0% | 0% | 0% | 0% | 0% | 0% | 0% | 0% | 0% | 0% | 0% | 0% | 0% | 0% | 0% | 0%
|  | EBRD loan sculpted rpmt % profile - Base Case - Historic |  | % | 87.5% |  | 0 | 0% | 0% | 0% | 0% | 0% | 0% | 0% | 0.5206% | 1.839% | 2.107% | 1.992% | 1.992% | 1.847% | 2.071% | 1.954% | 2.173% | 2.062% | 2.213% | 2.086% | 2.287% | 2.157% | 2.414% | 2.31% | 2.542% | 1.917% | 2.092% | 1.965% | 2.247% | 2.135% | 2.373% | 2.263% | 1.994% | 1.776% | 2.543% | 2.538% | 2.787% | 2.679% | 2.944% | 2.848% | 3.117% | 3.022% | 3.298% | 3.206% | 3.485% | 1.7% | 0% | 0% | 0% | 0% | 0% | 0% | 0% | 0% | 0% | 0% | 0% | 0% | 0% | 0% | 0% | 0% | 0% | 0% | 0% | 0% | 0% | 0% | 0% | 0% | 0% | 0% | 0% | 0% | 0% | 0% | 0% | 0% | 0% | 0% | 0% | 0% | 0% | 0% | 0% | 0%
|  | AIIB loan sculpted rpmt % profile - Base Case - Historic |  | % | 87.5% |  | 0 | 0% | 0% | 0% | 0% | 0% | 0% | 0% | 0.5206% | 1.839% | 2.107% | 1.992% | 1.992% | 1.847% | 2.071% | 1.954% | 2.173% | 2.062% | 2.213% | 2.086% | 2.287% | 2.157% | 2.414% | 2.31% | 2.542% | 1.917% | 2.092% | 1.965% | 2.247% | 2.135% | 2.373% | 2.263% | 1.994% | 1.776% | 2.543% | 2.538% | 2.787% | 2.679% | 2.944% | 2.848% | 3.117% | 3.022% | 3.298% | 3.206% | 3.485% | 1.7% | 0% | 0% | 0% | 0% | 0% | 0% | 0% | 0% | 0% | 0% | 0% | 0% | 0% | 0% | 0% | 0% | 0% | 0% | 0% | 0% | 0% | 0% | 0% | 0% | 0% | 0% | 0% | 0% | 0% | 0% | 0% | 0% | 0% | 0% | 0% | 0% | 0% | 0% | 0% | 0%
|  | EIB loan sculpted rpmt % profile - Base Case - Historic |  | % | 87.5% |  | 0% | 0% | 0% | 0% | 0% | 0% | 0% | 0% | 0.72% | 1.82% | 2.06% | 1.99% | 1.98% | 1.86% | 2.06% | 1.98% | 2.17% | 2.08% | 2.21% | 2.11% | 2.28% | 2.18% | 2.41% | 2.33% | 2.53% | 1.94% | 2.08% | 1.99% | 2.24% | 2.15% | 2.36% | 2.28% | 1.99% | 1.8% | 2.53% | 2.55% | 2.77% | 2.68% | 2.92% | 2.84% | 3.08% | 3.01% | 3.25% | 3.18% | 3.43% | 1.66% | 0% | 0% | 0% | 0% | 0% | 0% | 0% | 0% | 0% | 0% | 0% | 0% | 0% | 0% | 0% | 0% | 0% | 0% | 0% | 0% | 0% | 0% | 0% | 0% | 0% | 0% | 0% | 0% | 0% | 0% | 0% | 0% | 0% | 0% | 0% | 0% | 0% | 0% | 0% | 0%
Check
|  | ADB Loan construction end amount - Base Case - Historic - Check |  | check | 0 |  | 1: 0
|  | EBRD Loan construction end amount - Base Case - Historic - Check |  | check | 0 |  | 1: 0
|  | AIIB Loan construction end amount - Base Case - Historic - Check |  | check | 0 |  | 1: 0
|  | EIB Loan construction end amount - Base Case - Historic - Check |  | check | 0 |  | 1: 0
|  | Senior debt amount - Base Case - Historic - Check |  | check | 7608.5775 |  | 1: 7608.5775
|  | Equity funding requirement - Base Case - Historic - Check |  | check | -0.00057039 |  | 1: -0.00057039
|  | Equity bridge / shareholder loan - Masdar - Base Case - Historic - Check |  | check | 0 |  | 1: 0
|  | Equity bridge / shareholder loan - [sponsor 2] - Base Case - Historic - Check |  | check | 0 |  | 1: 0
|  | Equity bridge interest and fees rolled up - total - Masdar - Base Case - Historic - Check |  | check | 0 |  | 1: 0
|  | Total DSRA balance at end construction - Base Case - Historic - Check |  | check | 0 |  | 1: 0
|  | Working capital pre-funding amount - Base Case - Historic - Check |  | check | 0 |  | 1: 0
|  | ADB as % of total senior debt (upto Project costs % cap) - fixed - Check |  | check | 0 |  | 1: 0
|  | EBRD as % of total senior debt (upto Project costs % cap) - fixed - Check |  | check | 0 |  | 1: 0
|  | AIIB as % of total senior debt (upto Project costs % cap) - fixed - Check |  | check | 0 |  | 1: 0
|  | EIB as % of total senior debt (upto Project costs % cap) - fixed - Check |  | check | 0 |  | 1: 0
|  | ADB notional profile - construction - fixed - Check |  | check | 149260152.9368 |  | 0 | 0 | 0 | 0 | 0 | 0 | 0 | 0 | 0 | 0 | 0 | 0 | 0 | 0 | 0 | 0 | 0 | 0 | 0 | 0 | 0 | 0 | 0 | 1003201.5589 | 3074067.1938 | 4703350.669 | 5433228.5756 | 5788156.8466 | 5809823.6054 | 5831476.0422 | 6046477.0249 | 6057572.282 | 6072591.5499 | 6367896.8491 | 6370967.6153 | 6371784.9947 | 6579252.3662 | 6580069.7455 | 6580887.1248 | 6581690.1821 | 6582507.5614 | 6583310.6187 | 6804774.4159 | 6805591.7952 | 6806366.2084 | 6807183.5877 | 6808553.5722 | 6809370.9515 | 0 | 0 | 0 | 0 | 0 | 0 | 0 | 0 | 0 | 0 | 0 | 0 | 0 | 0 | 0 | 0 | 0 | 0 | 0 | 0 | 0 | 0 | 0 | 0 | 0 | 0 | 0 | 0 | 0 | 0 | 0 | 0 | 0 | 0 | 0 | 0 | 0 | 0
|  | EBRD notional profile - construction - fixed - Check |  | check | -258582631.8797 |  | 0 | 0 | 0 | 0 | 0 | 0 | 0 | 0 | 0 | 0 | 0 | 0 | 0 | 0 | 0 | 0 | 0 | 0 | 0 | 0 | 0 | 0 | 0 | -1737975.5693 | -5325603.4556 | -8148221.5599 | -9412683.2846 | -10027571.3497 | -10065107.4731 | -10102618.7847 | -10475092.7328 | -10494314.4793 | -10520334.2959 | -11031929.7897 | -11037249.6744 | -11038665.7261 | -11398088.2278 | -11399504.2795 | -11400920.3312 | -11402311.571 | -11403727.6227 | -11405118.8625 | -11788789.1798 | -11790205.2315 | -11791546.8475 | -11792962.8992 | -11795336.3002 | -11796752.3519 | 0 | 0 | 0 | 0 | 0 | 0 | 0 | 0 | 0 | 0 | 0 | 0 | 0 | 0 | 0 | 0 | 0 | 0 | 0 | 0 | 0 | 0 | 0 | 0 | 0 | 0 | 0 | 0 | 0 | 0 | 0 | 0 | 0 | 0 | 0 | 0 | 0 | 0
|  | AIIB notional profile - construction - fixed - Check |  | check | 0.13164 |  | 0 | 0 | 0 | 0 | 0 | 0 | 0 | 0 | 0 | 0 | 0 | 0 | 0 | 0 | 0 | 0 | 0 | 0 | 0 | 0 | 0 | 0 | 0 | 0.0010881 | 0.0015186 | 0.0015186 | 0.0015186 | 0.0015186 | 0.0015186 | 0.0015186 | 0.0042449 | 0.0042449 | 0.0042449 | 0.0042449 | 0.0042449 | 0.0042449 | 0.0067975 | 0.0067975 | 0.0067975 | 0.0067975 | 0.0067975 | 0.0067975 | 0.0091976 | 0.0091976 | 0.0091976 | 0.0091976 | 0.0091976 | 0.0091976 | 0 | 0 | 0 | 0 | 0 | 0 | 0 | 0 | 0 | 0 | 0 | 0 | 0 | 0 | 0 | 0 | 0 | 0 | 0 | 0 | 0 | 0 | 0 | 0 | 0 | 0 | 0 | 0 | 0 | 0 | 0 | 0 | 0 | 0 | 0 | 0 | 0 | 0
|  | EIB notional profile - construction - fixed - Check |  | check | 58569983.294 |  | 0 | 0 | 0 | 0 | 0 | 0 | 0 | 0 | 20409008.1901 | 20302759.0026 | 19927447.4726 | 19497346.0201 | 19090846.9572 | 18684251.2945 | 18307341.2778 | 17810144.4534 | 17339926.9567 | 16820124.8826 | 16325969.538 | 15796944.1428 | 15297056.9696 | 14696053.0251 | 14125229.2086 | 11019787.7166 | 5308537.6925 | 627160.6537 | -1693769.3782 | -3135976.798 | -3727227.6979 | -4388185.7459 | -5499758.7293 | -6168455.6628 | -6820709.4915 | -8106472.1837 | -8620808.8778 | -9243166.9487 | -10272314.8115 | -10843076.3276 | -11391946.3958 | -11994846.5214 | -12578013.538 | -13216188.2079 | -14378572.6098 | -15053762.3796 | -15709942.6059 | -16423295.9228 | -16773723.8051 | -16775737.5213 | 0 | 0 | 0 | 0 | 0 | 0 | 0 | 0 | 0 | 0 | 0 | 0 | 0 | 0 | 0 | 0 | 0 | 0 | 0 | 0 | 0 | 0 | 0 | 0 | 0 | 0 | 0 | 0 | 0 | 0 | 0 | 0 | 0 | 0 | 0 | 0 | 0 | 0
|  | ADB notional profile - ops - fixed - Check |  | check | 82800223.4065 |  | 0 | 0 | 0 | 0 | 0 | 0 | 0 | 0 | 6385688.9052 | 6352445.0429 | 6235015.3936 | 6100442.7555 | 5973254.97 | 5846036.9598 | 5728107.1668 | 5498095.1869 | 5279610.0275 | 5040575.884 | 4812614.0226 | 4569729.5682 | 4339201.6309 | 4016916.8996 | 3707810.5537 | 3368190.2088 | 3039613.9558 | 2682223.1391 | 2387114.5906 | 2068688.6415 | 1763621.5113 | 1424400.0708 | 1096226.2683 | 738557.582 | 392600.2286 | 66691.7311 | -236207.8645 | -531597.449 | -693680.4417 | -871633.5535 | -1042737.142 | -1230757.0083 | -1412591.625 | -1611648.3954 | -1804630.298 | -2015257.5277 | -2219970.0608 | -2442538.1226 | 0 | 0 | 0 | 0 | 0 | 0 | 0 | 0 | 0 | 0 | 0 | 0 | 0 | 0 | 0 | 0 | 0 | 0 | 0 | 0 | 0 | 0 | 0 | 0 | 0 | 0 | 0 | 0 | 0 | 0 | 0 | 0 | 0 | 0 | 0 | 0 | 0 | 0 | 0 | 0
|  | EBRD notional profile - ops - fixed - Check |  | check | -297478134.6504 |  | 0 | 0 | 0 | 0 | 0 | 0 | 0 | 0 | -11062753.282 | -11005160.6476 | -10801722.1061 | -10568584.5518 | -10348240.731 | -10127844.5482 | -9923539.5429 | -9751772.0733 | -9590578.0738 | -9409116.5836 | -9237555.5733 | -9052360.7912 | -8878707.254 | -8729172.2296 | -8591092.1964 | -8432944.7754 | -8283657.0116 | -8116916.0135 | -8006232.0878 | -7883271.4946 | -7771285.981 | -7637688.0905 | -7514096.0837 | -7372561.1906 | -7240529.575 | -7136498.0834 | -7051300.6576 | -6848027.1417 | -6567229.8486 | -6258938.6994 | -5962513.8635 | -5636782.7758 | -5321767.1944 | -4976915.4528 | -4642587.9891 | -4277691.2471 | -3923041.2976 | -3537457.9107 | 0 | 0 | 0 | 0 | 0 | 0 | 0 | 0 | 0 | 0 | 0 | 0 | 0 | 0 | 0 | 0 | 0 | 0 | 0 | 0 | 0 | 0 | 0 | 0 | 0 | 0 | 0 | 0 | 0 | 0 | 0 | 0 | 0 | 0 | 0 | 0 | 0 | 0 | 0 | 0
|  | AIIB notional profile - ops - fixed - Check |  | check | -40093652.8388 |  | 0 | 0 | 0 | 0 | 0 | 0 | 0 | 0 | 0 | -31369.5801 | -28388.3198 | -20929.826 | -20652.4803 | -18727.4778 | -20806.8281 | -76400.137 | -135447.8408 | -193926.5817 | -253317.2592 | -312466.0175 | -373349.1902 | -475715.6271 | -579855.1472 | -688137.3274 | -797530.4989 | -910099.496 | -1015105.282 | -1121673.5283 | -1230990.2525 | -1344890.2554 | -1459836.2641 | -1578761.3727 | -1699767.4756 | -1815688.2306 | -1930747.9482 | -2006743.5117 | -2008596.3411 | -2005961.4224 | -2006042.4119 | -2002204.6992 | -2001019.5678 | -1995162.1706 | -1993258.61 | -1985640.2426 | -1981581.1098 | -1972862.5071 | 0 | 0 | 0 | 0 | 0 | 0 | 0 | 0 | 0 | 0 | 0 | 0 | 0 | 0 | 0 | 0 | 0 | 0 | 0 | 0 | 0 | 0 | 0 | 0 | 0 | 0 | 0 | 0 | 0 | 0 | 0 | 0 | 0 | 0 | 0 | 0 | 0 | 0 | 0 | 0
|  | EIB notional profile - ops - fixed - Check |  | check | -366483496.1337 |  | 0 | 0 | 0 | 0 | 0 | 0 | 0 | 0 | -15731943.808 | -15618673.7993 | -15332352.4193 | -15008274.3779 | -14695208.696 | -14383716.2099 | -14091102.0528 | -13767024.0112 | -13455531.5214 | -13114148.3417 | -12786923.9087 | -12439247.9515 | -12107303.9349 | -11748615.617 | -11405659.2391 | -11026519.394 | -10659965.1005 | -10261946.928 | -9956747.216 | -9629522.7857 | -9316457.1007 | -8964061.5601 | -8625824.7655 | -8254550.8923 | -7895862.5758 | -7582796.8959 | -7299621.8992 | -6901603.7206 | -6500439.1508 | -6064664.3083 | -5643048.2114 | -5183675.4532 | -4736888.2461 | -4252344.3777 | -3778812.8661 | -3267524.6931 | -2767248.877 | -2227643.2269 | 0 | 0 | 0 | 0 | 0 | 0 | 0 | 0 | 0 | 0 | 0 | 0 | 0 | 0 | 0 | 0 | 0 | 0 | 0 | 0 | 0 | 0 | 0 | 0 | 0 | 0 | 0 | 0 | 0 | 0 | 0 | 0 | 0 | 0 | 0 | 0 | 0 | 0 | 0 | 0
|  | Funding requirement - fixed Base Case - Historic - Check |  | check | 6.2647e-05 |  | 0 | 0 | 0 | 0 | 0 | 0 | 0 | 0 | 0 | 0 | 0 | 0 | 0 | 0 | 0 | 0 | 0 | 0 | 0 | 0 | 5.9144e-06 | 0 | 0 | 2.3397e-06 | 0 | 0 | 0 | 0 | 0 | 1.4818e-05 | 0 | 0 | 0 | 0 | 0 | 1.3874e-05 | 0 | 0 | 0 | 0 | 0 | 1.3046e-05 | 0 | 0 | 0 | 0 | 0 | 1.2655e-05 | 0 | 0 | 0 | 0 | 0 | 0 | 0 | 0 | 0 | 0 | 0 | 0 | 0 | 0 | 0 | 0 | 0 | 0 | 0 | 0 | 0 | 0 | 0 | 0 | 0 | 0 | 0 | 0 | 0 | 0 | 0 | 0 | 0 | 0 | 0 | 0 | 0 | 0
|  | ADB loan sculpted rpmt % profile - Base Case - Historic - Check |  | check | 0.091481 |  | 0 | 0 | 0 | 0 | 0 | 0 | 0 | 0 | -6.5401e-14 | -8.0262e-14 | -7.4142e-14 | -6.8178e-14 | -6.2391e-14 | -5.676e-14 | -5.1265e-14 | 0.00013278 | 0.00026611 | 0.00040133 | 0.00054539 | 0.00068265 | 0.00084043 | 0.0010889 | 0.0013582 | 0.001607 | 0.0019011 | 0.0021542 | 0.0024462 | 0.0026754 | 0.0029948 | 0.0032569 | 0.0035771 | 0.0038093 | 0.0041487 | 0.0043409 | 0.0046967 | 0.0048256 | 0.0049086 | 0.0048541 | 0.0049022 | 0.0048161 | 0.0048881 | 0.0048023 | 0.0048768 | 0.0047973 | 0.0048857 | 1.2314e-08 | 0 | 0 | 0 | 0 | 0 | 0 | 0 | 0 | 0 | 0 | 0 | 0 | 0 | 0 | 0 | 0 | 0 | 0 | 0 | 0 | 0 | 0 | 0 | 0 | 0 | 0 | 0 | 0 | 0 | 0 | 0 | 0 | 0 | 0 | 0 | 0 | 0 | 0 | 0 | 0
|  | EBRD loan sculpted rpmt % profile - Base Case - Historic - Check |  | check | 0.091481 |  | 0 | 0 | 0 | 0 | 0 | 0 | 0 | 0 | -6.5402e-14 | -8.0259e-14 | -7.4142e-14 | -6.8178e-14 | -6.2391e-14 | -5.676e-14 | -5.1261e-14 | 0.00013278 | 0.00026611 | 0.00040133 | 0.00054539 | 0.00068265 | 0.00084043 | 0.0010889 | 0.0013582 | 0.001607 | 0.0019011 | 0.0021542 | 0.0024462 | 0.0026754 | 0.0029948 | 0.0032569 | 0.0035771 | 0.0038093 | 0.0041487 | 0.0043409 | 0.0046967 | 0.0048256 | 0.0049086 | 0.0048541 | 0.0049022 | 0.0048161 | 0.0048881 | 0.0048023 | 0.0048768 | 0.0047973 | 0.0048857 | 1.2314e-08 | 0 | 0 | 0 | 0 | 0 | 0 | 0 | 0 | 0 | 0 | 0 | 0 | 0 | 0 | 0 | 0 | 0 | 0 | 0 | 0 | 0 | 0 | 0 | 0 | 0 | 0 | 0 | 0 | 0 | 0 | 0 | 0 | 0 | 0 | 0 | 0 | 0 | 0 | 0 | 0
|  | AIIB loan sculpted rpmt % profile - Base Case - Historic - Check |  | check | 0.091481 |  | 0 | 0 | 0 | 0 | 0 | 0 | 0 | 0 | -6.5401e-14 | -8.0262e-14 | -7.4142e-14 | -6.8178e-14 | -6.2391e-14 | -5.676e-14 | -5.1265e-14 | 0.00013278 | 0.00026611 | 0.00040133 | 0.00054539 | 0.00068265 | 0.00084043 | 0.0010889 | 0.0013582 | 0.001607 | 0.0019011 | 0.0021542 | 0.0024462 | 0.0026754 | 0.0029948 | 0.0032569 | 0.0035771 | 0.0038093 | 0.0041487 | 0.0043409 | 0.0046967 | 0.0048256 | 0.0049086 | 0.0048541 | 0.0049022 | 0.0048161 | 0.0048881 | 0.0048023 | 0.0048768 | 0.0047973 | 0.0048857 | 1.2314e-08 | 0 | 0 | 0 | 0 | 0 | 0 | 0 | 0 | 0 | 0 | 0 | 0 | 0 | 0 | 0 | 0 | 0 | 0 | 0 | 0 | 0 | 0 | 0 | 0 | 0 | 0 | 0 | 0 | 0 | 0 | 0 | 0 | 0 | 0 | 0 | 0 | 0 | 0 | 0 | 0
|  | EIB loan sculpted rpmt % profile - Base Case - Historic - Check |  | check | 0% |  | 0 | 0 | 0 | 0 | 0 | 0 | 0 | 0 | 0 | 0 | 0 | 0 | 0 | 0 | 0 | 0 | 0 | 0 | 0 | 0 | 0 | 0 | 0 | 0 | 0 | 0 | 0 | 0 | 0 | 0 | 0 | 0 | 0 | 0 | 0 | 0 | 0 | 0 | 0 | 0 | 0 | 0 | 0 | 0 | 0 | 0 | 0 | 0 | 0 | 0 | 0 | 0 | 0 | 0 | 0 | 0 | 0 | 0 | 0 | 0 | 0 | 0 | 0 | 0 | 0 | 0 | 0 | 0 | 0 | 0 | 0 | 0 | 0 | 0 | 0 | 0 | 0 | 0 | 0 | 0 | 0 | 0 | 0 | 0 | 0 | 0
END

## Tax
Tax
|  |  |  | Model period start date | 0 | Error chks | time axis 2021-07-01 to 2064-01-01
|  |  |  | Model period end date | 0 | Track chgs | time axis 2021-12-31 to 2064-06-30
|  |  |  | Timeline label | 1 | Alerts |  |  | Dev | Dev | Dev | FC/Const. | Const | Const | Const | Const | Ops - PPA | Ops - PPA | Ops - PPA | Ops - PPA | Ops - PPA | Ops - PPA | Ops - PPA | Ops - PPA | Ops - PPA | Ops - PPA | Ops - PPA | Ops - PPA | Ops - PPA | Ops - PPA | Ops - PPA | Ops - PPA | Ops - PPA | Ops - PPA | Ops - PPA | Ops - PPA | Ops - PPA | Ops - PPA | Ops - PPA | Ops - PPA | Ops - PPA | Ops - PPA | Ops - PPA | Ops - PPA | Ops - PPA | Ops - PPA | Ops - PPA | Ops - PPA | Ops - PPA | Ops - PPA | Ops - PPA | Ops - PPA | Ops - PPA | Ops - PPA | Ops - PPA | Ops - PPA | Ops - PPA | Ops - PPA | Ops - PPA | Ops - PPA | Ops - PPA | Ops - PPA | Ops - PPA | Ops - PPA | Ops - PPA | Ops - PPA | Ops - PPA | Ops - PPA | Ops - PPA | Ops - PPA | Ops - PPA | Ops - PPA | Ops - PPA | Ops - PPA | Ops - PPA | Ops - PPA | Post-Ops | Post-Ops | Post-Ops | Post-Ops | Post-Ops | Post-Ops | Post-Ops | Post-Ops | Post-Ops | Post-Ops | Post-Ops | Post-Ops | Post-Ops | Post-Ops | Post-Ops | Post-Ops | Post-Ops | Post-Ops
|  |  |  | Model column counter | Constant | Unit | Total |  | 1 | 2 | 3 | 4 | 5 | 6 | 7 | 8 | 9 | 10 | 11 | 12 | 13 | 14 | 15 | 16 | 17 | 18 | 19 | 20 | 21 | 22 | 23 | 24 | 25 | 26 | 27 | 28 | 29 | 30 | 31 | 32 | 33 | 34 | 35 | 36 | 37 | 38 | 39 | 40 | 41 | 42 | 43 | 44 | 45 | 46 | 47 | 48 | 49 | 50 | 51 | 52 | 53 | 54 | 55 | 56 | 57 | 58 | 59 | 60 | 61 | 62 | 63 | 64 | 65 | 66 | 67 | 68 | 69 | 70 | 71 | 72 | 73 | 74 | 75 | 76 | 77 | 78 | 79 | 80 | 81 | 82 | 83 | 84 | 85 | 86
TAX DEPRECIATION
|  |  |  | IFRIC 12 accounting used? | 1 | 1 = yes, 0 = no (/OL or FL)
|  |  |  | Fixed asset accounting under IFRIC12 - for tax | 1 | 1 = yes, 0 = no
|  |  |  | Tax depreciation switch | 1 | switch
Total depreciation disallowed for tax purposes
|  |  |  | Non current assets depreciation POS | 0 | USD 000s | 159043.4534 | 0 | 0 | 0 | 0 | 0 | 0 | 2453.83 | 2483.641 | 2445.53 | 2527.6742 | 2527.6742 | 2527.6742 | 2527.6742 | 2527.6742 | 2527.6742 | 2527.6742 | 2527.6742 | 2527.6742 | 2527.6742 | 2527.6742 | 2527.6742 | 2527.6742 | 2527.6742 | 2527.6742 | 2527.6742 | 2527.6742 | 2527.6742 | 2527.6742 | 2527.6742 | 2527.6742 | 2527.6742 | 2527.6742 | 2527.6742 | 2527.6742 | 2527.6742 | 2527.6742 | 2527.6742 | 2527.6742 | 2527.6742 | 2527.6742 | 2527.6742 | 2527.6742 | 2527.6742 | 2527.6742 | 2527.6742 | 2527.6742 | 2527.6742 | 2527.6742 | 2527.6742 | 2527.6742 | 2527.6742 | 2527.6742 | 2527.6742 | 2527.6742 | 2527.6742 | 2527.6742 | 2527.6742 | 2527.6742 | 2527.6742 | 2527.6742 | 2527.6742 | 2527.6742 | 2527.6742 | 2527.6742 | 2527.6742 | 2527.6742 | 2527.6742 | 2527.6742 | 2527.6742 | 0 | 0 | 0 | 0 | 0 | 0 | 0 | 0 | 0 | 0 | 0 | 0 | 0 | 0 | 0 | 0 | 0 | 0
|  |  |  | Capitalised finance costs amortisation POS | 0 | USD 000s | 20452.9711 | 0 | 0 | 0 | 0 | 0 | 0 | 170.0834 | 275.3151 | 380.9183 | 523.3774 | 523.3774 | 523.3774 | 523.3774 | 523.3774 | 523.3774 | 523.3774 | 523.3774 | 523.3774 | 523.3774 | 523.3774 | 523.3774 | 523.3774 | 523.3774 | 523.3774 | 523.3774 | 523.3774 | 523.3774 | 523.3774 | 523.3774 | 523.3774 | 523.3774 | 523.3774 | 523.3774 | 523.3774 | 523.3774 | 523.3774 | 523.3774 | 523.3774 | 523.3774 | 523.3774 | 523.3774 | 523.3774 | 523.3774 | 523.3774 | 523.3774 | 523.3774 | 261.6887 | 0 | 0 | 0 | 0 | 0 | 0 | 0 | 0 | 0 | 0 | 0 | 0 | 0 | 0 | 0 | 0 | 0 | 0 | 0 | 0 | 0 | 0 | 0 | 0 | 0 | 0 | 0 | 0 | 0 | 0 | 0 | 0 | 0 | 0 | 0 | 0 | 0 | 0 | 0 | 0
|  |  |  | Disallowed depreciation for tax purposes |  | USD 000s | 179496.4245 |  | 0 | 0 | 0 | 0 | 0 | 2623.9134 | 2758.9561 | 2826.4484 | 3051.0517 | 3051.0517 | 3051.0517 | 3051.0517 | 3051.0517 | 3051.0517 | 3051.0517 | 3051.0517 | 3051.0517 | 3051.0517 | 3051.0517 | 3051.0517 | 3051.0517 | 3051.0517 | 3051.0517 | 3051.0517 | 3051.0517 | 3051.0517 | 3051.0517 | 3051.0517 | 3051.0517 | 3051.0517 | 3051.0517 | 3051.0517 | 3051.0517 | 3051.0517 | 3051.0517 | 3051.0517 | 3051.0517 | 3051.0517 | 3051.0517 | 3051.0517 | 3051.0517 | 3051.0517 | 3051.0517 | 3051.0517 | 3051.0517 | 2789.3629 | 2527.6742 | 2527.6742 | 2527.6742 | 2527.6742 | 2527.6742 | 2527.6742 | 2527.6742 | 2527.6742 | 2527.6742 | 2527.6742 | 2527.6742 | 2527.6742 | 2527.6742 | 2527.6742 | 2527.6742 | 2527.6742 | 2527.6742 | 2527.6742 | 2527.6742 | 2527.6742 | 2527.6742 | 2527.6742 | 0 | 0 | 0 | 0 | 0 | 0 | 0 | 0 | 0 | 0 | 0 | 0 | 0 | 0 | 0 | 0 | 0 | 0
Capitalised finance costs allocation to non current assets for tax purposes
Allocation of finance costs to non current assets
|  |  |  | PV EPC costs s.a. | 0 | USD 000s | 127767.595 | 0 | 0 | 0 | 0 | 95263.5188 | 32504.0762 | 0 | 0 | 0 | 0 | 0 | 0 | 0 | 0 | 0 | 0 | 0 | 0 | 0 | 0 | 0 | 0 | 0 | 0 | 0 | 0 | 0 | 0 | 0 | 0 | 0 | 0 | 0 | 0 | 0 | 0 | 0 | 0 | 0 | 0 | 0 | 0 | 0 | 0 | 0 | 0 | 0 | 0 | 0 | 0 | 0 | 0 | 0 | 0 | 0 | 0 | 0 | 0 | 0 | 0 | 0 | 0 | 0 | 0 | 0 | 0 | 0 | 0 | 0 | 0 | 0 | 0 | 0 | 0 | 0 | 0 | 0 | 0 | 0 | 0 | 0 | 0 | 0 | 0 | 0 | 0 | 0
|  |  |  | Sum of PV EPC costs s.a. | 127767.595 | USD 000s
|  |  |  | [spare 2] s.a. | 0 | USD 000s | 0 | 0 | 0 | 0 | 0 | 0 | 0 | 0 | 0 | 0 | 0 | 0 | 0 | 0 | 0 | 0 | 0 | 0 | 0 | 0 | 0 | 0 | 0 | 0 | 0 | 0 | 0 | 0 | 0 | 0 | 0 | 0 | 0 | 0 | 0 | 0 | 0 | 0 | 0 | 0 | 0 | 0 | 0 | 0 | 0 | 0 | 0 | 0 | 0 | 0 | 0 | 0 | 0 | 0 | 0 | 0 | 0 | 0 | 0 | 0 | 0 | 0 | 0 | 0 | 0 | 0 | 0 | 0 | 0 | 0 | 0 | 0 | 0 | 0 | 0 | 0 | 0 | 0 | 0 | 0 | 0 | 0 | 0 | 0 | 0 | 0 | 0 | 0
|  |  |  | Sum of [spare 2] s.a. | 0 | USD 000s
|  |  |  | [spare 3] s.a. | 0 | USD 000s | 0 | 0 | 0 | 0 | 0 | 0 | 0 | 0 | 0 | 0 | 0 | 0 | 0 | 0 | 0 | 0 | 0 | 0 | 0 | 0 | 0 | 0 | 0 | 0 | 0 | 0 | 0 | 0 | 0 | 0 | 0 | 0 | 0 | 0 | 0 | 0 | 0 | 0 | 0 | 0 | 0 | 0 | 0 | 0 | 0 | 0 | 0 | 0 | 0 | 0 | 0 | 0 | 0 | 0 | 0 | 0 | 0 | 0 | 0 | 0 | 0 | 0 | 0 | 0 | 0 | 0 | 0 | 0 | 0 | 0 | 0 | 0 | 0 | 0 | 0 | 0 | 0 | 0 | 0 | 0 | 0 | 0 | 0 | 0 | 0 | 0 | 0 | 0
|  |  |  | Sum of [spare 3] s.a. | 0 | USD 000s
|  |  |  | [spare 4] s.a. | 0 | USD 000s | 0 | 0 | 0 | 0 | 0 | 0 | 0 | 0 | 0 | 0 | 0 | 0 | 0 | 0 | 0 | 0 | 0 | 0 | 0 | 0 | 0 | 0 | 0 | 0 | 0 | 0 | 0 | 0 | 0 | 0 | 0 | 0 | 0 | 0 | 0 | 0 | 0 | 0 | 0 | 0 | 0 | 0 | 0 | 0 | 0 | 0 | 0 | 0 | 0 | 0 | 0 | 0 | 0 | 0 | 0 | 0 | 0 | 0 | 0 | 0 | 0 | 0 | 0 | 0 | 0 | 0 | 0 | 0 | 0 | 0 | 0 | 0 | 0 | 0 | 0 | 0 | 0 | 0 | 0 | 0 | 0 | 0 | 0 | 0 | 0 | 0 | 0 | 0
|  |  |  | Sum of [spare 4] s.a. | 0 | USD 000s
|  |  |  | [spare 5] s.a. | 0 | USD 000s | 0 | 0 | 0 | 0 | 0 | 0 | 0 | 0 | 0 | 0 | 0 | 0 | 0 | 0 | 0 | 0 | 0 | 0 | 0 | 0 | 0 | 0 | 0 | 0 | 0 | 0 | 0 | 0 | 0 | 0 | 0 | 0 | 0 | 0 | 0 | 0 | 0 | 0 | 0 | 0 | 0 | 0 | 0 | 0 | 0 | 0 | 0 | 0 | 0 | 0 | 0 | 0 | 0 | 0 | 0 | 0 | 0 | 0 | 0 | 0 | 0 | 0 | 0 | 0 | 0 | 0 | 0 | 0 | 0 | 0 | 0 | 0 | 0 | 0 | 0 | 0 | 0 | 0 | 0 | 0 | 0 | 0 | 0 | 0 | 0 | 0 | 0 | 0
|  |  |  | Sum of [spare 5] s.a. | 0 | USD 000s
|  |  |  | Project costs excluding EPC costs and VAT s.a. POS | 0 | USD 000s | 31275.8584 | 0 | 0 | 0 | 0 | 22149.5497 | 4674.1466 | 4331.9206 | 82.65 | 37.5915 | 0 | 0 | 0 | 0 | 0 | 0 | 0 | 0 | 0 | 0 | 0 | 0 | 0 | 0 | 0 | 0 | 0 | 0 | 0 | 0 | 0 | 0 | 0 | 0 | 0 | 0 | 0 | 0 | 0 | 0 | 0 | 0 | 0 | 0 | 0 | 0 | 0 | 0 | 0 | 0 | 0 | 0 | 0 | 0 | 0 | 0 | 0 | 0 | 0 | 0 | 0 | 0 | 0 | 0 | 0 | 0 | 0 | 0 | 0 | 0 | 0 | 0 | 0 | 0 | 0 | 0 | 0 | 0 | 0 | 0 | 0 | 0 | 0 | 0 | 0 | 0 | 0 | 0
|  |  |  | Sum of Project costs excluding EPC costs and VAT s.a. POS | 31275.8584 | USD 000s
|  |  |  | Sum of PV EPC costs s.a. | 127767.595 | USD 000s
|  |  |  | Sum of [spare 2] s.a. | 0 | USD 000s
|  |  |  | Sum of [spare 3] s.a. | 0 | USD 000s
|  |  |  | Sum of [spare 4] s.a. | 0 | USD 000s
|  |  |  | Sum of [spare 5] s.a. | 0 | USD 000s
|  |  |  | Sum of Project costs excluding EPC costs and VAT s.a. POS | 31275.8584 | USD 000s
|  |  |  | Finance costs during construction | 0 | USD 000s | 20452.9711 | 0 | 0 | 0 | 0 | 2319.1891 | 4569.1882 | 4431.9667 | 4552.2471 | 4580.38 | 0 | 0 | 0 | 0 | 0 | 0 | 0 | 0 | 0 | 0 | 0 | 0 | 0 | 0 | 0 | 0 | 0 | 0 | 0 | 0 | 0 | 0 | 0 | 0 | 0 | 0 | 0 | 0 | 0 | 0 | 0 | 0 | 0 | 0 | 0 | 0 | 0 | 0 | 0 | 0 | 0 | 0 | 0 | 0 | 0 | 0 | 0 | 0 | 0 | 0 | 0 | 0 | 0 | 0 | 0 | 0 | 0 | 0 | 0 | 0 | 0 | 0 | 0 | 0 | 0 | 0 | 0 | 0 | 0 | 0 | 0 | 0 | 0 | 0 | 0 | 0 | 0 | 0
|  |  |  | Finance costs applicable to PV asset |  | USD 000s | 16430.899 |  | 0 | 0 | 0 | 1863.1211 | 3670.6584 | 3560.4215 | 3657.0487 | 3679.6493 | 0 | 0 | 0 | 0 | 0 | 0 | 0 | 0 | 0 | 0 | 0 | 0 | 0 | 0 | 0 | 0 | 0 | 0 | 0 | 0 | 0 | 0 | 0 | 0 | 0 | 0 | 0 | 0 | 0 | 0 | 0 | 0 | 0 | 0 | 0 | 0 | 0 | 0 | 0 | 0 | 0 | 0 | 0 | 0 | 0 | 0 | 0 | 0 | 0 | 0 | 0 | 0 | 0 | 0 | 0 | 0 | 0 | 0 | 0 | 0 | 0 | 0 | 0 | 0 | 0 | 0 | 0 | 0 | 0 | 0 | 0 | 0 | 0 | 0 | 0 | 0 | 0 | 0
|  |  |  | Finance costs applicable to Spare 2 asset |  | USD 000s | 0 |  | 0 | 0 | 0 | 0 | 0 | 0 | 0 | 0 | 0 | 0 | 0 | 0 | 0 | 0 | 0 | 0 | 0 | 0 | 0 | 0 | 0 | 0 | 0 | 0 | 0 | 0 | 0 | 0 | 0 | 0 | 0 | 0 | 0 | 0 | 0 | 0 | 0 | 0 | 0 | 0 | 0 | 0 | 0 | 0 | 0 | 0 | 0 | 0 | 0 | 0 | 0 | 0 | 0 | 0 | 0 | 0 | 0 | 0 | 0 | 0 | 0 | 0 | 0 | 0 | 0 | 0 | 0 | 0 | 0 | 0 | 0 | 0 | 0 | 0 | 0 | 0 | 0 | 0 | 0 | 0 | 0 | 0 | 0 | 0 | 0 | 0
|  |  |  | Finance costs applicable to Spare 3 asset |  | USD 000s | 0 |  | 0 | 0 | 0 | 0 | 0 | 0 | 0 | 0 | 0 | 0 | 0 | 0 | 0 | 0 | 0 | 0 | 0 | 0 | 0 | 0 | 0 | 0 | 0 | 0 | 0 | 0 | 0 | 0 | 0 | 0 | 0 | 0 | 0 | 0 | 0 | 0 | 0 | 0 | 0 | 0 | 0 | 0 | 0 | 0 | 0 | 0 | 0 | 0 | 0 | 0 | 0 | 0 | 0 | 0 | 0 | 0 | 0 | 0 | 0 | 0 | 0 | 0 | 0 | 0 | 0 | 0 | 0 | 0 | 0 | 0 | 0 | 0 | 0 | 0 | 0 | 0 | 0 | 0 | 0 | 0 | 0 | 0 | 0 | 0 | 0 | 0
|  |  |  | Finance costs applicable to Spare 4 asset |  | USD 000s | 0 |  | 0 | 0 | 0 | 0 | 0 | 0 | 0 | 0 | 0 | 0 | 0 | 0 | 0 | 0 | 0 | 0 | 0 | 0 | 0 | 0 | 0 | 0 | 0 | 0 | 0 | 0 | 0 | 0 | 0 | 0 | 0 | 0 | 0 | 0 | 0 | 0 | 0 | 0 | 0 | 0 | 0 | 0 | 0 | 0 | 0 | 0 | 0 | 0 | 0 | 0 | 0 | 0 | 0 | 0 | 0 | 0 | 0 | 0 | 0 | 0 | 0 | 0 | 0 | 0 | 0 | 0 | 0 | 0 | 0 | 0 | 0 | 0 | 0 | 0 | 0 | 0 | 0 | 0 | 0 | 0 | 0 | 0 | 0 | 0 | 0 | 0
|  |  |  | Finance costs applicable to Spare 5 asset |  | USD 000s | 0 |  | 0 | 0 | 0 | 0 | 0 | 0 | 0 | 0 | 0 | 0 | 0 | 0 | 0 | 0 | 0 | 0 | 0 | 0 | 0 | 0 | 0 | 0 | 0 | 0 | 0 | 0 | 0 | 0 | 0 | 0 | 0 | 0 | 0 | 0 | 0 | 0 | 0 | 0 | 0 | 0 | 0 | 0 | 0 | 0 | 0 | 0 | 0 | 0 | 0 | 0 | 0 | 0 | 0 | 0 | 0 | 0 | 0 | 0 | 0 | 0 | 0 | 0 | 0 | 0 | 0 | 0 | 0 | 0 | 0 | 0 | 0 | 0 | 0 | 0 | 0 | 0 | 0 | 0 | 0 | 0 | 0 | 0 | 0 | 0 | 0 | 0
|  |  |  | Finance costs applicable to Other non current assets |  | USD 000s | 4022.072 |  | 0 | 0 | 0 | 456.068 | 898.5298 | 871.5452 | 895.1983 | 900.7307 | 0 | 0 | 0 | 0 | 0 | 0 | 0 | 0 | 0 | 0 | 0 | 0 | 0 | 0 | 0 | 0 | 0 | 0 | 0 | 0 | 0 | 0 | 0 | 0 | 0 | 0 | 0 | 0 | 0 | 0 | 0 | 0 | 0 | 0 | 0 | 0 | 0 | 0 | 0 | 0 | 0 | 0 | 0 | 0 | 0 | 0 | 0 | 0 | 0 | 0 | 0 | 0 | 0 | 0 | 0 | 0 | 0 | 0 | 0 | 0 | 0 | 0 | 0 | 0 | 0 | 0 | 0 | 0 | 0 | 0 | 0 | 0 | 0 | 0 | 0 | 0 | 0 | 0
Non current assets costs for tax purposes
PV asset
|  |  |  | PV assets depreciation rate SLM | 10% | % p.a.
|  |  |  | Number of semi annual periods in year | 2 | periods
|  |  |  | PV asset tax depreciation rate SLM | 5% | %
|  |  |  | Tax depreciation switch | 1 | switch
|  |  |  | PV EPC costs s.a. | 0 | USD 000s | 127767.595 | 0 | 0 | 0 | 0 | 95263.5188 | 32504.0762 | 0 | 0 | 0 | 0 | 0 | 0 | 0 | 0 | 0 | 0 | 0 | 0 | 0 | 0 | 0 | 0 | 0 | 0 | 0 | 0 | 0 | 0 | 0 | 0 | 0 | 0 | 0 | 0 | 0 | 0 | 0 | 0 | 0 | 0 | 0 | 0 | 0 | 0 | 0 | 0 | 0 | 0 | 0 | 0 | 0 | 0 | 0 | 0 | 0 | 0 | 0 | 0 | 0 | 0 | 0 | 0 | 0 | 0 | 0 | 0 | 0 | 0 | 0 | 0 | 0 | 0 | 0 | 0 | 0 | 0 | 0 | 0 | 0 | 0 | 0 | 0 | 0 | 0 | 0 | 0 | 0
|  |  |  | Finance costs applicable to PV asset | 0 | USD 000s | 16430.899 | 0 | 0 | 0 | 0 | 1863.1211 | 3670.6584 | 3560.4215 | 3657.0487 | 3679.6493 | 0 | 0 | 0 | 0 | 0 | 0 | 0 | 0 | 0 | 0 | 0 | 0 | 0 | 0 | 0 | 0 | 0 | 0 | 0 | 0 | 0 | 0 | 0 | 0 | 0 | 0 | 0 | 0 | 0 | 0 | 0 | 0 | 0 | 0 | 0 | 0 | 0 | 0 | 0 | 0 | 0 | 0 | 0 | 0 | 0 | 0 | 0 | 0 | 0 | 0 | 0 | 0 | 0 | 0 | 0 | 0 | 0 | 0 | 0 | 0 | 0 | 0 | 0 | 0 | 0 | 0 | 0 | 0 | 0 | 0 | 0 | 0 | 0 | 0 | 0 | 0 | 0 | 0
|  |  |  | PV EPC costs - IFRIC12 for tax purposes |  | USD 000s | 144198.494 |  | 0 | 0 | 0 | 97126.6399 | 36174.7346 | 3560.4215 | 3657.0487 | 3679.6493 | 0 | 0 | 0 | 0 | 0 | 0 | 0 | 0 | 0 | 0 | 0 | 0 | 0 | 0 | 0 | 0 | 0 | 0 | 0 | 0 | 0 | 0 | 0 | 0 | 0 | 0 | 0 | 0 | 0 | 0 | 0 | 0 | 0 | 0 | 0 | 0 | 0 | 0 | 0 | 0 | 0 | 0 | 0 | 0 | 0 | 0 | 0 | 0 | 0 | 0 | 0 | 0 | 0 | 0 | 0 | 0 | 0 | 0 | 0 | 0 | 0 | 0 | 0 | 0 | 0 | 0 | 0 | 0 | 0 | 0 | 0 | 0 | 0 | 0 | 0 | 0 | 0 | 0
|  |  |  | IFRIC 12 accounting used? | 1 | 1 = yes, 0 = no (/OL or FL)
|  |  |  | PV assets additions | 0 | USD 000s | 127767.595 | 0 | 0 | 0 | 0 | 95263.5188 | 32504.0762 | 0 | 0 | 0 | 0 | 0 | 0 | 0 | 0 | 0 | 0 | 0 | 0 | 0 | 0 | 0 | 0 | 0 | 0 | 0 | 0 | 0 | 0 | 0 | 0 | 0 | 0 | 0 | 0 | 0 | 0 | 0 | 0 | 0 | 0 | 0 | 0 | 0 | 0 | 0 | 0 | 0 | 0 | 0 | 0 | 0 | 0 | 0 | 0 | 0 | 0 | 0 | 0 | 0 | 0 | 0 | 0 | 0 | 0 | 0 | 0 | 0 | 0 | 0 | 0 | 0 | 0 | 0 | 0 | 0 | 0 | 0 | 0 | 0 | 0 | 0 | 0 | 0 | 0 | 0 | 0 | 0
|  |  |  | PV EPC costs - IFRIC12 for tax purposes | 0 | USD 000s | 144198.494 | 0 | 0 | 0 | 0 | 97126.6399 | 36174.7346 | 3560.4215 | 3657.0487 | 3679.6493 | 0 | 0 | 0 | 0 | 0 | 0 | 0 | 0 | 0 | 0 | 0 | 0 | 0 | 0 | 0 | 0 | 0 | 0 | 0 | 0 | 0 | 0 | 0 | 0 | 0 | 0 | 0 | 0 | 0 | 0 | 0 | 0 | 0 | 0 | 0 | 0 | 0 | 0 | 0 | 0 | 0 | 0 | 0 | 0 | 0 | 0 | 0 | 0 | 0 | 0 | 0 | 0 | 0 | 0 | 0 | 0 | 0 | 0 | 0 | 0 | 0 | 0 | 0 | 0 | 0 | 0 | 0 | 0 | 0 | 0 | 0 | 0 | 0 | 0 | 0 | 0 | 0 | 0
|  |  |  | PV asset additions |  | USD 000s | 144198.494 |  | 0 | 0 | 0 | 97126.6399 | 36174.7346 | 3560.4215 | 3657.0487 | 3679.6493 | 0 | 0 | 0 | 0 | 0 | 0 | 0 | 0 | 0 | 0 | 0 | 0 | 0 | 0 | 0 | 0 | 0 | 0 | 0 | 0 | 0 | 0 | 0 | 0 | 0 | 0 | 0 | 0 | 0 | 0 | 0 | 0 | 0 | 0 | 0 | 0 | 0 | 0 | 0 | 0 | 0 | 0 | 0 | 0 | 0 | 0 | 0 | 0 | 0 | 0 | 0 | 0 | 0 | 0 | 0 | 0 | 0 | 0 | 0 | 0 | 0 | 0 | 0 | 0 | 0 | 0 | 0 | 0 | 0 | 0 | 0 | 0 | 0 | 0 | 0 | 0 | 0 | 0
|  |  |  | Tax depreciation switch | 1 | switch
|  |  |  | PV asset additions | 0 | USD 000s | 144198.494 | 0 | 0 | 0 | 0 | 97126.6399 | 36174.7346 | 3560.4215 | 3657.0487 | 3679.6493 | 0 | 0 | 0 | 0 | 0 | 0 | 0 | 0 | 0 | 0 | 0 | 0 | 0 | 0 | 0 | 0 | 0 | 0 | 0 | 0 | 0 | 0 | 0 | 0 | 0 | 0 | 0 | 0 | 0 | 0 | 0 | 0 | 0 | 0 | 0 | 0 | 0 | 0 | 0 | 0 | 0 | 0 | 0 | 0 | 0 | 0 | 0 | 0 | 0 | 0 | 0 | 0 | 0 | 0 | 0 | 0 | 0 | 0 | 0 | 0 | 0 | 0 | 0 | 0 | 0 | 0 | 0 | 0 | 0 | 0 | 0 | 0 | 0 | 0 | 0 | 0 | 0 | 0
|  |  |  | PV asset costs |  | USD 000s | 144198.494 |  | 0 | 0 | 0 | 97126.6399 | 36174.7346 | 3560.4215 | 3657.0487 | 3679.6493 | 0 | 0 | 0 | 0 | 0 | 0 | 0 | 0 | 0 | 0 | 0 | 0 | 0 | 0 | 0 | 0 | 0 | 0 | 0 | 0 | 0 | 0 | 0 | 0 | 0 | 0 | 0 | 0 | 0 | 0 | 0 | 0 | 0 | 0 | 0 | 0 | 0 | 0 | 0 | 0 | 0 | 0 | 0 | 0 | 0 | 0 | 0 | 0 | 0 | 0 | 0 | 0 | 0 | 0 | 0 | 0 | 0 | 0 | 0 | 0 | 0 | 0 | 0 | 0 | 0 | 0 | 0 | 0 | 0 | 0 | 0 | 0 | 0 | 0 | 0 | 0 | 0 | 0
|  |  |  | Total PV asset costs | 144198.494 | USD 000s
|  |  |  | PV asset tax depreciation rate SLM | 5% | %
|  |  |  | Tax depreciation to start from EGR period commencement | 1 | 1 = yes, 0 = no
|  |  |  | Months in semi annual period | 6 | months
|  |  |  | Model column counter | 0 | USD 000s | 18 | 0 | 0 | 0 | 0 | 0 | 0 | 6 | 6 | 6 | 0 | 0 | 0 | 0 | 0 | 0 | 0 | 0 | 0 | 0 | 0 | 0 | 0 | 0 | 0 | 0 | 0 | 0 | 0 | 0 | 0 | 0 | 0 | 0 | 0 | 0 | 0 | 0 | 0 | 0 | 0 | 0 | 0 | 0 | 0 | 0 | 0 | 0 | 0 | 0 | 0 | 0 | 0 | 0 | 0 | 0% | 0% | 0% | 0% | 0% | 0% | 0% | 0% | 0% | 0% | 0% | 0% | 0% | 0% | 0% | 0% | 0% | 0% | 0% | 0% | 0% | 0% | 0% | 0% | 0% | 0% | 0% | 0% | 0% | 0% | 0% | 0% | 0%
|  |  |  | EGR periods flag | 0 | flag | 3 | 0 | 0 | 0 | 0 | 0 | 0 | 1 | 1 | 1 | 0 | 0 | 0 | 0 | 0 | 0 | 0 | 0 | 0 | 0 | 0 | 0 | 0 | 0 | 0 | 0 | 0 | 0 | 0 | 0 | 0 | 0 | 0 | 0 | 0 | 0 | 0 | 0 | 0 | 0 | 0 | 0 | 0 | 0 | 0 | 0 | 0 | 0 | 0 | 0 | 0 | 0 | 0 | 0 | 0 | 0 | 0 | 0 | 0 | 0 | 0 | 0 | 0 | 0 | 0 | 0 | 0 | 0 | 0 | 0 | 0 | 0 | 0 | 0 | 0 | 0 | 0 | 0 | 0 | 0 | 0 | 0 | 0 | 0 | 0 | 0 | 0 | 0
|  |  |  | Useful life of non current assets flag | 0 | flag | 60 | 0 | 0 | 0 | 0 | 0 | 0 | 0 | 0 | 0 | 1 | 1 | 1 | 1 | 1 | 1 | 1 | 1 | 1 | 1 | 1 | 1 | 1 | 1 | 1 | 1 | 1 | 1 | 1 | 1 | 1 | 1 | 1 | 1 | 1 | 1 | 1 | 1 | 1 | 1 | 1 | 1 | 1 | 1 | 1 | 1 | 1 | 1 | 1 | 1 | 1 | 1 | 1 | 1 | 1 | 1 | 1 | 1 | 1 | 1 | 1 | 1 | 1 | 1 | 1 | 1 | 1 | 1 | 1 | 1 | 0 | 0 | 0 | 0 | 0 | 0 | 0 | 0 | 0 | 0 | 0 | 0 | 0 | 0 | 0 | 0 | 0 | 0
|  |  |  | PV asset costs depreciation allowed for tax |  | % | 100% | bar: 1 to 86
|  |  |  | Solar assets depreciation method | 1 | 1 = SLM, 2 = WDV
|  |  |  | Total PV asset costs | 144198.494 | USD 000s
|  |  |  | PV asset costs depreciation allowed for tax | 0 | % | 1 | 0 | 0 | 0 | 0 | 0 | 0 | 0.05 | 0.05 | 0.05 | 0.05 | 0.05 | 0.05 | 0.05 | 0.05 | 0.05 | 0.05 | 0.05 | 0.05 | 0.05 | 0.05 | 0.05 | 0.05 | 0.05 | 0.05 | 0.05 | 0.05 | 0 | 0 | 0 | 0 | 0 | 0 | 0 | 0 | 0 | 0 | 0 | 0 | 0 | 0 | 0 | 0 | 0 | 0 | 0 | 0 | 0 | 0 | 0 | 0 | 0 | 0 | 0 | 0 | 0 | 0 | 0 | 0 | 0 | 0 | 0 | 0 | 0 | 0 | 0 | 0 | 0 | 0 | 0 | 0 | 0 | 0 | 0 | 0 | 0 | 0 | 0 | 0 | 0 | 0 | 0 | 0 | 0 | 0 | 0 | 0 | 0
|  |  |  | PV asset costs for tax balance BEG | 0 | USD 000s | 0 | 0 | 0 | 0 | 0 | 0 | 0 | 144198.494 | 136988.5693 | 129778.6446 | 122568.7199 | 115358.7952 | 108148.8705 | 100938.9458 | 93729.0211 | 86519.0964 | 79309.1717 | 72099.247 | 64889.3223 | 57679.3976 | 50469.4729 | 43259.5482 | 36049.6235 | 28839.6988 | 21629.7741 | 14419.8494 | 7209.9247 | 0 | 0 | 0 | 0 | 0 | 0 | 0 | 0 | 0 | 0 | 0 | 0 | 0 | 0 | 0 | 0 | 0 | 0 | 0 | 0 | 0 | 0 | 0 | 0 | 0 | 0 | 0 | 0 | 0 | 0 | 0 | 0 | 0 | 0 | 0 | 0 | 0 | 0 | 0 | 0 | 0 | 0 | 0 | 0 | 0 | 0 | 0 | 0 | 0 | 0 | 0 | 0 | 0 | 0 | 0 | 0 | 0 | 0 | 0 | 0 | 0
|  |  |  | EGR periods flag | 0 | flag | 3 | 0 | 0 | 0 | 0 | 0 | 0 | 1 | 1 | 1 | 0 | 0 | 0 | 0 | 0 | 0 | 0 | 0 | 0 | 0 | 0 | 0 | 0 | 0 | 0 | 0 | 0 | 0 | 0 | 0 | 0 | 0 | 0 | 0 | 0 | 0 | 0 | 0 | 0 | 0 | 0 | 0 | 0 | 0 | 0 | 0 | 0 | 0 | 0 | 0 | 0 | 0 | 0 | 0 | 0 | 0 | 0 | 0 | 0 | 0 | 0 | 0 | 0 | 0 | 0 | 0 | 0 | 0 | 0 | 0 | 0 | 0 | 0 | 0 | 0 | 0 | 0 | 0 | 0 | 0 | 0 | 0 | 0 | 0 | 0 | 0 | 0 | 0
|  |  |  | Useful life of non current assets flag | 0 | flag | 60 | 0 | 0 | 0 | 0 | 0 | 0 | 0 | 0 | 0 | 1 | 1 | 1 | 1 | 1 | 1 | 1 | 1 | 1 | 1 | 1 | 1 | 1 | 1 | 1 | 1 | 1 | 1 | 1 | 1 | 1 | 1 | 1 | 1 | 1 | 1 | 1 | 1 | 1 | 1 | 1 | 1 | 1 | 1 | 1 | 1 | 1 | 1 | 1 | 1 | 1 | 1 | 1 | 1 | 1 | 1 | 1 | 1 | 1 | 1 | 1 | 1 | 1 | 1 | 1 | 1 | 1 | 1 | 1 | 1 | 0 | 0 | 0 | 0 | 0 | 0 | 0 | 0 | 0 | 0 | 0 | 0 | 0 | 0 | 0 | 0 | 0 | 0
|  |  |  | PV asset cost depreciation allowed for tax |  | USD 000s | 144198.494 | 0 | 0 | 0 | 0 | 0 | 0 | 7209.9247 | 7209.9247 | 7209.9247 | 7209.9247 | 7209.9247 | 7209.9247 | 7209.9247 | 7209.9247 | 7209.9247 | 7209.9247 | 7209.9247 | 7209.9247 | 7209.9247 | 7209.9247 | 7209.9247 | 7209.9247 | 7209.9247 | 7209.9247 | 7209.9247 | 7209.9247 | 0 | 0 | 0 | 0 | 0 | 0 | 0 | 0 | 0 | 0 | 0 | 0 | 0 | 0 | 0 | 0 | 0 | 0 | 0 | 0 | 0 | 0 | 0 | 0 | 0 | 0 | 0 | 0 | 0 | 0 | 0 | 0 | 0 | 0 | 0 | 0 | 0 | 0 | 0 | 0 | 0 | 0 | 0 | 0 | 0 | 0 | 0 | 0 | 0 | 0 | 0 | 0 | 0 | 0 | 0 | 0 | 0 | 0 | 0 | 0 | 0
|  |  |  | Total PV asset costs | 144198.494 | USD 000s
|  |  |  | 1st period of revenue | 0 | flag | 1 | 0 | 0 | 0 | 0 | 0 | 0 | 1 | 0 | 0 | 0 | 0 | 0 | 0 | 0 | 0 | 0 | 0 | 0 | 0 | 0 | 0 | 0 | 0 | 0 | 0 | 0 | 0 | 0 | 0 | 0 | 0 | 0 | 0 | 0 | 0 | 0 | 0 | 0 | 0 | 0 | 0 | 0 | 0 | 0 | 0 | 0 | 0 | 0 | 0 | 0 | 0 | 0 | 0 | 0 | 0 | 0 | 0 | 0 | 0 | 0 | 0 | 0 | 0 | 0 | 0 | 0 | 0 | 0 | 0 | 0 | 0 | 0 | 0 | 0 | 0 | 0 | 0 | 0 | 0 | 0 | 0 | 0 | 0 | 0 | 0 | 0 | 0
|  |  |  | PV asset costs for tax balance BEG |  | USD 000s |  |  | 0 | 0 | 0 | 0 | 0 | 144198.494 | 136988.5693 | 129778.6446 | 122568.7199 | 115358.7952 | 108148.8705 | 100938.9458 | 93729.0211 | 86519.0964 | 79309.1717 | 72099.247 | 64889.3223 | 57679.3976 | 50469.4729 | 43259.5482 | 36049.6235 | 28839.6988 | 21629.7741 | 14419.8494 | 7209.9247 | 0 | 0 | 0 | 0 | 0 | 0 | 0 | 0 | 0 | 0 | 0 | 0 | 0 | 0 | 0 | 0 | 0 | 0 | 0 | 0 | 0 | 0 | 0 | 0 | 0 | 0 | 0 | 0 | 0 | 0 | 0 | 0 | 0 | 0 | 0 | 0 | 0 | 0 | 0 | 0 | 0 | 0 | 0 | 0 | 0 | 0 | 0 | 0 | 0 | 0 | 0 | 0 | 0 | 0 | 0 | 0 | 0 | 0 | 0 | 0 | 0
|  |  |  | PV asset cost depreciation allowed for tax | 0 | USD 000s | 144198.494 | 0 | 0 | 0 | 0 | 0 | 0 | 7209.9247 | 7209.9247 | 7209.9247 | 7209.9247 | 7209.9247 | 7209.9247 | 7209.9247 | 7209.9247 | 7209.9247 | 7209.9247 | 7209.9247 | 7209.9247 | 7209.9247 | 7209.9247 | 7209.9247 | 7209.9247 | 7209.9247 | 7209.9247 | 7209.9247 | 7209.9247 | 0 | 0 | 0 | 0 | 0 | 0 | 0 | 0 | 0 | 0 | 0 | 0 | 0 | 0 | 0 | 0 | 0 | 0 | 0 | 0 | 0 | 0 | 0 | 0 | 0 | 0 | 0 | 0 | 0 | 0 | 0 | 0 | 0 | 0 | 0 | 0 | 0 | 0 | 0 | 0 | 0 | 0 | 0 | 0 | 0 | 0 | 0 | 0 | 0 | 0 | 0 | 0 | 0 | 0 | 0 | 0 | 0 | 0 | 0 | 0 | 0
|  |  |  | PV asset costs for tax balance |  | USD 000s |  |  | 0 | 0 | 0 | 0 | 144198.494 | 136988.5693 | 129778.6446 | 122568.7199 | 115358.7952 | 108148.8705 | 100938.9458 | 93729.0211 | 86519.0964 | 79309.1717 | 72099.247 | 64889.3223 | 57679.3976 | 50469.4729 | 43259.5482 | 36049.6235 | 28839.6988 | 21629.7741 | 14419.8494 | 7209.9247 | 0 | 0 | 0 | 0 | 0 | 0 | 0 | 0 | 0 | 0 | 0 | 0 | 0 | 0 | 0 | 0 | 0 | 0 | 0 | 0 | 0 | 0 | 0 | 0 | 0 | 0 | 0 | 0 | 0 | 0 | 0 | 0 | 0 | 0 | 0 | 0 | 0 | 0 | 0 | 0 | 0 | 0 | 0 | 0 | 0 | 0 | 0 | 0 | 0 | 0 | 0 | 0 | 0 | 0 | 0 | 0 | 0 | 0 | 0 | 0 | 0 | 0
Spare 2 asset
|  |  |  | Spare 2 asset depreciation rate SLM | 10% | % p.a.
|  |  |  | Number of semi annual periods in year | 2 | periods
|  |  |  | Spare 2 asset tax depreciation rate SLM | 5% | %
|  |  |  | Tax depreciation switch | 1 | switch
|  |  |  | [spare 2] s.a. | 0 | USD 000s | 0 | 0 | 0 | 0 | 0 | 0 | 0 | 0 | 0 | 0 | 0 | 0 | 0 | 0 | 0 | 0 | 0 | 0 | 0 | 0 | 0 | 0 | 0 | 0 | 0 | 0 | 0 | 0 | 0 | 0 | 0 | 0 | 0 | 0 | 0 | 0 | 0 | 0 | 0 | 0 | 0 | 0 | 0 | 0 | 0 | 0 | 0 | 0 | 0 | 0 | 0 | 0 | 0 | 0 | 0 | 0 | 0 | 0 | 0 | 0 | 0 | 0 | 0 | 0 | 0 | 0 | 0 | 0 | 0 | 0 | 0 | 0 | 0 | 0 | 0 | 0 | 0 | 0 | 0 | 0 | 0 | 0 | 0 | 0 | 0 | 0 | 0 | 0
|  |  |  | Finance costs applicable to Spare 2 asset | 0 | USD 000s | 0 | 0 | 0 | 0 | 0 | 0 | 0 | 0 | 0 | 0 | 0 | 0 | 0 | 0 | 0 | 0 | 0 | 0 | 0 | 0 | 0 | 0 | 0 | 0 | 0 | 0 | 0 | 0 | 0 | 0 | 0 | 0 | 0 | 0 | 0 | 0 | 0 | 0 | 0 | 0 | 0 | 0 | 0 | 0 | 0 | 0 | 0 | 0 | 0 | 0 | 0 | 0 | 0 | 0 | 0 | 0 | 0 | 0 | 0 | 0 | 0 | 0 | 0 | 0 | 0 | 0 | 0 | 0 | 0 | 0 | 0 | 0 | 0 | 0 | 0 | 0 | 0 | 0 | 0 | 0 | 0 | 0 | 0 | 0 | 0 | 0 | 0 | 0
|  |  |  | Spare 2 costs - IFRIC12 for tax purposes |  | USD 000s | 0 |  | 0 | 0 | 0 | 0 | 0 | 0 | 0 | 0 | 0 | 0 | 0 | 0 | 0 | 0 | 0 | 0 | 0 | 0 | 0 | 0 | 0 | 0 | 0 | 0 | 0 | 0 | 0 | 0 | 0 | 0 | 0 | 0 | 0 | 0 | 0 | 0 | 0 | 0 | 0 | 0 | 0 | 0 | 0 | 0 | 0 | 0 | 0 | 0 | 0 | 0 | 0 | 0 | 0 | 0 | 0 | 0 | 0 | 0 | 0 | 0 | 0 | 0 | 0 | 0 | 0 | 0 | 0 | 0 | 0 | 0 | 0 | 0 | 0 | 0 | 0 | 0 | 0 | 0 | 0 | 0 | 0 | 0 | 0 | 0 | 0 | 0
|  |  |  | IFRIC 12 accounting used? | 1 | 1 = yes, 0 = no (/OL or FL)
|  |  |  | Spare 2 asset additions | 0 | USD 000s | 0 | 0 | 0 | 0 | 0 | 0 | 0 | 0 | 0 | 0 | 0 | 0 | 0 | 0 | 0 | 0 | 0 | 0 | 0 | 0 | 0 | 0 | 0 | 0 | 0 | 0 | 0 | 0 | 0 | 0 | 0 | 0 | 0 | 0 | 0 | 0 | 0 | 0 | 0 | 0 | 0 | 0 | 0 | 0 | 0 | 0 | 0 | 0 | 0 | 0 | 0 | 0 | 0 | 0 | 0 | 0 | 0 | 0 | 0 | 0 | 0 | 0 | 0 | 0 | 0 | 0 | 0 | 0 | 0 | 0 | 0 | 0 | 0 | 0 | 0 | 0 | 0 | 0 | 0 | 0 | 0 | 0 | 0 | 0 | 0 | 0 | 0 | 0
|  |  |  | Spare 2 costs - IFRIC12 for tax purposes | 0 | USD 000s | 0 | 0 | 0 | 0 | 0 | 0 | 0 | 0 | 0 | 0 | 0 | 0 | 0 | 0 | 0 | 0 | 0 | 0 | 0 | 0 | 0 | 0 | 0 | 0 | 0 | 0 | 0 | 0 | 0 | 0 | 0 | 0 | 0 | 0 | 0 | 0 | 0 | 0 | 0 | 0 | 0 | 0 | 0 | 0 | 0 | 0 | 0 | 0 | 0 | 0 | 0 | 0 | 0 | 0 | 0 | 0 | 0 | 0 | 0 | 0 | 0 | 0 | 0 | 0 | 0 | 0 | 0 | 0 | 0 | 0 | 0 | 0 | 0 | 0 | 0 | 0 | 0 | 0 | 0 | 0 | 0 | 0 | 0 | 0 | 0 | 0 | 0 | 0
|  |  |  | Spare 2 asset additions |  | USD 000s | 0 |  | 0 | 0 | 0 | 0 | 0 | 0 | 0 | 0 | 0 | 0 | 0 | 0 | 0 | 0 | 0 | 0 | 0 | 0 | 0 | 0 | 0 | 0 | 0 | 0 | 0 | 0 | 0 | 0 | 0 | 0 | 0 | 0 | 0 | 0 | 0 | 0 | 0 | 0 | 0 | 0 | 0 | 0 | 0 | 0 | 0 | 0 | 0 | 0 | 0 | 0 | 0 | 0 | 0 | 0 | 0 | 0 | 0 | 0 | 0 | 0 | 0 | 0 | 0 | 0 | 0 | 0 | 0 | 0 | 0 | 0 | 0 | 0 | 0 | 0 | 0 | 0 | 0 | 0 | 0 | 0 | 0 | 0 | 0 | 0 | 0 | 0
|  |  |  | Tax depreciation switch | 1 | switch
|  |  |  | Spare 2 asset additions | 0 | USD 000s | 0 | 0 | 0 | 0 | 0 | 0 | 0 | 0 | 0 | 0 | 0 | 0 | 0 | 0 | 0 | 0 | 0 | 0 | 0 | 0 | 0 | 0 | 0 | 0 | 0 | 0 | 0 | 0 | 0 | 0 | 0 | 0 | 0 | 0 | 0 | 0 | 0 | 0 | 0 | 0 | 0 | 0 | 0 | 0 | 0 | 0 | 0 | 0 | 0 | 0 | 0 | 0 | 0 | 0 | 0 | 0 | 0 | 0 | 0 | 0 | 0 | 0 | 0 | 0 | 0 | 0 | 0 | 0 | 0 | 0 | 0 | 0 | 0 | 0 | 0 | 0 | 0 | 0 | 0 | 0 | 0 | 0 | 0 | 0 | 0 | 0 | 0 | 0
|  |  |  | Spare 2 asset costs |  | USD 000s | 0 |  | 0 | 0 | 0 | 0 | 0 | 0 | 0 | 0 | 0 | 0 | 0 | 0 | 0 | 0 | 0 | 0 | 0 | 0 | 0 | 0 | 0 | 0 | 0 | 0 | 0 | 0 | 0 | 0 | 0 | 0 | 0 | 0 | 0 | 0 | 0 | 0 | 0 | 0 | 0 | 0 | 0 | 0 | 0 | 0 | 0 | 0 | 0 | 0 | 0 | 0 | 0 | 0 | 0 | 0 | 0 | 0 | 0 | 0 | 0 | 0 | 0 | 0 | 0 | 0 | 0 | 0 | 0 | 0 | 0 | 0 | 0 | 0 | 0 | 0 | 0 | 0 | 0 | 0 | 0 | 0 | 0 | 0 | 0 | 0 | 0 | 0
|  |  |  | Total Spare 2 asset costs | 0 | USD 000s
|  |  |  | Spare 2 asset tax depreciation rate SLM | 5% | %
|  |  |  | Tax depreciation to start from EGR period commencement | 1 | 1 = yes, 0 = no
|  |  |  | Months in semi annual period | 6 | months
|  |  |  | Model column counter | 0 | USD 000s | 18 | 0 | 0 | 0 | 0 | 0 | 0 | 6 | 6 | 6 | 0 | 0 | 0 | 0 | 0 | 0 | 0 | 0 | 0 | 0 | 0 | 0 | 0 | 0 | 0 | 0 | 0 | 0 | 0 | 0 | 0 | 0 | 0 | 0 | 0 | 0 | 0 | 0 | 0 | 0 | 0 | 0 | 0 | 0 | 0 | 0 | 0 | 0 | 0 | 0 | 0 | 0 | 0 | 0 | 0 | 0% | 0% | 0% | 0% | 0% | 0% | 0% | 0% | 0% | 0% | 0% | 0% | 0% | 0% | 0% | 0% | 0% | 0% | 0% | 0% | 0% | 0% | 0% | 0% | 0% | 0% | 0% | 0% | 0% | 0% | 0% | 0% | 0%
|  |  |  | EGR periods flag | 0 | flag | 3 | 0 | 0 | 0 | 0 | 0 | 0 | 1 | 1 | 1 | 0 | 0 | 0 | 0 | 0 | 0 | 0 | 0 | 0 | 0 | 0 | 0 | 0 | 0 | 0 | 0 | 0 | 0 | 0 | 0 | 0 | 0 | 0 | 0 | 0 | 0 | 0 | 0 | 0 | 0 | 0 | 0 | 0 | 0 | 0 | 0 | 0 | 0 | 0 | 0 | 0 | 0 | 0 | 0 | 0 | 0 | 0 | 0 | 0 | 0 | 0 | 0 | 0 | 0 | 0 | 0 | 0 | 0 | 0 | 0 | 0 | 0 | 0 | 0 | 0 | 0 | 0 | 0 | 0 | 0 | 0 | 0 | 0 | 0 | 0 | 0 | 0 | 0
|  |  |  | Useful life of non current assets flag | 0 | flag | 60 | 0 | 0 | 0 | 0 | 0 | 0 | 0 | 0 | 0 | 1 | 1 | 1 | 1 | 1 | 1 | 1 | 1 | 1 | 1 | 1 | 1 | 1 | 1 | 1 | 1 | 1 | 1 | 1 | 1 | 1 | 1 | 1 | 1 | 1 | 1 | 1 | 1 | 1 | 1 | 1 | 1 | 1 | 1 | 1 | 1 | 1 | 1 | 1 | 1 | 1 | 1 | 1 | 1 | 1 | 1 | 1 | 1 | 1 | 1 | 1 | 1 | 1 | 1 | 1 | 1 | 1 | 1 | 1 | 1 | 0 | 0 | 0 | 0 | 0 | 0 | 0 | 0 | 0 | 0 | 0 | 0 | 0 | 0 | 0 | 0 | 0 | 0
|  |  |  | Spare 2 asset costs depreciation allowed for tax |  | % | 100% | bar: 1 to 86
|  |  |  | Solar assets depreciation method | 1 | 1 = SLM, 2 = WDV
|  |  |  | Total Spare 2 asset costs | 0 | USD 000s
|  |  |  | Spare 2 asset costs depreciation allowed for tax | 0 | % | 1 | 0 | 0 | 0 | 0 | 0 | 0 | 0.05 | 0.05 | 0.05 | 0.05 | 0.05 | 0.05 | 0.05 | 0.05 | 0.05 | 0.05 | 0.05 | 0.05 | 0.05 | 0.05 | 0.05 | 0.05 | 0.05 | 0.05 | 0.05 | 0.05 | 0 | 0 | 0 | 0 | 0 | 0 | 0 | 0 | 0 | 0 | 0 | 0 | 0 | 0 | 0 | 0 | 0 | 0 | 0 | 0 | 0 | 0 | 0 | 0 | 0 | 0 | 0 | 0 | 0 | 0 | 0 | 0 | 0 | 0 | 0 | 0 | 0 | 0 | 0 | 0 | 0 | 0 | 0 | 0 | 0 | 0 | 0 | 0 | 0 | 0 | 0 | 0 | 0 | 0 | 0 | 0 | 0 | 0 | 0 | 0 | 0
|  |  |  | Spare 2 asset costs for tax balance BEG | 0 | USD 000s | 0 | 0 | 0 | 0 | 0 | 0 | 0 | 0 | 0 | 0 | 0 | 0 | 0 | 0 | 0 | 0 | 0 | 0 | 0 | 0 | 0 | 0 | 0 | 0 | 0 | 0 | 0 | 0 | 0 | 0 | 0 | 0 | 0 | 0 | 0 | 0 | 0 | 0 | 0 | 0 | 0 | 0 | 0 | 0 | 0 | 0 | 0 | 0 | 0 | 0 | 0 | 0 | 0 | 0 | 0 | 0 | 0 | 0 | 0 | 0 | 0 | 0 | 0 | 0 | 0 | 0 | 0 | 0 | 0 | 0 | 0 | 0 | 0 | 0 | 0 | 0 | 0 | 0 | 0 | 0 | 0 | 0 | 0 | 0 | 0 | 0 | 0 | 0
|  |  |  | EGR periods flag | 0 | flag | 3 | 0 | 0 | 0 | 0 | 0 | 0 | 1 | 1 | 1 | 0 | 0 | 0 | 0 | 0 | 0 | 0 | 0 | 0 | 0 | 0 | 0 | 0 | 0 | 0 | 0 | 0 | 0 | 0 | 0 | 0 | 0 | 0 | 0 | 0 | 0 | 0 | 0 | 0 | 0 | 0 | 0 | 0 | 0 | 0 | 0 | 0 | 0 | 0 | 0 | 0 | 0 | 0 | 0 | 0 | 0 | 0 | 0 | 0 | 0 | 0 | 0 | 0 | 0 | 0 | 0 | 0 | 0 | 0 | 0 | 0 | 0 | 0 | 0 | 0 | 0 | 0 | 0 | 0 | 0 | 0 | 0 | 0 | 0 | 0 | 0 | 0 | 0
|  |  |  | Useful life of non current assets flag | 0 | flag | 60 | 0 | 0 | 0 | 0 | 0 | 0 | 0 | 0 | 0 | 1 | 1 | 1 | 1 | 1 | 1 | 1 | 1 | 1 | 1 | 1 | 1 | 1 | 1 | 1 | 1 | 1 | 1 | 1 | 1 | 1 | 1 | 1 | 1 | 1 | 1 | 1 | 1 | 1 | 1 | 1 | 1 | 1 | 1 | 1 | 1 | 1 | 1 | 1 | 1 | 1 | 1 | 1 | 1 | 1 | 1 | 1 | 1 | 1 | 1 | 1 | 1 | 1 | 1 | 1 | 1 | 1 | 1 | 1 | 1 | 0 | 0 | 0 | 0 | 0 | 0 | 0 | 0 | 0 | 0 | 0 | 0 | 0 | 0 | 0 | 0 | 0 | 0
|  |  |  | Spare 2 asset cost depreciation allowed for tax |  | USD 000s | 0 | 0 | 0 | 0 | 0 | 0 | 0 | 0 | 0 | 0 | 0 | 0 | 0 | 0 | 0 | 0 | 0 | 0 | 0 | 0 | 0 | 0 | 0 | 0 | 0 | 0 | 0 | 0 | 0 | 0 | 0 | 0 | 0 | 0 | 0 | 0 | 0 | 0 | 0 | 0 | 0 | 0 | 0 | 0 | 0 | 0 | 0 | 0 | 0 | 0 | 0 | 0 | 0 | 0 | 0 | 0 | 0 | 0 | 0 | 0 | 0 | 0 | 0 | 0 | 0 | 0 | 0 | 0 | 0 | 0 | 0 | 0 | 0 | 0 | 0 | 0 | 0 | 0 | 0 | 0 | 0 | 0 | 0 | 0 | 0 | 0 | 0 | 0
|  |  |  | Total Spare 2 asset costs | 0 | USD 000s
|  |  |  | 1st period of revenue | 0 | flag | 1 | 0 | 0 | 0 | 0 | 0 | 0 | 1 | 0 | 0 | 0 | 0 | 0 | 0 | 0 | 0 | 0 | 0 | 0 | 0 | 0 | 0 | 0 | 0 | 0 | 0 | 0 | 0 | 0 | 0 | 0 | 0 | 0 | 0 | 0 | 0 | 0 | 0 | 0 | 0 | 0 | 0 | 0 | 0 | 0 | 0 | 0 | 0 | 0 | 0 | 0 | 0 | 0 | 0 | 0 | 0 | 0 | 0 | 0 | 0 | 0 | 0 | 0 | 0 | 0 | 0 | 0 | 0 | 0 | 0 | 0 | 0 | 0 | 0 | 0 | 0 | 0 | 0 | 0 | 0 | 0 | 0 | 0 | 0 | 0 | 0 | 0 | 0
|  |  |  | Spare 2 asset costs for tax balance BEG |  | USD 000s |  |  | 0 | 0 | 0 | 0 | 0 | 0 | 0 | 0 | 0 | 0 | 0 | 0 | 0 | 0 | 0 | 0 | 0 | 0 | 0 | 0 | 0 | 0 | 0 | 0 | 0 | 0 | 0 | 0 | 0 | 0 | 0 | 0 | 0 | 0 | 0 | 0 | 0 | 0 | 0 | 0 | 0 | 0 | 0 | 0 | 0 | 0 | 0 | 0 | 0 | 0 | 0 | 0 | 0 | 0 | 0 | 0 | 0 | 0 | 0 | 0 | 0 | 0 | 0 | 0 | 0 | 0 | 0 | 0 | 0 | 0 | 0 | 0 | 0 | 0 | 0 | 0 | 0 | 0 | 0 | 0 | 0 | 0 | 0 | 0 | 0 | 0
|  |  |  | Spare 2 asset cost depreciation allowed for tax | 0 | USD 000s | 0 | 0 | 0 | 0 | 0 | 0 | 0 | 0 | 0 | 0 | 0 | 0 | 0 | 0 | 0 | 0 | 0 | 0 | 0 | 0 | 0 | 0 | 0 | 0 | 0 | 0 | 0 | 0 | 0 | 0 | 0 | 0 | 0 | 0 | 0 | 0 | 0 | 0 | 0 | 0 | 0 | 0 | 0 | 0 | 0 | 0 | 0 | 0 | 0 | 0 | 0 | 0 | 0 | 0 | 0 | 0 | 0 | 0 | 0 | 0 | 0 | 0 | 0 | 0 | 0 | 0 | 0 | 0 | 0 | 0 | 0 | 0 | 0 | 0 | 0 | 0 | 0 | 0 | 0 | 0 | 0 | 0 | 0 | 0 | 0 | 0 | 0 | 0
|  |  |  | Spare 2 asset costs for tax balance |  | USD 000s |  |  | 0 | 0 | 0 | 0 | 0 | 0 | 0 | 0 | 0 | 0 | 0 | 0 | 0 | 0 | 0 | 0 | 0 | 0 | 0 | 0 | 0 | 0 | 0 | 0 | 0 | 0 | 0 | 0 | 0 | 0 | 0 | 0 | 0 | 0 | 0 | 0 | 0 | 0 | 0 | 0 | 0 | 0 | 0 | 0 | 0 | 0 | 0 | 0 | 0 | 0 | 0 | 0 | 0 | 0 | 0 | 0 | 0 | 0 | 0 | 0 | 0 | 0 | 0 | 0 | 0 | 0 | 0 | 0 | 0 | 0 | 0 | 0 | 0 | 0 | 0 | 0 | 0 | 0 | 0 | 0 | 0 | 0 | 0 | 0 | 0 | 0
Spare 3 asset
|  |  |  | Spare 3 asset depreciation rate SLM | 10% | % p.a.
|  |  |  | Number of semi annual periods in year | 2 | periods
|  |  |  | Spare 3 asset tax depreciation rate SLM | 5% | %
|  |  |  | Tax depreciation switch | 1 | switch
|  |  |  | [spare 3] s.a. | 0 | USD 000s | 0 | 0 | 0 | 0 | 0 | 0 | 0 | 0 | 0 | 0 | 0 | 0 | 0 | 0 | 0 | 0 | 0 | 0 | 0 | 0 | 0 | 0 | 0 | 0 | 0 | 0 | 0 | 0 | 0 | 0 | 0 | 0 | 0 | 0 | 0 | 0 | 0 | 0 | 0 | 0 | 0 | 0 | 0 | 0 | 0 | 0 | 0 | 0 | 0 | 0 | 0 | 0 | 0 | 0 | 0 | 0 | 0 | 0 | 0 | 0 | 0 | 0 | 0 | 0 | 0 | 0 | 0 | 0 | 0 | 0 | 0 | 0 | 0 | 0 | 0 | 0 | 0 | 0 | 0 | 0 | 0 | 0 | 0 | 0 | 0 | 0 | 0 | 0
|  |  |  | Finance costs applicable to Spare 3 asset | 0 | USD 000s | 0 | 0 | 0 | 0 | 0 | 0 | 0 | 0 | 0 | 0 | 0 | 0 | 0 | 0 | 0 | 0 | 0 | 0 | 0 | 0 | 0 | 0 | 0 | 0 | 0 | 0 | 0 | 0 | 0 | 0 | 0 | 0 | 0 | 0 | 0 | 0 | 0 | 0 | 0 | 0 | 0 | 0 | 0 | 0 | 0 | 0 | 0 | 0 | 0 | 0 | 0 | 0 | 0 | 0 | 0 | 0 | 0 | 0 | 0 | 0 | 0 | 0 | 0 | 0 | 0 | 0 | 0 | 0 | 0 | 0 | 0 | 0 | 0 | 0 | 0 | 0 | 0 | 0 | 0 | 0 | 0 | 0 | 0 | 0 | 0 | 0 | 0 | 0
|  |  |  | Spare 3 costs - IFRIC12 for tax purposes |  | USD 000s | 0 |  | 0 | 0 | 0 | 0 | 0 | 0 | 0 | 0 | 0 | 0 | 0 | 0 | 0 | 0 | 0 | 0 | 0 | 0 | 0 | 0 | 0 | 0 | 0 | 0 | 0 | 0 | 0 | 0 | 0 | 0 | 0 | 0 | 0 | 0 | 0 | 0 | 0 | 0 | 0 | 0 | 0 | 0 | 0 | 0 | 0 | 0 | 0 | 0 | 0 | 0 | 0 | 0 | 0 | 0 | 0 | 0 | 0 | 0 | 0 | 0 | 0 | 0 | 0 | 0 | 0 | 0 | 0 | 0 | 0 | 0 | 0 | 0 | 0 | 0 | 0 | 0 | 0 | 0 | 0 | 0 | 0 | 0 | 0 | 0 | 0 | 0
|  |  |  | IFRIC 12 accounting used? | 1 | 1 = yes, 0 = no (/OL or FL)
|  |  |  | Spare 3 asset additions | 0 | USD 000s | 0 | 0 | 0 | 0 | 0 | 0 | 0 | 0 | 0 | 0 | 0 | 0 | 0 | 0 | 0 | 0 | 0 | 0 | 0 | 0 | 0 | 0 | 0 | 0 | 0 | 0 | 0 | 0 | 0 | 0 | 0 | 0 | 0 | 0 | 0 | 0 | 0 | 0 | 0 | 0 | 0 | 0 | 0 | 0 | 0 | 0 | 0 | 0 | 0 | 0 | 0 | 0 | 0 | 0 | 0 | 0 | 0 | 0 | 0 | 0 | 0 | 0 | 0 | 0 | 0 | 0 | 0 | 0 | 0 | 0 | 0 | 0 | 0 | 0 | 0 | 0 | 0 | 0 | 0 | 0 | 0 | 0 | 0 | 0 | 0 | 0 | 0 | 0
|  |  |  | Spare 3 costs - IFRIC12 for tax purposes | 0 | USD 000s | 0 | 0 | 0 | 0 | 0 | 0 | 0 | 0 | 0 | 0 | 0 | 0 | 0 | 0 | 0 | 0 | 0 | 0 | 0 | 0 | 0 | 0 | 0 | 0 | 0 | 0 | 0 | 0 | 0 | 0 | 0 | 0 | 0 | 0 | 0 | 0 | 0 | 0 | 0 | 0 | 0 | 0 | 0 | 0 | 0 | 0 | 0 | 0 | 0 | 0 | 0 | 0 | 0 | 0 | 0 | 0 | 0 | 0 | 0 | 0 | 0 | 0 | 0 | 0 | 0 | 0 | 0 | 0 | 0 | 0 | 0 | 0 | 0 | 0 | 0 | 0 | 0 | 0 | 0 | 0 | 0 | 0 | 0 | 0 | 0 | 0 | 0 | 0
|  |  |  | Spare 3 asset additions |  | USD 000s | 0 |  | 0 | 0 | 0 | 0 | 0 | 0 | 0 | 0 | 0 | 0 | 0 | 0 | 0 | 0 | 0 | 0 | 0 | 0 | 0 | 0 | 0 | 0 | 0 | 0 | 0 | 0 | 0 | 0 | 0 | 0 | 0 | 0 | 0 | 0 | 0 | 0 | 0 | 0 | 0 | 0 | 0 | 0 | 0 | 0 | 0 | 0 | 0 | 0 | 0 | 0 | 0 | 0 | 0 | 0 | 0 | 0 | 0 | 0 | 0 | 0 | 0 | 0 | 0 | 0 | 0 | 0 | 0 | 0 | 0 | 0 | 0 | 0 | 0 | 0 | 0 | 0 | 0 | 0 | 0 | 0 | 0 | 0 | 0 | 0 | 0 | 0
|  |  |  | Tax depreciation switch | 1 | switch
|  |  |  | Spare 3 asset additions | 0 | USD 000s | 0 | 0 | 0 | 0 | 0 | 0 | 0 | 0 | 0 | 0 | 0 | 0 | 0 | 0 | 0 | 0 | 0 | 0 | 0 | 0 | 0 | 0 | 0 | 0 | 0 | 0 | 0 | 0 | 0 | 0 | 0 | 0 | 0 | 0 | 0 | 0 | 0 | 0 | 0 | 0 | 0 | 0 | 0 | 0 | 0 | 0 | 0 | 0 | 0 | 0 | 0 | 0 | 0 | 0 | 0 | 0 | 0 | 0 | 0 | 0 | 0 | 0 | 0 | 0 | 0 | 0 | 0 | 0 | 0 | 0 | 0 | 0 | 0 | 0 | 0 | 0 | 0 | 0 | 0 | 0 | 0 | 0 | 0 | 0 | 0 | 0 | 0 | 0
|  |  |  | Spare 3 asset costs |  | USD 000s | 0 |  | 0 | 0 | 0 | 0 | 0 | 0 | 0 | 0 | 0 | 0 | 0 | 0 | 0 | 0 | 0 | 0 | 0 | 0 | 0 | 0 | 0 | 0 | 0 | 0 | 0 | 0 | 0 | 0 | 0 | 0 | 0 | 0 | 0 | 0 | 0 | 0 | 0 | 0 | 0 | 0 | 0 | 0 | 0 | 0 | 0 | 0 | 0 | 0 | 0 | 0 | 0 | 0 | 0 | 0 | 0 | 0 | 0 | 0 | 0 | 0 | 0 | 0 | 0 | 0 | 0 | 0 | 0 | 0 | 0 | 0 | 0 | 0 | 0 | 0 | 0 | 0 | 0 | 0 | 0 | 0 | 0 | 0 | 0 | 0 | 0 | 0
|  |  |  | Total Spare 3 asset costs | 0 | USD 000s
|  |  |  | Spare 3 asset tax depreciation rate SLM | 5% | %
|  |  |  | Tax depreciation to start from EGR period commencement | 1 | 1 = yes, 0 = no
|  |  |  | Months in semi annual period | 6 | months
|  |  |  | Model column counter | 0 | USD 000s | 18 | 0 | 0 | 0 | 0 | 0 | 0 | 6 | 6 | 6 | 0 | 0 | 0 | 0 | 0 | 0 | 0 | 0 | 0 | 0 | 0 | 0 | 0 | 0 | 0 | 0 | 0 | 0 | 0 | 0 | 0 | 0 | 0 | 0 | 0 | 0 | 0 | 0 | 0 | 0 | 0 | 0 | 0 | 0 | 0 | 0 | 0 | 0 | 0 | 0 | 0 | 0 | 0 | 0 | 0 | 0% | 0% | 0% | 0% | 0% | 0% | 0% | 0% | 0% | 0% | 0% | 0% | 0% | 0% | 0% | 0% | 0% | 0% | 0% | 0% | 0% | 0% | 0% | 0% | 0% | 0% | 0% | 0% | 0% | 0% | 0% | 0% | 0%
|  |  |  | EGR periods flag | 0 | flag | 3 | 0 | 0 | 0 | 0 | 0 | 0 | 1 | 1 | 1 | 0 | 0 | 0 | 0 | 0 | 0 | 0 | 0 | 0 | 0 | 0 | 0 | 0 | 0 | 0 | 0 | 0 | 0 | 0 | 0 | 0 | 0 | 0 | 0 | 0 | 0 | 0 | 0 | 0 | 0 | 0 | 0 | 0 | 0 | 0 | 0 | 0 | 0 | 0 | 0 | 0 | 0 | 0 | 0 | 0 | 0 | 0 | 0 | 0 | 0 | 0 | 0 | 0 | 0 | 0 | 0 | 0 | 0 | 0 | 0 | 0 | 0 | 0 | 0 | 0 | 0 | 0 | 0 | 0 | 0 | 0 | 0 | 0 | 0 | 0 | 0 | 0 | 0
|  |  |  | Useful life of non current assets flag | 0 | flag | 60 | 0 | 0 | 0 | 0 | 0 | 0 | 0 | 0 | 0 | 1 | 1 | 1 | 1 | 1 | 1 | 1 | 1 | 1 | 1 | 1 | 1 | 1 | 1 | 1 | 1 | 1 | 1 | 1 | 1 | 1 | 1 | 1 | 1 | 1 | 1 | 1 | 1 | 1 | 1 | 1 | 1 | 1 | 1 | 1 | 1 | 1 | 1 | 1 | 1 | 1 | 1 | 1 | 1 | 1 | 1 | 1 | 1 | 1 | 1 | 1 | 1 | 1 | 1 | 1 | 1 | 1 | 1 | 1 | 1 | 0 | 0 | 0 | 0 | 0 | 0 | 0 | 0 | 0 | 0 | 0 | 0 | 0 | 0 | 0 | 0 | 0 | 0
|  |  |  | Spare 3 asset costs depreciation allowed for tax |  | % | 100% | bar: 1 to 86
|  |  |  | Solar assets depreciation method | 1 | 1 = SLM, 2 = WDV
|  |  |  | Total Spare 3 asset costs | 0 | USD 000s
|  |  |  | Spare 3 asset costs depreciation allowed for tax | 0% | % | 100% | 0% | bar: 1 to 86
|  |  |  | Spare 3 asset costs for tax balance BEG | 0 | USD 000s | 0 | 0 | 0 | 0 | 0 | 0 | 0 | 0 | 0 | 0 | 0 | 0 | 0 | 0 | 0 | 0 | 0 | 0 | 0 | 0 | 0 | 0 | 0 | 0 | 0 | 0 | 0 | 0 | 0 | 0 | 0 | 0 | 0 | 0 | 0 | 0 | 0 | 0 | 0 | 0 | 0 | 0 | 0 | 0 | 0 | 0 | 0 | 0 | 0 | 0 | 0 | 0 | 0 | 0 | 0 | 0 | 0 | 0 | 0 | 0 | 0 | 0 | 0 | 0 | 0 | 0 | 0 | 0 | 0 | 0 | 0 | 0 | 0 | 0 | 0 | 0 | 0 | 0 | 0 | 0 | 0 | 0 | 0 | 0 | 0 | 0 | 0 | 0
|  |  |  | EGR periods flag | 0 | flag | 3 | 0 | 0 | 0 | 0 | 0 | 0 | 1 | 1 | 1 | 0 | 0 | 0 | 0 | 0 | 0 | 0 | 0 | 0 | 0 | 0 | 0 | 0 | 0 | 0 | 0 | 0 | 0 | 0 | 0 | 0 | 0 | 0 | 0 | 0 | 0 | 0 | 0 | 0 | 0 | 0 | 0 | 0 | 0 | 0 | 0 | 0 | 0 | 0 | 0 | 0 | 0 | 0 | 0 | 0 | 0 | 0 | 0 | 0 | 0 | 0 | 0 | 0 | 0 | 0 | 0 | 0 | 0 | 0 | 0 | 0 | 0 | 0 | 0 | 0 | 0 | 0 | 0 | 0 | 0 | 0 | 0 | 0 | 0 | 0 | 0 | 0 | 0
|  |  |  | Useful life of non current assets flag | 0 | flag | 60 | 0 | 0 | 0 | 0 | 0 | 0 | 0 | 0 | 0 | 1 | 1 | 1 | 1 | 1 | 1 | 1 | 1 | 1 | 1 | 1 | 1 | 1 | 1 | 1 | 1 | 1 | 1 | 1 | 1 | 1 | 1 | 1 | 1 | 1 | 1 | 1 | 1 | 1 | 1 | 1 | 1 | 1 | 1 | 1 | 1 | 1 | 1 | 1 | 1 | 1 | 1 | 1 | 1 | 1 | 1 | 1 | 1 | 1 | 1 | 1 | 1 | 1 | 1 | 1 | 1 | 1 | 1 | 1 | 1 | 0 | 0 | 0 | 0 | 0 | 0 | 0 | 0 | 0 | 0 | 0 | 0 | 0 | 0 | 0 | 0 | 0 | 0
|  |  |  | Spare 3 asset cost depreciation allowed for tax |  | USD 000s | 0 | 0 | 0 | 0 | 0 | 0 | 0 | 0 | 0 | 0 | 0 | 0 | 0 | 0 | 0 | 0 | 0 | 0 | 0 | 0 | 0 | 0 | 0 | 0 | 0 | 0 | 0 | 0 | 0 | 0 | 0 | 0 | 0 | 0 | 0 | 0 | 0 | 0 | 0 | 0 | 0 | 0 | 0 | 0 | 0 | 0 | 0 | 0 | 0 | 0 | 0 | 0 | 0 | 0 | 0 | 0 | 0 | 0 | 0 | 0 | 0 | 0 | 0 | 0 | 0 | 0 | 0 | 0 | 0 | 0 | 0 | 0 | 0 | 0 | 0 | 0 | 0 | 0 | 0 | 0 | 0 | 0 | 0 | 0 | 0 | 0 | 0 | 0
|  |  |  | Total Spare 3 asset costs | 0 | USD 000s
|  |  |  | 1st period of revenue | 0 | flag | 1 | 0 | 0 | 0 | 0 | 0 | 0 | 1 | 0 | 0 | 0 | 0 | 0 | 0 | 0 | 0 | 0 | 0 | 0 | 0 | 0 | 0 | 0 | 0 | 0 | 0 | 0 | 0 | 0 | 0 | 0 | 0 | 0 | 0 | 0 | 0 | 0 | 0 | 0 | 0 | 0 | 0 | 0 | 0 | 0 | 0 | 0 | 0 | 0 | 0 | 0 | 0 | 0 | 0 | 0 | 0 | 0 | 0 | 0 | 0 | 0 | 0 | 0 | 0 | 0 | 0 | 0 | 0 | 0 | 0 | 0 | 0 | 0 | 0 | 0 | 0 | 0 | 0 | 0 | 0 | 0 | 0 | 0 | 0 | 0 | 0 | 0 | 0
|  |  |  | Spare 3 asset costs for tax balance BEG |  | USD 000s |  |  | 0 | 0 | 0 | 0 | 0 | 0 | 0 | 0 | 0 | 0 | 0 | 0 | 0 | 0 | 0 | 0 | 0 | 0 | 0 | 0 | 0 | 0 | 0 | 0 | 0 | 0 | 0 | 0 | 0 | 0 | 0 | 0 | 0 | 0 | 0 | 0 | 0 | 0 | 0 | 0 | 0 | 0 | 0 | 0 | 0 | 0 | 0 | 0 | 0 | 0 | 0 | 0 | 0 | 0 | 0 | 0 | 0 | 0 | 0 | 0 | 0 | 0 | 0 | 0 | 0 | 0 | 0 | 0 | 0 | 0 | 0 | 0 | 0 | 0 | 0 | 0 | 0 | 0 | 0 | 0 | 0 | 0 | 0 | 0 | 0 | 0
|  |  |  | Spare 3 asset cost depreciation allowed for tax | 0 | USD 000s | 0 | 0 | 0 | 0 | 0 | 0 | 0 | 0 | 0 | 0 | 0 | 0 | 0 | 0 | 0 | 0 | 0 | 0 | 0 | 0 | 0 | 0 | 0 | 0 | 0 | 0 | 0 | 0 | 0 | 0 | 0 | 0 | 0 | 0 | 0 | 0 | 0 | 0 | 0 | 0 | 0 | 0 | 0 | 0 | 0 | 0 | 0 | 0 | 0 | 0 | 0 | 0 | 0 | 0 | 0 | 0 | 0 | 0 | 0 | 0 | 0 | 0 | 0 | 0 | 0 | 0 | 0 | 0 | 0 | 0 | 0 | 0 | 0 | 0 | 0 | 0 | 0 | 0 | 0 | 0 | 0 | 0 | 0 | 0 | 0 | 0 | 0 | 0
|  |  |  | Spare 3 asset costs for tax balance |  | USD 000s |  |  | 0 | 0 | 0 | 0 | 0 | 0 | 0 | 0 | 0 | 0 | 0 | 0 | 0 | 0 | 0 | 0 | 0 | 0 | 0 | 0 | 0 | 0 | 0 | 0 | 0 | 0 | 0 | 0 | 0 | 0 | 0 | 0 | 0 | 0 | 0 | 0 | 0 | 0 | 0 | 0 | 0 | 0 | 0 | 0 | 0 | 0 | 0 | 0 | 0 | 0 | 0 | 0 | 0 | 0 | 0 | 0 | 0 | 0 | 0 | 0 | 0 | 0 | 0 | 0 | 0 | 0 | 0 | 0 | 0 | 0 | 0 | 0 | 0 | 0 | 0 | 0 | 0 | 0 | 0 | 0 | 0 | 0 | 0 | 0 | 0 | 0
Spare 4 asset
|  |  |  | Spare 4 asset depreciation rate SLM | 10% | % p.a.
|  |  |  | Number of semi annual periods in year | 2 | periods
|  |  |  | Spare 4 asset tax depreciation rate SLM | 5% | %
|  |  |  | Tax depreciation switch | 1 | switch
|  |  |  | [spare 4] s.a. | 0 | USD 000s | 0 | 0 | 0 | 0 | 0 | 0 | 0 | 0 | 0 | 0 | 0 | 0 | 0 | 0 | 0 | 0 | 0 | 0 | 0 | 0 | 0 | 0 | 0 | 0 | 0 | 0 | 0 | 0 | 0 | 0 | 0 | 0 | 0 | 0 | 0 | 0 | 0 | 0 | 0 | 0 | 0 | 0 | 0 | 0 | 0 | 0 | 0 | 0 | 0 | 0 | 0 | 0 | 0 | 0 | 0 | 0 | 0 | 0 | 0 | 0 | 0 | 0 | 0 | 0 | 0 | 0 | 0 | 0 | 0 | 0 | 0 | 0 | 0 | 0 | 0 | 0 | 0 | 0 | 0 | 0 | 0 | 0 | 0 | 0 | 0 | 0 | 0 | 0
|  |  |  | Finance costs applicable to Spare 4 asset | 0 | USD 000s | 0 | 0 | 0 | 0 | 0 | 0 | 0 | 0 | 0 | 0 | 0 | 0 | 0 | 0 | 0 | 0 | 0 | 0 | 0 | 0 | 0 | 0 | 0 | 0 | 0 | 0 | 0 | 0 | 0 | 0 | 0 | 0 | 0 | 0 | 0 | 0 | 0 | 0 | 0 | 0 | 0 | 0 | 0 | 0 | 0 | 0 | 0 | 0 | 0 | 0 | 0 | 0 | 0 | 0 | 0 | 0 | 0 | 0 | 0 | 0 | 0 | 0 | 0 | 0 | 0 | 0 | 0 | 0 | 0 | 0 | 0 | 0 | 0 | 0 | 0 | 0 | 0 | 0 | 0 | 0 | 0 | 0 | 0 | 0 | 0 | 0 | 0 | 0
|  |  |  | Spare 4 costs - IFRIC12 for tax purposes |  | USD 000s | 0 |  | 0 | 0 | 0 | 0 | 0 | 0 | 0 | 0 | 0 | 0 | 0 | 0 | 0 | 0 | 0 | 0 | 0 | 0 | 0 | 0 | 0 | 0 | 0 | 0 | 0 | 0 | 0 | 0 | 0 | 0 | 0 | 0 | 0 | 0 | 0 | 0 | 0 | 0 | 0 | 0 | 0 | 0 | 0 | 0 | 0 | 0 | 0 | 0 | 0 | 0 | 0 | 0 | 0 | 0 | 0 | 0 | 0 | 0 | 0 | 0 | 0 | 0 | 0 | 0 | 0 | 0 | 0 | 0 | 0 | 0 | 0 | 0 | 0 | 0 | 0 | 0 | 0 | 0 | 0 | 0 | 0 | 0 | 0 | 0 | 0 | 0
|  |  |  | IFRIC 12 accounting used? | 1 | 1 = yes, 0 = no (/OL or FL)
|  |  |  | Spare 4 asset additions | 0 | USD 000s | 0 | 0 | 0 | 0 | 0 | 0 | 0 | 0 | 0 | 0 | 0 | 0 | 0 | 0 | 0 | 0 | 0 | 0 | 0 | 0 | 0 | 0 | 0 | 0 | 0 | 0 | 0 | 0 | 0 | 0 | 0 | 0 | 0 | 0 | 0 | 0 | 0 | 0 | 0 | 0 | 0 | 0 | 0 | 0 | 0 | 0 | 0 | 0 | 0 | 0 | 0 | 0 | 0 | 0 | 0 | 0 | 0 | 0 | 0 | 0 | 0 | 0 | 0 | 0 | 0 | 0 | 0 | 0 | 0 | 0 | 0 | 0 | 0 | 0 | 0 | 0 | 0 | 0 | 0 | 0 | 0 | 0 | 0 | 0 | 0 | 0 | 0 | 0
|  |  |  | Spare 4 costs - IFRIC12 for tax purposes | 0 | USD 000s | 0 | 0 | 0 | 0 | 0 | 0 | 0 | 0 | 0 | 0 | 0 | 0 | 0 | 0 | 0 | 0 | 0 | 0 | 0 | 0 | 0 | 0 | 0 | 0 | 0 | 0 | 0 | 0 | 0 | 0 | 0 | 0 | 0 | 0 | 0 | 0 | 0 | 0 | 0 | 0 | 0 | 0 | 0 | 0 | 0 | 0 | 0 | 0 | 0 | 0 | 0 | 0 | 0 | 0 | 0 | 0 | 0 | 0 | 0 | 0 | 0 | 0 | 0 | 0 | 0 | 0 | 0 | 0 | 0 | 0 | 0 | 0 | 0 | 0 | 0 | 0 | 0 | 0 | 0 | 0 | 0 | 0 | 0 | 0 | 0 | 0 | 0 | 0
|  |  |  | Spare 4 asset additions |  | USD 000s | 0 |  | 0 | 0 | 0 | 0 | 0 | 0 | 0 | 0 | 0 | 0 | 0 | 0 | 0 | 0 | 0 | 0 | 0 | 0 | 0 | 0 | 0 | 0 | 0 | 0 | 0 | 0 | 0 | 0 | 0 | 0 | 0 | 0 | 0 | 0 | 0 | 0 | 0 | 0 | 0 | 0 | 0 | 0 | 0 | 0 | 0 | 0 | 0 | 0 | 0 | 0 | 0 | 0 | 0 | 0 | 0 | 0 | 0 | 0 | 0 | 0 | 0 | 0 | 0 | 0 | 0 | 0 | 0 | 0 | 0 | 0 | 0 | 0 | 0 | 0 | 0 | 0 | 0 | 0 | 0 | 0 | 0 | 0 | 0 | 0 | 0 | 0
|  |  |  | Tax depreciation switch | 1 | switch
|  |  |  | Spare 4 asset additions | 0 | USD 000s | 0 | 0 | 0 | 0 | 0 | 0 | 0 | 0 | 0 | 0 | 0 | 0 | 0 | 0 | 0 | 0 | 0 | 0 | 0 | 0 | 0 | 0 | 0 | 0 | 0 | 0 | 0 | 0 | 0 | 0 | 0 | 0 | 0 | 0 | 0 | 0 | 0 | 0 | 0 | 0 | 0 | 0 | 0 | 0 | 0 | 0 | 0 | 0 | 0 | 0 | 0 | 0 | 0 | 0 | 0 | 0 | 0 | 0 | 0 | 0 | 0 | 0 | 0 | 0 | 0 | 0 | 0 | 0 | 0 | 0 | 0 | 0 | 0 | 0 | 0 | 0 | 0 | 0 | 0 | 0 | 0 | 0 | 0 | 0 | 0 | 0 | 0 | 0
|  |  |  | Spare 4 asset costs |  | USD 000s | 0 |  | 0 | 0 | 0 | 0 | 0 | 0 | 0 | 0 | 0 | 0 | 0 | 0 | 0 | 0 | 0 | 0 | 0 | 0 | 0 | 0 | 0 | 0 | 0 | 0 | 0 | 0 | 0 | 0 | 0 | 0 | 0 | 0 | 0 | 0 | 0 | 0 | 0 | 0 | 0 | 0 | 0 | 0 | 0 | 0 | 0 | 0 | 0 | 0 | 0 | 0 | 0 | 0 | 0 | 0 | 0 | 0 | 0 | 0 | 0 | 0 | 0 | 0 | 0 | 0 | 0 | 0 | 0 | 0 | 0 | 0 | 0 | 0 | 0 | 0 | 0 | 0 | 0 | 0 | 0 | 0 | 0 | 0 | 0 | 0 | 0 | 0
|  |  |  | Total Spare 4 asset costs | 0 | USD 000s
|  |  |  | Spare 4 asset tax depreciation rate SLM | 5% | %
|  |  |  | Tax depreciation to start from EGR period commencement | 1 | 1 = yes, 0 = no
|  |  |  | Months in semi annual period | 6 | months
|  |  |  | Model column counter | 0 | USD 000s | 18 | 0 | 0 | 0 | 0 | 0 | 0 | 6 | 6 | 6 | 0 | 0 | 0 | 0 | 0 | 0 | 0 | 0 | 0 | 0 | 0 | 0 | 0 | 0 | 0 | 0 | 0 | 0 | 0 | 0 | 0 | 0 | 0 | 0 | 0 | 0 | 0 | 0 | 0 | 0 | 0 | 0 | 0 | 0 | 0 | 0 | 0 | 0 | 0 | 0 | 0 | 0 | 0 | 0 | 0 | 0% | 0% | 0% | 0% | 0% | 0% | 0% | 0% | 0% | 0% | 0% | 0% | 0% | 0% | 0% | 0% | 0% | 0% | 0% | 0% | 0% | 0% | 0% | 0% | 0% | 0% | 0% | 0% | 0% | 0% | 0% | 0% | 0%
|  |  |  | EGR periods flag | 0 | flag | 3 | 0 | 0 | 0 | 0 | 0 | 0 | 1 | 1 | 1 | 0 | 0 | 0 | 0 | 0 | 0 | 0 | 0 | 0 | 0 | 0 | 0 | 0 | 0 | 0 | 0 | 0 | 0 | 0 | 0 | 0 | 0 | 0 | 0 | 0 | 0 | 0 | 0 | 0 | 0 | 0 | 0 | 0 | 0 | 0 | 0 | 0 | 0 | 0 | 0 | 0 | 0 | 0 | 0 | 0 | 0 | 0 | 0 | 0 | 0 | 0 | 0 | 0 | 0 | 0 | 0 | 0 | 0 | 0 | 0 | 0 | 0 | 0 | 0 | 0 | 0 | 0 | 0 | 0 | 0 | 0 | 0 | 0 | 0 | 0 | 0 | 0 | 0
|  |  |  | Useful life of non current assets flag | 0 | flag | 60 | 0 | 0 | 0 | 0 | 0 | 0 | 0 | 0 | 0 | 1 | 1 | 1 | 1 | 1 | 1 | 1 | 1 | 1 | 1 | 1 | 1 | 1 | 1 | 1 | 1 | 1 | 1 | 1 | 1 | 1 | 1 | 1 | 1 | 1 | 1 | 1 | 1 | 1 | 1 | 1 | 1 | 1 | 1 | 1 | 1 | 1 | 1 | 1 | 1 | 1 | 1 | 1 | 1 | 1 | 1 | 1 | 1 | 1 | 1 | 1 | 1 | 1 | 1 | 1 | 1 | 1 | 1 | 1 | 1 | 0 | 0 | 0 | 0 | 0 | 0 | 0 | 0 | 0 | 0 | 0 | 0 | 0 | 0 | 0 | 0 | 0 | 0
|  |  |  | Spare 4 asset costs depreciation allowed for tax |  | % | 100% | bar: 1 to 86
|  |  |  | Solar assets depreciation method | 1 | 1 = SLM, 2 = WDV
|  |  |  | Total Spare 4 asset costs | 0 | USD 000s
|  |  |  | Spare 4 asset costs depreciation allowed for tax | 0% | % | 100% | 0% | bar: 1 to 86
|  |  |  | Spare 4 asset costs for tax balance BEG | 0 | USD 000s | 0 | 0 | 0 | 0 | 0 | 0 | 0 | 0 | 0 | 0 | 0 | 0 | 0 | 0 | 0 | 0 | 0 | 0 | 0 | 0 | 0 | 0 | 0 | 0 | 0 | 0 | 0 | 0 | 0 | 0 | 0 | 0 | 0 | 0 | 0 | 0 | 0 | 0 | 0 | 0 | 0 | 0 | 0 | 0 | 0 | 0 | 0 | 0 | 0 | 0 | 0 | 0 | 0 | 0 | 0 | 0 | 0 | 0 | 0 | 0 | 0 | 0 | 0 | 0 | 0 | 0 | 0 | 0 | 0 | 0 | 0 | 0 | 0 | 0 | 0 | 0 | 0 | 0 | 0 | 0 | 0 | 0 | 0 | 0 | 0 | 0 | 0 | 0
|  |  |  | EGR periods flag | 0 | flag | 3 | 0 | 0 | 0 | 0 | 0 | 0 | 1 | 1 | 1 | 0 | 0 | 0 | 0 | 0 | 0 | 0 | 0 | 0 | 0 | 0 | 0 | 0 | 0 | 0 | 0 | 0 | 0 | 0 | 0 | 0 | 0 | 0 | 0 | 0 | 0 | 0 | 0 | 0 | 0 | 0 | 0 | 0 | 0 | 0 | 0 | 0 | 0 | 0 | 0 | 0 | 0 | 0 | 0 | 0 | 0 | 0 | 0 | 0 | 0 | 0 | 0 | 0 | 0 | 0 | 0 | 0 | 0 | 0 | 0 | 0 | 0 | 0 | 0 | 0 | 0 | 0 | 0 | 0 | 0 | 0 | 0 | 0 | 0 | 0 | 0 | 0 | 0
|  |  |  | Useful life of non current assets flag | 0 | flag | 60 | 0 | 0 | 0 | 0 | 0 | 0 | 0 | 0 | 0 | 1 | 1 | 1 | 1 | 1 | 1 | 1 | 1 | 1 | 1 | 1 | 1 | 1 | 1 | 1 | 1 | 1 | 1 | 1 | 1 | 1 | 1 | 1 | 1 | 1 | 1 | 1 | 1 | 1 | 1 | 1 | 1 | 1 | 1 | 1 | 1 | 1 | 1 | 1 | 1 | 1 | 1 | 1 | 1 | 1 | 1 | 1 | 1 | 1 | 1 | 1 | 1 | 1 | 1 | 1 | 1 | 1 | 1 | 1 | 1 | 0 | 0 | 0 | 0 | 0 | 0 | 0 | 0 | 0 | 0 | 0 | 0 | 0 | 0 | 0 | 0 | 0 | 0
|  |  |  | Spare 4 asset cost depreciation allowed for tax |  | USD 000s | 0 | 0 | 0 | 0 | 0 | 0 | 0 | 0 | 0 | 0 | 0 | 0 | 0 | 0 | 0 | 0 | 0 | 0 | 0 | 0 | 0 | 0 | 0 | 0 | 0 | 0 | 0 | 0 | 0 | 0 | 0 | 0 | 0 | 0 | 0 | 0 | 0 | 0 | 0 | 0 | 0 | 0 | 0 | 0 | 0 | 0 | 0 | 0 | 0 | 0 | 0 | 0 | 0 | 0 | 0 | 0 | 0 | 0 | 0 | 0 | 0 | 0 | 0 | 0 | 0 | 0 | 0 | 0 | 0 | 0 | 0 | 0 | 0 | 0 | 0 | 0 | 0 | 0 | 0 | 0 | 0 | 0 | 0 | 0 | 0 | 0 | 0 | 0
|  |  |  | Total Spare 4 asset costs | 0 | USD 000s
|  |  |  | 1st period of revenue | 0 | flag | 1 | 0 | 0 | 0 | 0 | 0 | 0 | 1 | 0 | 0 | 0 | 0 | 0 | 0 | 0 | 0 | 0 | 0 | 0 | 0 | 0 | 0 | 0 | 0 | 0 | 0 | 0 | 0 | 0 | 0 | 0 | 0 | 0 | 0 | 0 | 0 | 0 | 0 | 0 | 0 | 0 | 0 | 0 | 0 | 0 | 0 | 0 | 0 | 0 | 0 | 0 | 0 | 0 | 0 | 0 | 0 | 0 | 0 | 0 | 0 | 0 | 0 | 0 | 0 | 0 | 0 | 0 | 0 | 0 | 0 | 0 | 0 | 0 | 0 | 0 | 0 | 0 | 0 | 0 | 0 | 0 | 0 | 0 | 0 | 0 | 0 | 0 | 0
|  |  |  | Spare 4 asset costs for tax balance BEG |  | USD 000s |  |  | 0 | 0 | 0 | 0 | 0 | 0 | 0 | 0 | 0 | 0 | 0 | 0 | 0 | 0 | 0 | 0 | 0 | 0 | 0 | 0 | 0 | 0 | 0 | 0 | 0 | 0 | 0 | 0 | 0 | 0 | 0 | 0 | 0 | 0 | 0 | 0 | 0 | 0 | 0 | 0 | 0 | 0 | 0 | 0 | 0 | 0 | 0 | 0 | 0 | 0 | 0 | 0 | 0 | 0 | 0 | 0 | 0 | 0 | 0 | 0 | 0 | 0 | 0 | 0 | 0 | 0 | 0 | 0 | 0 | 0 | 0 | 0 | 0 | 0 | 0 | 0 | 0 | 0 | 0 | 0 | 0 | 0 | 0 | 0 | 0 | 0
|  |  |  | Spare 4 asset cost depreciation allowed for tax | 0 | USD 000s | 0 | 0 | 0 | 0 | 0 | 0 | 0 | 0 | 0 | 0 | 0 | 0 | 0 | 0 | 0 | 0 | 0 | 0 | 0 | 0 | 0 | 0 | 0 | 0 | 0 | 0 | 0 | 0 | 0 | 0 | 0 | 0 | 0 | 0 | 0 | 0 | 0 | 0 | 0 | 0 | 0 | 0 | 0 | 0 | 0 | 0 | 0 | 0 | 0 | 0 | 0 | 0 | 0 | 0 | 0 | 0 | 0 | 0 | 0 | 0 | 0 | 0 | 0 | 0 | 0 | 0 | 0 | 0 | 0 | 0 | 0 | 0 | 0 | 0 | 0 | 0 | 0 | 0 | 0 | 0 | 0 | 0 | 0 | 0 | 0 | 0 | 0 | 0
|  |  |  | Spare 4 asset costs for tax balance |  | USD 000s |  |  | 0 | 0 | 0 | 0 | 0 | 0 | 0 | 0 | 0 | 0 | 0 | 0 | 0 | 0 | 0 | 0 | 0 | 0 | 0 | 0 | 0 | 0 | 0 | 0 | 0 | 0 | 0 | 0 | 0 | 0 | 0 | 0 | 0 | 0 | 0 | 0 | 0 | 0 | 0 | 0 | 0 | 0 | 0 | 0 | 0 | 0 | 0 | 0 | 0 | 0 | 0 | 0 | 0 | 0 | 0 | 0 | 0 | 0 | 0 | 0 | 0 | 0 | 0 | 0 | 0 | 0 | 0 | 0 | 0 | 0 | 0 | 0 | 0 | 0 | 0 | 0 | 0 | 0 | 0 | 0 | 0 | 0 | 0 | 0 | 0 | 0
Spare 5 asset
|  |  |  | Spare 5 asset depreciation rate SLM | 10% | % p.a.
|  |  |  | Number of semi annual periods in year | 2 | periods
|  |  |  | Spare 5 asset tax depreciation rate SLM | 5% | %
|  |  |  | Tax depreciation switch | 1 | switch
|  |  |  | [spare 5] s.a. | 0 | USD 000s | 0 | 0 | 0 | 0 | 0 | 0 | 0 | 0 | 0 | 0 | 0 | 0 | 0 | 0 | 0 | 0 | 0 | 0 | 0 | 0 | 0 | 0 | 0 | 0 | 0 | 0 | 0 | 0 | 0 | 0 | 0 | 0 | 0 | 0 | 0 | 0 | 0 | 0 | 0 | 0 | 0 | 0 | 0 | 0 | 0 | 0 | 0 | 0 | 0 | 0 | 0 | 0 | 0 | 0 | 0 | 0 | 0 | 0 | 0 | 0 | 0 | 0 | 0 | 0 | 0 | 0 | 0 | 0 | 0 | 0 | 0 | 0 | 0 | 0 | 0 | 0 | 0 | 0 | 0 | 0 | 0 | 0 | 0 | 0 | 0 | 0 | 0 | 0
|  |  |  | Finance costs applicable to Spare 5 asset | 0 | USD 000s | 0 | 0 | 0 | 0 | 0 | 0 | 0 | 0 | 0 | 0 | 0 | 0 | 0 | 0 | 0 | 0 | 0 | 0 | 0 | 0 | 0 | 0 | 0 | 0 | 0 | 0 | 0 | 0 | 0 | 0 | 0 | 0 | 0 | 0 | 0 | 0 | 0 | 0 | 0 | 0 | 0 | 0 | 0 | 0 | 0 | 0 | 0 | 0 | 0 | 0 | 0 | 0 | 0 | 0 | 0 | 0 | 0 | 0 | 0 | 0 | 0 | 0 | 0 | 0 | 0 | 0 | 0 | 0 | 0 | 0 | 0 | 0 | 0 | 0 | 0 | 0 | 0 | 0 | 0 | 0 | 0 | 0 | 0 | 0 | 0 | 0 | 0 | 0
|  |  |  | Spare 5 costs - IFRIC12 for tax purposes |  | USD 000s | 0 |  | 0 | 0 | 0 | 0 | 0 | 0 | 0 | 0 | 0 | 0 | 0 | 0 | 0 | 0 | 0 | 0 | 0 | 0 | 0 | 0 | 0 | 0 | 0 | 0 | 0 | 0 | 0 | 0 | 0 | 0 | 0 | 0 | 0 | 0 | 0 | 0 | 0 | 0 | 0 | 0 | 0 | 0 | 0 | 0 | 0 | 0 | 0 | 0 | 0 | 0 | 0 | 0 | 0 | 0 | 0 | 0 | 0 | 0 | 0 | 0 | 0 | 0 | 0 | 0 | 0 | 0 | 0 | 0 | 0 | 0 | 0 | 0 | 0 | 0 | 0 | 0 | 0 | 0 | 0 | 0 | 0 | 0 | 0 | 0 | 0 | 0
|  |  |  | IFRIC 12 accounting used? | 1 | 1 = yes, 0 = no (/OL or FL)
|  |  |  | Spare 5 asset additions | 0 | USD 000s | 0 | 0 | 0 | 0 | 0 | 0 | 0 | 0 | 0 | 0 | 0 | 0 | 0 | 0 | 0 | 0 | 0 | 0 | 0 | 0 | 0 | 0 | 0 | 0 | 0 | 0 | 0 | 0 | 0 | 0 | 0 | 0 | 0 | 0 | 0 | 0 | 0 | 0 | 0 | 0 | 0 | 0 | 0 | 0 | 0 | 0 | 0 | 0 | 0 | 0 | 0 | 0 | 0 | 0 | 0 | 0 | 0 | 0 | 0 | 0 | 0 | 0 | 0 | 0 | 0 | 0 | 0 | 0 | 0 | 0 | 0 | 0 | 0 | 0 | 0 | 0 | 0 | 0 | 0 | 0 | 0 | 0 | 0 | 0 | 0 | 0 | 0 | 0
|  |  |  | Spare 5 costs - IFRIC12 for tax purposes | 0 | USD 000s | 0 | 0 | 0 | 0 | 0 | 0 | 0 | 0 | 0 | 0 | 0 | 0 | 0 | 0 | 0 | 0 | 0 | 0 | 0 | 0 | 0 | 0 | 0 | 0 | 0 | 0 | 0 | 0 | 0 | 0 | 0 | 0 | 0 | 0 | 0 | 0 | 0 | 0 | 0 | 0 | 0 | 0 | 0 | 0 | 0 | 0 | 0 | 0 | 0 | 0 | 0 | 0 | 0 | 0 | 0 | 0 | 0 | 0 | 0 | 0 | 0 | 0 | 0 | 0 | 0 | 0 | 0 | 0 | 0 | 0 | 0 | 0 | 0 | 0 | 0 | 0 | 0 | 0 | 0 | 0 | 0 | 0 | 0 | 0 | 0 | 0 | 0 | 0
|  |  |  | Spare 5 asset additions |  | USD 000s | 0 |  | 0 | 0 | 0 | 0 | 0 | 0 | 0 | 0 | 0 | 0 | 0 | 0 | 0 | 0 | 0 | 0 | 0 | 0 | 0 | 0 | 0 | 0 | 0 | 0 | 0 | 0 | 0 | 0 | 0 | 0 | 0 | 0 | 0 | 0 | 0 | 0 | 0 | 0 | 0 | 0 | 0 | 0 | 0 | 0 | 0 | 0 | 0 | 0 | 0 | 0 | 0 | 0 | 0 | 0 | 0 | 0 | 0 | 0 | 0 | 0 | 0 | 0 | 0 | 0 | 0 | 0 | 0 | 0 | 0 | 0 | 0 | 0 | 0 | 0 | 0 | 0 | 0 | 0 | 0 | 0 | 0 | 0 | 0 | 0 | 0 | 0
|  |  |  | Tax depreciation switch | 1 | switch
|  |  |  | Spare 5 asset additions | 0 | USD 000s | 0 | 0 | 0 | 0 | 0 | 0 | 0 | 0 | 0 | 0 | 0 | 0 | 0 | 0 | 0 | 0 | 0 | 0 | 0 | 0 | 0 | 0 | 0 | 0 | 0 | 0 | 0 | 0 | 0 | 0 | 0 | 0 | 0 | 0 | 0 | 0 | 0 | 0 | 0 | 0 | 0 | 0 | 0 | 0 | 0 | 0 | 0 | 0 | 0 | 0 | 0 | 0 | 0 | 0 | 0 | 0 | 0 | 0 | 0 | 0 | 0 | 0 | 0 | 0 | 0 | 0 | 0 | 0 | 0 | 0 | 0 | 0 | 0 | 0 | 0 | 0 | 0 | 0 | 0 | 0 | 0 | 0 | 0 | 0 | 0 | 0 | 0 | 0
|  |  |  | Spare 5 asset costs |  | USD 000s | 0 |  | 0 | 0 | 0 | 0 | 0 | 0 | 0 | 0 | 0 | 0 | 0 | 0 | 0 | 0 | 0 | 0 | 0 | 0 | 0 | 0 | 0 | 0 | 0 | 0 | 0 | 0 | 0 | 0 | 0 | 0 | 0 | 0 | 0 | 0 | 0 | 0 | 0 | 0 | 0 | 0 | 0 | 0 | 0 | 0 | 0 | 0 | 0 | 0 | 0 | 0 | 0 | 0 | 0 | 0 | 0 | 0 | 0 | 0 | 0 | 0 | 0 | 0 | 0 | 0 | 0 | 0 | 0 | 0 | 0 | 0 | 0 | 0 | 0 | 0 | 0 | 0 | 0 | 0 | 0 | 0 | 0 | 0 | 0 | 0 | 0 | 0
|  |  |  | Total Spare 5 asset costs | 0 | USD 000s
|  |  |  | Spare 5 asset tax depreciation rate SLM | 5% | %
|  |  |  | Tax depreciation to start from EGR period commencement | 1 | 1 = yes, 0 = no
|  |  |  | Months in semi annual period | 6 | months
|  |  |  | Model column counter | 0 | USD 000s | 18 | 0 | 0 | 0 | 0 | 0 | 0 | 6 | 6 | 6 | 0 | 0 | 0 | 0 | 0 | 0 | 0 | 0 | 0 | 0 | 0 | 0 | 0 | 0 | 0 | 0 | 0 | 0 | 0 | 0 | 0 | 0 | 0 | 0 | 0 | 0 | 0 | 0 | 0 | 0 | 0 | 0 | 0 | 0 | 0 | 0 | 0 | 0 | 0 | 0 | 0 | 0 | 0 | 0 | 0 | 0% | 0% | 0% | 0% | 0% | 0% | 0% | 0% | 0% | 0% | 0% | 0% | 0% | 0% | 0% | 0% | 0% | 0% | 0% | 0% | 0% | 0% | 0% | 0% | 0% | 0% | 0% | 0% | 0% | 0% | 0% | 0% | 0%
|  |  |  | EGR periods flag | 0 | flag | 3 | 0 | 0 | 0 | 0 | 0 | 0 | 1 | 1 | 1 | 0 | 0 | 0 | 0 | 0 | 0 | 0 | 0 | 0 | 0 | 0 | 0 | 0 | 0 | 0 | 0 | 0 | 0 | 0 | 0 | 0 | 0 | 0 | 0 | 0 | 0 | 0 | 0 | 0 | 0 | 0 | 0 | 0 | 0 | 0 | 0 | 0 | 0 | 0 | 0 | 0 | 0 | 0 | 0 | 0 | 0 | 0 | 0 | 0 | 0 | 0 | 0 | 0 | 0 | 0 | 0 | 0 | 0 | 0 | 0 | 0 | 0 | 0 | 0 | 0 | 0 | 0 | 0 | 0 | 0 | 0 | 0 | 0 | 0 | 0 | 0 | 0 | 0
|  |  |  | Useful life of non current assets flag | 0 | flag | 60 | 0 | 0 | 0 | 0 | 0 | 0 | 0 | 0 | 0 | 1 | 1 | 1 | 1 | 1 | 1 | 1 | 1 | 1 | 1 | 1 | 1 | 1 | 1 | 1 | 1 | 1 | 1 | 1 | 1 | 1 | 1 | 1 | 1 | 1 | 1 | 1 | 1 | 1 | 1 | 1 | 1 | 1 | 1 | 1 | 1 | 1 | 1 | 1 | 1 | 1 | 1 | 1 | 1 | 1 | 1 | 1 | 1 | 1 | 1 | 1 | 1 | 1 | 1 | 1 | 1 | 1 | 1 | 1 | 1 | 0 | 0 | 0 | 0 | 0 | 0 | 0 | 0 | 0 | 0 | 0 | 0 | 0 | 0 | 0 | 0 | 0 | 0
|  |  |  | Spare 5 asset costs depreciation allowed for tax |  | % | 100% | bar: 1 to 86
|  |  |  | Solar assets depreciation method | 1 | 1 = SLM, 2 = WDV
|  |  |  | Total Spare 5 asset costs | 0 | USD 000s
|  |  |  | Spare 5 asset costs depreciation allowed for tax | 0% | % | 100% | 0% | bar: 1 to 86
|  |  |  | Spare 5 asset costs for tax balance BEG | 0 | USD 000s | 0 | 0 | 0 | 0 | 0 | 0 | 0 | 0 | 0 | 0 | 0 | 0 | 0 | 0 | 0 | 0 | 0 | 0 | 0 | 0 | 0 | 0 | 0 | 0 | 0 | 0 | 0 | 0 | 0 | 0 | 0 | 0 | 0 | 0 | 0 | 0 | 0 | 0 | 0 | 0 | 0 | 0 | 0 | 0 | 0 | 0 | 0 | 0 | 0 | 0 | 0 | 0 | 0 | 0 | 0 | 0 | 0 | 0 | 0 | 0 | 0 | 0 | 0 | 0 | 0 | 0 | 0 | 0 | 0 | 0 | 0 | 0 | 0 | 0 | 0 | 0 | 0 | 0 | 0 | 0 | 0 | 0 | 0 | 0 | 0 | 0 | 0 | 0
|  |  |  | EGR periods flag | 0 | flag | 3 | 0 | 0 | 0 | 0 | 0 | 0 | 1 | 1 | 1 | 0 | 0 | 0 | 0 | 0 | 0 | 0 | 0 | 0 | 0 | 0 | 0 | 0 | 0 | 0 | 0 | 0 | 0 | 0 | 0 | 0 | 0 | 0 | 0 | 0 | 0 | 0 | 0 | 0 | 0 | 0 | 0 | 0 | 0 | 0 | 0 | 0 | 0 | 0 | 0 | 0 | 0 | 0 | 0 | 0 | 0 | 0 | 0 | 0 | 0 | 0 | 0 | 0 | 0 | 0 | 0 | 0 | 0 | 0 | 0 | 0 | 0 | 0 | 0 | 0 | 0 | 0 | 0 | 0 | 0 | 0 | 0 | 0 | 0 | 0 | 0 | 0 | 0
|  |  |  | Useful life of non current assets flag | 0 | flag | 60 | 0 | 0 | 0 | 0 | 0 | 0 | 0 | 0 | 0 | 1 | 1 | 1 | 1 | 1 | 1 | 1 | 1 | 1 | 1 | 1 | 1 | 1 | 1 | 1 | 1 | 1 | 1 | 1 | 1 | 1 | 1 | 1 | 1 | 1 | 1 | 1 | 1 | 1 | 1 | 1 | 1 | 1 | 1 | 1 | 1 | 1 | 1 | 1 | 1 | 1 | 1 | 1 | 1 | 1 | 1 | 1 | 1 | 1 | 1 | 1 | 1 | 1 | 1 | 1 | 1 | 1 | 1 | 1 | 1 | 0 | 0 | 0 | 0 | 0 | 0 | 0 | 0 | 0 | 0 | 0 | 0 | 0 | 0 | 0 | 0 | 0 | 0
|  |  |  | Spare 5 asset cost depreciation allowed for tax |  | USD 000s | 0 | 0 | 0 | 0 | 0 | 0 | 0 | 0 | 0 | 0 | 0 | 0 | 0 | 0 | 0 | 0 | 0 | 0 | 0 | 0 | 0 | 0 | 0 | 0 | 0 | 0 | 0 | 0 | 0 | 0 | 0 | 0 | 0 | 0 | 0 | 0 | 0 | 0 | 0 | 0 | 0 | 0 | 0 | 0 | 0 | 0 | 0 | 0 | 0 | 0 | 0 | 0 | 0 | 0 | 0 | 0 | 0 | 0 | 0 | 0 | 0 | 0 | 0 | 0 | 0 | 0 | 0 | 0 | 0 | 0 | 0 | 0 | 0 | 0 | 0 | 0 | 0 | 0 | 0 | 0 | 0 | 0 | 0 | 0 | 0 | 0 | 0 | 0
|  |  |  | Total Spare 5 asset costs | 0 | USD 000s
|  |  |  | 1st period of revenue | 0 | flag | 1 | 0 | 0 | 0 | 0 | 0 | 0 | 1 | 0 | 0 | 0 | 0 | 0 | 0 | 0 | 0 | 0 | 0 | 0 | 0 | 0 | 0 | 0 | 0 | 0 | 0 | 0 | 0 | 0 | 0 | 0 | 0 | 0 | 0 | 0 | 0 | 0 | 0 | 0 | 0 | 0 | 0 | 0 | 0 | 0 | 0 | 0 | 0 | 0 | 0 | 0 | 0 | 0 | 0 | 0 | 0 | 0 | 0 | 0 | 0 | 0 | 0 | 0 | 0 | 0 | 0 | 0 | 0 | 0 | 0 | 0 | 0 | 0 | 0 | 0 | 0 | 0 | 0 | 0 | 0 | 0 | 0 | 0 | 0 | 0 | 0 | 0 | 0
|  |  |  | Spare 5 asset costs for tax balance BEG |  | USD 000s |  |  | 0 | 0 | 0 | 0 | 0 | 0 | 0 | 0 | 0 | 0 | 0 | 0 | 0 | 0 | 0 | 0 | 0 | 0 | 0 | 0 | 0 | 0 | 0 | 0 | 0 | 0 | 0 | 0 | 0 | 0 | 0 | 0 | 0 | 0 | 0 | 0 | 0 | 0 | 0 | 0 | 0 | 0 | 0 | 0 | 0 | 0 | 0 | 0 | 0 | 0 | 0 | 0 | 0 | 0 | 0 | 0 | 0 | 0 | 0 | 0 | 0 | 0 | 0 | 0 | 0 | 0 | 0 | 0 | 0 | 0 | 0 | 0 | 0 | 0 | 0 | 0 | 0 | 0 | 0 | 0 | 0 | 0 | 0 | 0 | 0 | 0
|  |  |  | Spare 5 asset cost depreciation allowed for tax | 0 | USD 000s | 0 | 0 | 0 | 0 | 0 | 0 | 0 | 0 | 0 | 0 | 0 | 0 | 0 | 0 | 0 | 0 | 0 | 0 | 0 | 0 | 0 | 0 | 0 | 0 | 0 | 0 | 0 | 0 | 0 | 0 | 0 | 0 | 0 | 0 | 0 | 0 | 0 | 0 | 0 | 0 | 0 | 0 | 0 | 0 | 0 | 0 | 0 | 0 | 0 | 0 | 0 | 0 | 0 | 0 | 0 | 0 | 0 | 0 | 0 | 0 | 0 | 0 | 0 | 0 | 0 | 0 | 0 | 0 | 0 | 0 | 0 | 0 | 0 | 0 | 0 | 0 | 0 | 0 | 0 | 0 | 0 | 0 | 0 | 0 | 0 | 0 | 0 | 0
|  |  |  | Spare 5 asset costs for tax balance |  | USD 000s |  |  | 0 | 0 | 0 | 0 | 0 | 0 | 0 | 0 | 0 | 0 | 0 | 0 | 0 | 0 | 0 | 0 | 0 | 0 | 0 | 0 | 0 | 0 | 0 | 0 | 0 | 0 | 0 | 0 | 0 | 0 | 0 | 0 | 0 | 0 | 0 | 0 | 0 | 0 | 0 | 0 | 0 | 0 | 0 | 0 | 0 | 0 | 0 | 0 | 0 | 0 | 0 | 0 | 0 | 0 | 0 | 0 | 0 | 0 | 0 | 0 | 0 | 0 | 0 | 0 | 0 | 0 | 0 | 0 | 0 | 0 | 0 | 0 | 0 | 0 | 0 | 0 | 0 | 0 | 0 | 0 | 0 | 0 | 0 | 0 | 0 | 0
Other non current assets
|  |  |  | Other non-current asset depreciation rate SLM | 10% | % p.a.
|  |  |  | Number of semi annual periods in year | 2 | periods
|  |  |  | Other non current asset tax depreciation rate SLM | 5% | %
|  |  |  | Project costs excluding EPC costs and VAT s.a. POS | 0 | USD 000s | 31275.8584 | 0 | 0 | 0 | 0 | 22149.5497 | 4674.1466 | 4331.9206 | 82.65 | 37.5915 | 0 | 0 | 0 | 0 | 0 | 0 | 0 | 0 | 0 | 0 | 0 | 0 | 0 | 0 | 0 | 0 | 0 | 0 | 0 | 0 | 0 | 0 | 0 | 0 | 0 | 0 | 0 | 0 | 0 | 0 | 0 | 0 | 0 | 0 | 0 | 0 | 0 | 0 | 0 | 0 | 0 | 0 | 0 | 0 | 0 | 0 | 0 | 0 | 0 | 0 | 0 | 0 | 0 | 0 | 0 | 0 | 0 | 0 | 0 | 0 | 0 | 0 | 0 | 0 | 0 | 0 | 0 | 0 | 0 | 0 | 0 | 0 | 0 | 0 | 0 | 0 | 0 | 0
|  |  | Plus: | Non refundable VAT during construction s.a. POS | 0 | USD 000s | 0 | 0 | 0 | 0 | 0 | 0 | 0 | 0 | 0 | 0 | 0 | 0 | 0 | 0 | 0 | 0 | 0 | 0 | 0 | 0 | 0 | 0 | 0 | 0 | 0 | 0 | 0 | 0 | 0 | 0 | 0 | 0 | 0 | 0 | 0 | 0 | 0 | 0 | 0 | 0 | 0 | 0 | 0 | 0 | 0 | 0 | 0 | 0 | 0 | 0 | 0 | 0 | 0 | 0 | 0 | 0 | 0 | 0 | 0 | 0 | 0 | 0 | 0 | 0 | 0 | 0 | 0 | 0 | 0 | 0 | 0 | 0 | 0 | 0 | 0 | 0 | 0 | 0 | 0 | 0 | 0 | 0 | 0 | 0 | 0 | 0 | 0 | 0
|  |  | Less: | Early generation profit (/loss) credited to wip | 0 | USD 000s | 0 | 0 | 0 | 0 | 0 | 0 | 0 | 0 | 0 | 0 | 0 | 0 | 0 | 0 | 0 | 0 | 0 | 0 | 0 | 0 | 0 | 0 | 0 | 0 | 0 | 0 | 0 | 0 | 0 | 0 | 0 | 0 | 0 | 0 | 0 | 0 | 0 | 0 | 0 | 0 | 0 | 0 | 0 | 0 | 0 | 0 | 0 | 0 | 0 | 0 | 0 | 0 | 0 | 0 | 0 | 0 | 0 | 0 | 0 | 0 | 0 | 0 | 0 | 0 | 0 | 0 | 0 | 0 | 0 | 0 | 0 | 0 | 0 | 0 | 0 | 0 | 0 | 0 | 0 | 0 | 0 | 0 | 0 | 0 | 0 | 0 | 0 | 0
|  |  | Plus: | Finance costs applicable to Other non current assets | 0 | USD 000s | 4022.072 | 0 | 0 | 0 | 0 | 456.068 | 898.5298 | 871.5452 | 895.1983 | 900.7307 | 0 | 0 | 0 | 0 | 0 | 0 | 0 | 0 | 0 | 0 | 0 | 0 | 0 | 0 | 0 | 0 | 0 | 0 | 0 | 0 | 0 | 0 | 0 | 0 | 0 | 0 | 0 | 0 | 0 | 0 | 0 | 0 | 0 | 0 | 0 | 0 | 0 | 0 | 0 | 0 | 0 | 0 | 0 | 0 | 0 | 0 | 0 | 0 | 0 | 0 | 0 | 0 | 0 | 0 | 0 | 0 | 0 | 0 | 0 | 0 | 0 | 0 | 0 | 0 | 0 | 0 | 0 | 0 | 0 | 0 | 0 | 0 | 0 | 0 | 0 | 0 | 0 | 0
|  |  | Less: | Development fee s.a. | 0 | USD 000s | 8990.0349 | 0 | 0 | 0 | 0 | 8990.0349 | 0 | 0 | 0 | 0 | 0 | 0 | 0 | 0 | 0 | 0 | 0 | 0 | 0 | 0 | 0 | 0 | 0 | 0 | 0 | 0 | 0 | 0 | 0 | 0 | 0 | 0 | 0 | 0 | 0 | 0 | 0 | 0 | 0 | 0 | 0 | 0 | 0 | 0 | 0 | 0 | 0 | 0 | 0 | 0 | 0 | 0 | 0 | 0 | 0 | 0 | 0 | 0 | 0 | 0 | 0 | 0 | 0 | 0 | 0 | 0 | 0 | 0 | 0 | 0 | 0 | 0 | 0 | 0 | 0 | 0 | 0 | 0 | 0 | 0 | 0 | 0 | 0 | 0 | 0 | 0 | 0 | 0
|  |  |  | Construction costs excluding EPC costs |  | USD 000s | 26307.8956 |  | 0 | 0 | 0 | 13615.5828 | 5572.6764 | 5203.4659 | 977.8483 | 938.3222 | 0 | 0 | 0 | 0 | 0 | 0 | 0 | 0 | 0 | 0 | 0 | 0 | 0 | 0 | 0 | 0 | 0 | 0 | 0 | 0 | 0 | 0 | 0 | 0 | 0 | 0 | 0 | 0 | 0 | 0 | 0 | 0 | 0 | 0 | 0 | 0 | 0 | 0 | 0 | 0 | 0 | 0 | 0 | 0 | 0 | 0 | 0 | 0 | 0 | 0 | 0 | 0 | 0 | 0 | 0 | 0 | 0 | 0 | 0 | 0 | 0 | 0 | 0 | 0 | 0 | 0 | 0 | 0 | 0 | 0 | 0 | 0 | 0 | 0 | 0 | 0 | 0 | 0
|  |  |  | Tax depreciation switch | 1 | switch
|  |  |  | Construction costs excluding EPC costs | 0 | USD 000s | 26307.8956 | 0 | 0 | 0 | 0 | 13615.5828 | 5572.6764 | 5203.4659 | 977.8483 | 938.3222 | 0 | 0 | 0 | 0 | 0 | 0 | 0 | 0 | 0 | 0 | 0 | 0 | 0 | 0 | 0 | 0 | 0 | 0 | 0 | 0 | 0 | 0 | 0 | 0 | 0 | 0 | 0 | 0 | 0 | 0 | 0 | 0 | 0 | 0 | 0 | 0 | 0 | 0 | 0 | 0 | 0 | 0 | 0 | 0 | 0 | 0 | 0 | 0 | 0 | 0 | 0 | 0 | 0 | 0 | 0 | 0 | 0 | 0 | 0 | 0 | 0 | 0 | 0 | 0 | 0 | 0 | 0 | 0 | 0 | 0 | 0 | 0 | 0 | 0 | 0 | 0 | 0 | 0
|  |  | plus: | Early generation profit (/loss) credited to wip | 0 | USD 000s | 0 | 0 | 0 | 0 | 0 | 0 | 0 | 0 | 0 | 0 | 0 | 0 | 0 | 0 | 0 | 0 | 0 | 0 | 0 | 0 | 0 | 0 | 0 | 0 | 0 | 0 | 0 | 0 | 0 | 0 | 0 | 0 | 0 | 0 | 0 | 0 | 0 | 0 | 0 | 0 | 0 | 0 | 0 | 0 | 0 | 0 | 0 | 0 | 0 | 0 | 0 | 0 | 0 | 0 | 0 | 0 | 0 | 0 | 0 | 0 | 0 | 0 | 0 | 0 | 0 | 0 | 0 | 0 | 0 | 0 | 0 | 0 | 0 | 0 | 0 | 0 | 0 | 0 | 0 | 0 | 0 | 0 | 0 | 0 | 0 | 0 | 0 | 0
|  |  |  | Construction costs excluding EPC - IFRIC12 for tax purposes |  | USD 000s | 26307.8956 |  | 0 | 0 | 0 | 13615.5828 | 5572.6764 | 5203.4659 | 977.8483 | 938.3222 | 0 | 0 | 0 | 0 | 0 | 0 | 0 | 0 | 0 | 0 | 0 | 0 | 0 | 0 | 0 | 0 | 0 | 0 | 0 | 0 | 0 | 0 | 0 | 0 | 0 | 0 | 0 | 0 | 0 | 0 | 0 | 0 | 0 | 0 | 0 | 0 | 0 | 0 | 0 | 0 | 0 | 0 | 0 | 0 | 0 | 0 | 0 | 0 | 0 | 0 | 0 | 0 | 0 | 0 | 0 | 0 | 0 | 0 | 0 | 0 | 0 | 0 | 0 | 0 | 0 | 0 | 0 | 0 | 0 | 0 | 0 | 0 | 0 | 0 | 0 | 0 | 0 | 0
|  |  |  | IFRIC 12 accounting used? | 1 | 1 = yes, 0 = no (/OL or FL)
|  |  |  | Other non current asset additions | 0 | USD 000s | 31275.8584 | 0 | 0 | 0 | 0 | 22149.5497 | 4674.1466 | 4331.9206 | 82.65 | 37.5915 | 0 | 0 | 0 | 0 | 0 | 0 | 0 | 0 | 0 | 0 | 0 | 0 | 0 | 0 | 0 | 0 | 0 | 0 | 0 | 0 | 0 | 0 | 0 | 0 | 0 | 0 | 0 | 0 | 0 | 0 | 0 | 0 | 0 | 0 | 0 | 0 | 0 | 0 | 0 | 0 | 0 | 0 | 0 | 0 | 0 | 0 | 0 | 0 | 0 | 0 | 0 | 0 | 0 | 0 | 0 | 0 | 0 | 0 | 0 | 0 | 0 | 0 | 0 | 0 | 0 | 0 | 0 | 0 | 0 | 0 | 0 | 0 | 0 | 0 | 0 | 0 | 0 | 0
|  |  | add | Finance costs during construction | 0 | USD 000s | 20452.9711 | 0 | 0 | 0 | 0 | 2319.1891 | 4569.1882 | 4431.9667 | 4552.2471 | 4580.38 | 0 | 0 | 0 | 0 | 0 | 0 | 0 | 0 | 0 | 0 | 0 | 0 | 0 | 0 | 0 | 0 | 0 | 0 | 0 | 0 | 0 | 0 | 0 | 0 | 0 | 0 | 0 | 0 | 0 | 0 | 0 | 0 | 0 | 0 | 0 | 0 | 0 | 0 | 0 | 0 | 0 | 0 | 0 | 0 | 0 | 0 | 0 | 0 | 0 | 0 | 0 | 0 | 0 | 0 | 0 | 0 | 0 | 0 | 0 | 0 | 0 | 0 | 0 | 0 | 0 | 0 | 0 | 0 | 0 | 0 | 0 | 0 | 0 | 0 | 0 | 0 | 0 | 0
|  |  | less | Development fee paid s.a. POS | 0 | USD 000s | 8990.0349 | 0 | 0 | 0 | 0 | 8990.0349 | 0 | 0 | 0 | 0 | 0 | 0 | 0 | 0 | 0 | 0 | 0 | 0 | 0 | 0 | 0 | 0 | 0 | 0 | 0 | 0 | 0 | 0 | 0 | 0 | 0 | 0 | 0 | 0 | 0 | 0 | 0 | 0 | 0 | 0 | 0 | 0 | 0 | 0 | 0 | 0 | 0 | 0 | 0 | 0 | 0 | 0 | 0 | 0 | 0 | 0 | 0 | 0 | 0 | 0 | 0 | 0 | 0 | 0 | 0 | 0 | 0 | 0 | 0 | 0 | 0 | 0 | 0 | 0 | 0 | 0 | 0 | 0 | 0 | 0 | 0 | 0 | 0 | 0 | 0 | 0 | 0 | 0
|  |  |  | Construction costs excluding EPC - IFRIC12 for tax purposes | 0 | USD 000s | 26307.8956 | 0 | 0 | 0 | 0 | 13615.5828 | 5572.6764 | 5203.4659 | 977.8483 | 938.3222 | 0 | 0 | 0 | 0 | 0 | 0 | 0 | 0 | 0 | 0 | 0 | 0 | 0 | 0 | 0 | 0 | 0 | 0 | 0 | 0 | 0 | 0 | 0 | 0 | 0 | 0 | 0 | 0 | 0 | 0 | 0 | 0 | 0 | 0 | 0 | 0 | 0 | 0 | 0 | 0 | 0 | 0 | 0 | 0 | 0 | 0 | 0 | 0 | 0 | 0 | 0 | 0 | 0 | 0 | 0 | 0 | 0 | 0 | 0 | 0 | 0 | 0 | 0 | 0 | 0 | 0 | 0 | 0 | 0 | 0 | 0 | 0 | 0 | 0 | 0 | 0 | 0 | 0
|  |  |  | Other non current asset additions |  | USD 000s | 26307.8956 |  | 0 | 0 | 0 | 13615.5828 | 5572.6764 | 5203.4659 | 977.8483 | 938.3222 | 0 | 0 | 0 | 0 | 0 | 0 | 0 | 0 | 0 | 0 | 0 | 0 | 0 | 0 | 0 | 0 | 0 | 0 | 0 | 0 | 0 | 0 | 0 | 0 | 0 | 0 | 0 | 0 | 0 | 0 | 0 | 0 | 0 | 0 | 0 | 0 | 0 | 0 | 0 | 0 | 0 | 0 | 0 | 0 | 0 | 0 | 0 | 0 | 0 | 0 | 0 | 0 | 0 | 0 | 0 | 0 | 0 | 0 | 0 | 0 | 0 | 0 | 0 | 0 | 0 | 0 | 0 | 0 | 0 | 0 | 0 | 0 | 0 | 0 | 0 | 0 | 0 | 0
|  |  |  | Tax depreciation switch | 1 | switch
|  |  |  | Other non current asset additions | 0 | USD 000s | 26307.8956 | 0 | 0 | 0 | 0 | 13615.5828 | 5572.6764 | 5203.4659 | 977.8483 | 938.3222 | 0 | 0 | 0 | 0 | 0 | 0 | 0 | 0 | 0 | 0 | 0 | 0 | 0 | 0 | 0 | 0 | 0 | 0 | 0 | 0 | 0 | 0 | 0 | 0 | 0 | 0 | 0 | 0 | 0 | 0 | 0 | 0 | 0 | 0 | 0 | 0 | 0 | 0 | 0 | 0 | 0 | 0 | 0 | 0 | 0 | 0 | 0 | 0 | 0 | 0 | 0 | 0 | 0 | 0 | 0 | 0 | 0 | 0 | 0 | 0 | 0 | 0 | 0 | 0 | 0 | 0 | 0 | 0 | 0 | 0 | 0 | 0 | 0 | 0 | 0 | 0 | 0 | 0
|  |  |  | Other non current asset costs |  | USD 000s | 26307.8956 |  | 0 | 0 | 0 | 13615.5828 | 5572.6764 | 5203.4659 | 977.8483 | 938.3222 | 0 | 0 | 0 | 0 | 0 | 0 | 0 | 0 | 0 | 0 | 0 | 0 | 0 | 0 | 0 | 0 | 0 | 0 | 0 | 0 | 0 | 0 | 0 | 0 | 0 | 0 | 0 | 0 | 0 | 0 | 0 | 0 | 0 | 0 | 0 | 0 | 0 | 0 | 0 | 0 | 0 | 0 | 0 | 0 | 0 | 0 | 0 | 0 | 0 | 0 | 0 | 0 | 0 | 0 | 0 | 0 | 0 | 0 | 0 | 0 | 0 | 0 | 0 | 0 | 0 | 0 | 0 | 0 | 0 | 0 | 0 | 0 | 0 | 0 | 0 | 0 | 0 | 0
|  |  |  | Total Other non current asset costs | 26307.8956 | USD 000s
|  |  |  | Other non current asset tax depreciation rate SLM | 5% | %
|  |  |  | Tax depreciation to start from EGR period commencement | 1 | 1 = yes, 0 = no
|  |  |  | Months in semi annual period | 6 | months
|  |  |  | Model column counter | 0 | USD 000s | 18 | 0 | 0 | 0 | 0 | 0 | 0 | 6 | 6 | 6 | 0 | 0 | 0 | 0 | 0 | 0 | 0 | 0 | 0 | 0 | 0 | 0 | 0 | 0 | 0 | 0 | 0 | 0 | 0 | 0 | 0 | 0 | 0 | 0 | 0 | 0 | 0 | 0 | 0 | 0 | 0 | 0 | 0 | 0 | 0 | 0 | 0 | 0 | 0 | 0 | 0 | 0 | 0 | 0 | 0 | 0% | 0% | 0% | 0% | 0% | 0% | 0% | 0% | 0% | 0% | 0% | 0% | 0% | 0% | 0% | 0% | 0% | 0% | 0% | 0% | 0% | 0% | 0% | 0% | 0% | 0% | 0% | 0% | 0% | 0% | 0% | 0% | 0%
|  |  |  | EGR periods flag | 0 | flag | 3 | 0 | 0 | 0 | 0 | 0 | 0 | 1 | 1 | 1 | 0 | 0 | 0 | 0 | 0 | 0 | 0 | 0 | 0 | 0 | 0 | 0 | 0 | 0 | 0 | 0 | 0 | 0 | 0 | 0 | 0 | 0 | 0 | 0 | 0 | 0 | 0 | 0 | 0 | 0 | 0 | 0 | 0 | 0 | 0 | 0 | 0 | 0 | 0 | 0 | 0 | 0 | 0 | 0 | 0 | 0 | 0 | 0 | 0 | 0 | 0 | 0 | 0 | 0 | 0 | 0 | 0 | 0 | 0 | 0 | 0 | 0 | 0 | 0 | 0 | 0 | 0 | 0 | 0 | 0 | 0 | 0 | 0 | 0 | 0 | 0 | 0 | 0
|  |  |  | Useful life of non current assets flag | 0 | flag | 60 | 0 | 0 | 0 | 0 | 0 | 0 | 0 | 0 | 0 | 1 | 1 | 1 | 1 | 1 | 1 | 1 | 1 | 1 | 1 | 1 | 1 | 1 | 1 | 1 | 1 | 1 | 1 | 1 | 1 | 1 | 1 | 1 | 1 | 1 | 1 | 1 | 1 | 1 | 1 | 1 | 1 | 1 | 1 | 1 | 1 | 1 | 1 | 1 | 1 | 1 | 1 | 1 | 1 | 1 | 1 | 1 | 1 | 1 | 1 | 1 | 1 | 1 | 1 | 1 | 1 | 1 | 1 | 1 | 1 | 0 | 0 | 0 | 0 | 0 | 0 | 0 | 0 | 0 | 0 | 0 | 0 | 0 | 0 | 0 | 0 | 0 | 0
|  |  |  | Other non current asset costs depreciation allowed for tax |  | % | 100% | bar: 1 to 86
|  |  |  | Solar assets depreciation method | 1 | 1 = SLM, 2 = WDV
|  |  |  | Total Other non current asset costs | 26307.8956 | USD 000s
|  |  |  | Other non current asset costs depreciation allowed for tax | 0% | % | 100% | 0% | bar: 1 to 86
|  |  |  | Other non current asset costs for tax balance BEG | 0 | USD 000s | 0 | 0 | 0 | 0 | 0 | 0 | 0 | 26307.8956 | 24992.5008 | 23677.106 | 22361.7113 | 21046.3165 | 19730.9217 | 18415.5269 | 17100.1321 | 15784.7374 | 14469.3426 | 13153.9478 | 11838.553 | 10523.1582 | 9207.7635 | 7892.3687 | 6576.9739 | 5261.5791 | 3946.1843 | 2630.7896 | 1315.3948 | 1.0914e-11 | 1.0914e-11 | 1.0914e-11 | 1.0914e-11 | 1.0914e-11 | 1.0914e-11 | 1.0914e-11 | 1.0914e-11 | 1.0914e-11 | 1.0914e-11 | 1.0914e-11 | 1.0914e-11 | 1.0914e-11 | 1.0914e-11 | 1.0914e-11 | 1.0914e-11 | 1.0914e-11 | 1.0914e-11 | 1.0914e-11 | 1.0914e-11 | 1.0914e-11 | 1.0914e-11 | 1.0914e-11 | 1.0914e-11 | 1.0914e-11 | 1.0914e-11 | 1.0914e-11 | 1.0914e-11 | 1.0914e-11 | 1.0914e-11 | 1.0914e-11 | 1.0914e-11 | 1.0914e-11 | 1.0914e-11 | 1.0914e-11 | 1.0914e-11 | 1.0914e-11 | 1.0914e-11 | 1.0914e-11 | 1.0914e-11 | 1.0914e-11 | 1.0914e-11 | 1.0914e-11 | 1.0914e-11 | 1.0914e-11 | 1.0914e-11 | 1.0914e-11 | 1.0914e-11 | 1.0914e-11 | 1.0914e-11 | 1.0914e-11 | 1.0914e-11 | 1.0914e-11 | 1.0914e-11 | 1.0914e-11 | 1.0914e-11 | 1.0914e-11 | 1.0914e-11 | 1.0914e-11 | 1.0914e-11 | 1.0914e-11
|  |  |  | EGR periods flag | 0 | flag | 3 | 0 | 0 | 0 | 0 | 0 | 0 | 1 | 1 | 1 | 0 | 0 | 0 | 0 | 0 | 0 | 0 | 0 | 0 | 0 | 0 | 0 | 0 | 0 | 0 | 0 | 0 | 0 | 0 | 0 | 0 | 0 | 0 | 0 | 0 | 0 | 0 | 0 | 0 | 0 | 0 | 0 | 0 | 0 | 0 | 0 | 0 | 0 | 0 | 0 | 0 | 0 | 0 | 0 | 0 | 0 | 0 | 0 | 0 | 0 | 0 | 0 | 0 | 0 | 0 | 0 | 0 | 0 | 0 | 0 | 0 | 0 | 0 | 0 | 0 | 0 | 0 | 0 | 0 | 0 | 0 | 0 | 0 | 0 | 0 | 0 | 0 | 0
|  |  |  | Useful life of non current assets flag | 0 | flag | 60 | 0 | 0 | 0 | 0 | 0 | 0 | 0 | 0 | 0 | 1 | 1 | 1 | 1 | 1 | 1 | 1 | 1 | 1 | 1 | 1 | 1 | 1 | 1 | 1 | 1 | 1 | 1 | 1 | 1 | 1 | 1 | 1 | 1 | 1 | 1 | 1 | 1 | 1 | 1 | 1 | 1 | 1 | 1 | 1 | 1 | 1 | 1 | 1 | 1 | 1 | 1 | 1 | 1 | 1 | 1 | 1 | 1 | 1 | 1 | 1 | 1 | 1 | 1 | 1 | 1 | 1 | 1 | 1 | 1 | 0 | 0 | 0 | 0 | 0 | 0 | 0 | 0 | 0 | 0 | 0 | 0 | 0 | 0 | 0 | 0 | 0 | 0
|  |  |  | Other non current asset cost depreciation allowed for tax |  | USD 000s | 26307.8956 | 0 | 0 | 0 | 0 | 0 | 0 | 1315.3948 | 1315.3948 | 1315.3948 | 1315.3948 | 1315.3948 | 1315.3948 | 1315.3948 | 1315.3948 | 1315.3948 | 1315.3948 | 1315.3948 | 1315.3948 | 1315.3948 | 1315.3948 | 1315.3948 | 1315.3948 | 1315.3948 | 1315.3948 | 1315.3948 | 1315.3948 | 0 | 0 | 0 | 0 | 0 | 0 | 0 | 0 | 0 | 0 | 0 | 0 | 0 | 0 | 0 | 0 | 0 | 0 | 0 | 0 | 0 | 0 | 0 | 0 | 0 | 0 | 0 | 0 | 0 | 0 | 0 | 0 | 0 | 0 | 0 | 0 | 0 | 0 | 0 | 0 | 0 | 0 | 0 | 0 | 0 | 0 | 0 | 0 | 0 | 0 | 0 | 0 | 0 | 0 | 0 | 0 | 0 | 0 | 0 | 0 | 0
|  |  |  | Total Other non current asset costs | 26307.8956 | USD 000s
|  |  |  | 1st period of revenue | 0 | flag | 1 | 0 | 0 | 0 | 0 | 0 | 0 | 1 | 0 | 0 | 0 | 0 | 0 | 0 | 0 | 0 | 0 | 0 | 0 | 0 | 0 | 0 | 0 | 0 | 0 | 0 | 0 | 0 | 0 | 0 | 0 | 0 | 0 | 0 | 0 | 0 | 0 | 0 | 0 | 0 | 0 | 0 | 0 | 0 | 0 | 0 | 0 | 0 | 0 | 0 | 0 | 0 | 0 | 0 | 0 | 0 | 0 | 0 | 0 | 0 | 0 | 0 | 0 | 0 | 0 | 0 | 0 | 0 | 0 | 0 | 0 | 0 | 0 | 0 | 0 | 0 | 0 | 0 | 0 | 0 | 0 | 0 | 0 | 0 | 0 | 0 | 0 | 0
|  |  |  | Other non current asset costs for tax balance BEG |  | USD 000s |  |  | 0 | 0 | 0 | 0 | 0 | 26307.8956 | 24992.5008 | 23677.106 | 22361.7113 | 21046.3165 | 19730.9217 | 18415.5269 | 17100.1321 | 15784.7374 | 14469.3426 | 13153.9478 | 11838.553 | 10523.1582 | 9207.7635 | 7892.3687 | 6576.9739 | 5261.5791 | 3946.1843 | 2630.7896 | 1315.3948 | 1.0914e-11 | 1.0914e-11 | 1.0914e-11 | 1.0914e-11 | 1.0914e-11 | 1.0914e-11 | 1.0914e-11 | 1.0914e-11 | 1.0914e-11 | 1.0914e-11 | 1.0914e-11 | 1.0914e-11 | 1.0914e-11 | 1.0914e-11 | 1.0914e-11 | 1.0914e-11 | 1.0914e-11 | 1.0914e-11 | 1.0914e-11 | 1.0914e-11 | 1.0914e-11 | 1.0914e-11 | 1.0914e-11 | 1.0914e-11 | 1.0914e-11 | 1.0914e-11 | 1.0914e-11 | 1.0914e-11 | 1.0914e-11 | 1.0914e-11 | 1.0914e-11 | 1.0914e-11 | 1.0914e-11 | 1.0914e-11 | 1.0914e-11 | 1.0914e-11 | 1.0914e-11 | 1.0914e-11 | 1.0914e-11 | 1.0914e-11 | 1.0914e-11 | 1.0914e-11 | 1.0914e-11 | 1.0914e-11 | 1.0914e-11 | 1.0914e-11 | 1.0914e-11 | 1.0914e-11 | 1.0914e-11 | 1.0914e-11 | 1.0914e-11 | 1.0914e-11 | 1.0914e-11 | 1.0914e-11 | 1.0914e-11 | 1.0914e-11 | 1.0914e-11 | 1.0914e-11 | 1.0914e-11 | 1.0914e-11 | 1.0914e-11
|  |  |  | Other non current asset cost depreciation allowed for tax | 0 | USD 000s | 26307.8956 | 0 | 0 | 0 | 0 | 0 | 0 | 1315.3948 | 1315.3948 | 1315.3948 | 1315.3948 | 1315.3948 | 1315.3948 | 1315.3948 | 1315.3948 | 1315.3948 | 1315.3948 | 1315.3948 | 1315.3948 | 1315.3948 | 1315.3948 | 1315.3948 | 1315.3948 | 1315.3948 | 1315.3948 | 1315.3948 | 1315.3948 | 0 | 0 | 0 | 0 | 0 | 0 | 0 | 0 | 0 | 0 | 0 | 0 | 0 | 0 | 0 | 0 | 0 | 0 | 0 | 0 | 0 | 0 | 0 | 0 | 0 | 0 | 0 | 0 | 0 | 0 | 0 | 0 | 0 | 0 | 0 | 0 | 0 | 0 | 0 | 0 | 0 | 0 | 0 | 0 | 0 | 0 | 0 | 0 | 0 | 0 | 0 | 0 | 0 | 0 | 0 | 0 | 0 | 0 | 0 | 0 | 0
|  |  |  | Other non current asset costs for tax balance |  | USD 000s |  |  | 0 | 0 | 0 | 0 | 26307.8956 | 24992.5008 | 23677.106 | 22361.7113 | 21046.3165 | 19730.9217 | 18415.5269 | 17100.1321 | 15784.7374 | 14469.3426 | 13153.9478 | 11838.553 | 10523.1582 | 9207.7635 | 7892.3687 | 6576.9739 | 5261.5791 | 3946.1843 | 2630.7896 | 1315.3948 | 1.0914e-11 | 1.0914e-11 | 1.0914e-11 | 1.0914e-11 | 1.0914e-11 | 1.0914e-11 | 1.0914e-11 | 1.0914e-11 | 1.0914e-11 | 1.0914e-11 | 1.0914e-11 | 1.0914e-11 | 1.0914e-11 | 1.0914e-11 | 1.0914e-11 | 1.0914e-11 | 1.0914e-11 | 1.0914e-11 | 1.0914e-11 | 1.0914e-11 | 1.0914e-11 | 1.0914e-11 | 1.0914e-11 | 1.0914e-11 | 1.0914e-11 | 1.0914e-11 | 1.0914e-11 | 1.0914e-11 | 1.0914e-11 | 1.0914e-11 | 1.0914e-11 | 1.0914e-11 | 1.0914e-11 | 1.0914e-11 | 1.0914e-11 | 1.0914e-11 | 1.0914e-11 | 1.0914e-11 | 1.0914e-11 | 1.0914e-11 | 1.0914e-11 | 1.0914e-11 | 1.0914e-11 | 1.0914e-11 | 1.0914e-11 | 1.0914e-11 | 1.0914e-11 | 1.0914e-11 | 1.0914e-11 | 1.0914e-11 | 1.0914e-11 | 1.0914e-11 | 1.0914e-11 | 1.0914e-11 | 1.0914e-11 | 1.0914e-11 | 1.0914e-11 | 1.0914e-11 | 1.0914e-11 | 1.0914e-11 | 1.0914e-11 | 1.0914e-11
|  |  |  | PV asset cost depreciation allowed for tax | 0 | USD 000s | 144198.494 | 0 | 0 | 0 | 0 | 0 | 0 | 7209.9247 | 7209.9247 | 7209.9247 | 7209.9247 | 7209.9247 | 7209.9247 | 7209.9247 | 7209.9247 | 7209.9247 | 7209.9247 | 7209.9247 | 7209.9247 | 7209.9247 | 7209.9247 | 7209.9247 | 7209.9247 | 7209.9247 | 7209.9247 | 7209.9247 | 7209.9247 | 0 | 0 | 0 | 0 | 0 | 0 | 0 | 0 | 0 | 0 | 0 | 0 | 0 | 0 | 0 | 0 | 0 | 0 | 0 | 0 | 0 | 0 | 0 | 0 | 0 | 0 | 0 | 0 | 0 | 0 | 0 | 0 | 0 | 0 | 0 | 0 | 0 | 0 | 0 | 0 | 0 | 0 | 0 | 0 | 0 | 0 | 0 | 0 | 0 | 0 | 0 | 0 | 0 | 0 | 0 | 0 | 0 | 0 | 0 | 0 | 0
|  |  |  | Spare 2 asset cost depreciation allowed for tax | 0 | USD 000s | 0 | 0 | 0 | 0 | 0 | 0 | 0 | 0 | 0 | 0 | 0 | 0 | 0 | 0 | 0 | 0 | 0 | 0 | 0 | 0 | 0 | 0 | 0 | 0 | 0 | 0 | 0 | 0 | 0 | 0 | 0 | 0 | 0 | 0 | 0 | 0 | 0 | 0 | 0 | 0 | 0 | 0 | 0 | 0 | 0 | 0 | 0 | 0 | 0 | 0 | 0 | 0 | 0 | 0 | 0 | 0 | 0 | 0 | 0 | 0 | 0 | 0 | 0 | 0 | 0 | 0 | 0 | 0 | 0 | 0 | 0 | 0 | 0 | 0 | 0 | 0 | 0 | 0 | 0 | 0 | 0 | 0 | 0 | 0 | 0 | 0 | 0 | 0
|  |  |  | Spare 3 asset cost depreciation allowed for tax | 0 | USD 000s | 0 | 0 | 0 | 0 | 0 | 0 | 0 | 0 | 0 | 0 | 0 | 0 | 0 | 0 | 0 | 0 | 0 | 0 | 0 | 0 | 0 | 0 | 0 | 0 | 0 | 0 | 0 | 0 | 0 | 0 | 0 | 0 | 0 | 0 | 0 | 0 | 0 | 0 | 0 | 0 | 0 | 0 | 0 | 0 | 0 | 0 | 0 | 0 | 0 | 0 | 0 | 0 | 0 | 0 | 0 | 0 | 0 | 0 | 0 | 0 | 0 | 0 | 0 | 0 | 0 | 0 | 0 | 0 | 0 | 0 | 0 | 0 | 0 | 0 | 0 | 0 | 0 | 0 | 0 | 0 | 0 | 0 | 0 | 0 | 0 | 0 | 0 | 0
|  |  |  | Spare 4 asset cost depreciation allowed for tax | 0 | USD 000s | 0 | 0 | 0 | 0 | 0 | 0 | 0 | 0 | 0 | 0 | 0 | 0 | 0 | 0 | 0 | 0 | 0 | 0 | 0 | 0 | 0 | 0 | 0 | 0 | 0 | 0 | 0 | 0 | 0 | 0 | 0 | 0 | 0 | 0 | 0 | 0 | 0 | 0 | 0 | 0 | 0 | 0 | 0 | 0 | 0 | 0 | 0 | 0 | 0 | 0 | 0 | 0 | 0 | 0 | 0 | 0 | 0 | 0 | 0 | 0 | 0 | 0 | 0 | 0 | 0 | 0 | 0 | 0 | 0 | 0 | 0 | 0 | 0 | 0 | 0 | 0 | 0 | 0 | 0 | 0 | 0 | 0 | 0 | 0 | 0 | 0 | 0 | 0
|  |  |  | Spare 5 asset cost depreciation allowed for tax | 0 | USD 000s | 0 | 0 | 0 | 0 | 0 | 0 | 0 | 0 | 0 | 0 | 0 | 0 | 0 | 0 | 0 | 0 | 0 | 0 | 0 | 0 | 0 | 0 | 0 | 0 | 0 | 0 | 0 | 0 | 0 | 0 | 0 | 0 | 0 | 0 | 0 | 0 | 0 | 0 | 0 | 0 | 0 | 0 | 0 | 0 | 0 | 0 | 0 | 0 | 0 | 0 | 0 | 0 | 0 | 0 | 0 | 0 | 0 | 0 | 0 | 0 | 0 | 0 | 0 | 0 | 0 | 0 | 0 | 0 | 0 | 0 | 0 | 0 | 0 | 0 | 0 | 0 | 0 | 0 | 0 | 0 | 0 | 0 | 0 | 0 | 0 | 0 | 0 | 0
|  |  |  | Other non current asset cost depreciation allowed for tax | 0 | USD 000s | 26307.8956 | 0 | 0 | 0 | 0 | 0 | 0 | 1315.3948 | 1315.3948 | 1315.3948 | 1315.3948 | 1315.3948 | 1315.3948 | 1315.3948 | 1315.3948 | 1315.3948 | 1315.3948 | 1315.3948 | 1315.3948 | 1315.3948 | 1315.3948 | 1315.3948 | 1315.3948 | 1315.3948 | 1315.3948 | 1315.3948 | 1315.3948 | 0 | 0 | 0 | 0 | 0 | 0 | 0 | 0 | 0 | 0 | 0 | 0 | 0 | 0 | 0 | 0 | 0 | 0 | 0 | 0 | 0 | 0 | 0 | 0 | 0 | 0 | 0 | 0 | 0 | 0 | 0 | 0 | 0 | 0 | 0 | 0 | 0 | 0 | 0 | 0 | 0 | 0 | 0 | 0 | 0 | 0 | 0 | 0 | 0 | 0 | 0 | 0 | 0 | 0 | 0 | 0 | 0 | 0 | 0 | 0 | 0
|  |  |  | Non current assets costs depreciation allowed for tax |  | USD 000s | 170506.3896 | 0 | 0 | 0 | 0 | 0 | 0 | 8525.3195 | 8525.3195 | 8525.3195 | 8525.3195 | 8525.3195 | 8525.3195 | 8525.3195 | 8525.3195 | 8525.3195 | 8525.3195 | 8525.3195 | 8525.3195 | 8525.3195 | 8525.3195 | 8525.3195 | 8525.3195 | 8525.3195 | 8525.3195 | 8525.3195 | 8525.3195 | 0 | 0 | 0 | 0 | 0 | 0 | 0 | 0 | 0 | 0 | 0 | 0 | 0 | 0 | 0 | 0 | 0 | 0 | 0 | 0 | 0 | 0 | 0 | 0 | 0 | 0 | 0 | 0 | 0 | 0 | 0 | 0 | 0 | 0 | 0 | 0 | 0 | 0 | 0 | 0 | 0 | 0 | 0 | 0 | 0 | 0 | 0 | 0 | 0 | 0 | 0 | 0 | 0 | 0 | 0 | 0 | 0 | 0 | 0 | 0 | 0
|  |  |  | Total PV asset costs | 144198.494 | USD 000s
|  |  |  | Total Spare 2 asset costs | 0 | USD 000s
|  |  |  | Total Spare 3 asset costs | 0 | USD 000s
|  |  |  | Total Spare 4 asset costs | 0 | USD 000s
|  |  |  | Total Spare 5 asset costs | 0 | USD 000s
|  |  |  | Total Other non current asset costs | 26307.8956 | USD 000s
|  |  |  | Total non current asset costs | 170506.3896 | USD 000s
|  |  |  | Total non current asset costs | 170506.3896 | USD 000s
|  |  |  | 1st period of revenue | 0 | flag | 1 | 0 | 0 | 0 | 0 | 0 | 0 | 1 | 0 | 0 | 0 | 0 | 0 | 0 | 0 | 0 | 0 | 0 | 0 | 0 | 0 | 0 | 0 | 0 | 0 | 0 | 0 | 0 | 0 | 0 | 0 | 0 | 0 | 0 | 0 | 0 | 0 | 0 | 0 | 0 | 0 | 0 | 0 | 0 | 0 | 0 | 0 | 0 | 0 | 0 | 0 | 0 | 0 | 0 | 0 | 0 | 0 | 0 | 0 | 0 | 0 | 0 | 0 | 0 | 0 | 0 | 0 | 0 | 0 | 0 | 0 | 0 | 0 | 0 | 0 | 0 | 0 | 0 | 0 | 0 | 0 | 0 | 0 | 0 | 0 | 0 | 0 | 0
|  |  |  | Non current assets costs for tax balance BEG |  | USD 000s |  |  | 0 | 0 | 0 | 0 | 0 | 170506.3896 | 161981.0701 | 153455.7507 | 144930.4312 | 136405.1117 | 127879.7922 | 119354.4727 | 110829.1533 | 102303.8338 | 93778.5143 | 85253.1948 | 76727.8753 | 68202.5558 | 59677.2364 | 51151.9169 | 42626.5974 | 34101.2779 | 25575.9584 | 17050.639 | 8525.3195 | 2.5466e-11 | 2.5466e-11 | 2.5466e-11 | 2.5466e-11 | 2.5466e-11 | 2.5466e-11 | 2.5466e-11 | 2.5466e-11 | 2.5466e-11 | 2.5466e-11 | 2.5466e-11 | 2.5466e-11 | 2.5466e-11 | 2.5466e-11 | 2.5466e-11 | 2.5466e-11 | 2.5466e-11 | 2.5466e-11 | 2.5466e-11 | 2.5466e-11 | 2.5466e-11 | 2.5466e-11 | 2.5466e-11 | 2.5466e-11 | 2.5466e-11 | 2.5466e-11 | 2.5466e-11 | 2.5466e-11 | 2.5466e-11 | 2.5466e-11 | 2.5466e-11 | 2.5466e-11 | 2.5466e-11 | 2.5466e-11 | 2.5466e-11 | 2.5466e-11 | 2.5466e-11 | 2.5466e-11 | 2.5466e-11 | 2.5466e-11 | 2.5466e-11 | 2.5466e-11 | 2.5466e-11 | 2.5466e-11 | 2.5466e-11 | 2.5466e-11 | 2.5466e-11 | 2.5466e-11 | 2.5466e-11 | 2.5466e-11 | 2.5466e-11 | 2.5466e-11 | 2.5466e-11 | 2.5466e-11 | 2.5466e-11 | 2.5466e-11 | 2.5466e-11 | 2.5466e-11 | 2.5466e-11 | 2.5466e-11 | 2.5466e-11
|  |  |  | PV asset cost depreciation allowed for tax | 0 | USD 000s | 144198.494 | 0 | 0 | 0 | 0 | 0 | 0 | 7209.9247 | 7209.9247 | 7209.9247 | 7209.9247 | 7209.9247 | 7209.9247 | 7209.9247 | 7209.9247 | 7209.9247 | 7209.9247 | 7209.9247 | 7209.9247 | 7209.9247 | 7209.9247 | 7209.9247 | 7209.9247 | 7209.9247 | 7209.9247 | 7209.9247 | 7209.9247 | 0 | 0 | 0 | 0 | 0 | 0 | 0 | 0 | 0 | 0 | 0 | 0 | 0 | 0 | 0 | 0 | 0 | 0 | 0 | 0 | 0 | 0 | 0 | 0 | 0 | 0 | 0 | 0 | 0 | 0 | 0 | 0 | 0 | 0 | 0 | 0 | 0 | 0 | 0 | 0 | 0 | 0 | 0 | 0 | 0 | 0 | 0 | 0 | 0 | 0 | 0 | 0 | 0 | 0 | 0 | 0 | 0 | 0 | 0 | 0 | 0
|  |  |  | Spare 2 asset cost depreciation allowed for tax | 0 | USD 000s | 0 | 0 | 0 | 0 | 0 | 0 | 0 | 0 | 0 | 0 | 0 | 0 | 0 | 0 | 0 | 0 | 0 | 0 | 0 | 0 | 0 | 0 | 0 | 0 | 0 | 0 | 0 | 0 | 0 | 0 | 0 | 0 | 0 | 0 | 0 | 0 | 0 | 0 | 0 | 0 | 0 | 0 | 0 | 0 | 0 | 0 | 0 | 0 | 0 | 0 | 0 | 0 | 0 | 0 | 0 | 0 | 0 | 0 | 0 | 0 | 0 | 0 | 0 | 0 | 0 | 0 | 0 | 0 | 0 | 0 | 0 | 0 | 0 | 0 | 0 | 0 | 0 | 0 | 0 | 0 | 0 | 0 | 0 | 0 | 0 | 0 | 0 | 0
|  |  |  | Spare 3 asset cost depreciation allowed for tax | 0 | USD 000s | 0 | 0 | 0 | 0 | 0 | 0 | 0 | 0 | 0 | 0 | 0 | 0 | 0 | 0 | 0 | 0 | 0 | 0 | 0 | 0 | 0 | 0 | 0 | 0 | 0 | 0 | 0 | 0 | 0 | 0 | 0 | 0 | 0 | 0 | 0 | 0 | 0 | 0 | 0 | 0 | 0 | 0 | 0 | 0 | 0 | 0 | 0 | 0 | 0 | 0 | 0 | 0 | 0 | 0 | 0 | 0 | 0 | 0 | 0 | 0 | 0 | 0 | 0 | 0 | 0 | 0 | 0 | 0 | 0 | 0 | 0 | 0 | 0 | 0 | 0 | 0 | 0 | 0 | 0 | 0 | 0 | 0 | 0 | 0 | 0 | 0 | 0 | 0
|  |  |  | Spare 4 asset cost depreciation allowed for tax | 0 | USD 000s | 0 | 0 | 0 | 0 | 0 | 0 | 0 | 0 | 0 | 0 | 0 | 0 | 0 | 0 | 0 | 0 | 0 | 0 | 0 | 0 | 0 | 0 | 0 | 0 | 0 | 0 | 0 | 0 | 0 | 0 | 0 | 0 | 0 | 0 | 0 | 0 | 0 | 0 | 0 | 0 | 0 | 0 | 0 | 0 | 0 | 0 | 0 | 0 | 0 | 0 | 0 | 0 | 0 | 0 | 0 | 0 | 0 | 0 | 0 | 0 | 0 | 0 | 0 | 0 | 0 | 0 | 0 | 0 | 0 | 0 | 0 | 0 | 0 | 0 | 0 | 0 | 0 | 0 | 0 | 0 | 0 | 0 | 0 | 0 | 0 | 0 | 0 | 0
|  |  |  | Spare 5 asset cost depreciation allowed for tax | 0 | USD 000s | 0 | 0 | 0 | 0 | 0 | 0 | 0 | 0 | 0 | 0 | 0 | 0 | 0 | 0 | 0 | 0 | 0 | 0 | 0 | 0 | 0 | 0 | 0 | 0 | 0 | 0 | 0 | 0 | 0 | 0 | 0 | 0 | 0 | 0 | 0 | 0 | 0 | 0 | 0 | 0 | 0 | 0 | 0 | 0 | 0 | 0 | 0 | 0 | 0 | 0 | 0 | 0 | 0 | 0 | 0 | 0 | 0 | 0 | 0 | 0 | 0 | 0 | 0 | 0 | 0 | 0 | 0 | 0 | 0 | 0 | 0 | 0 | 0 | 0 | 0 | 0 | 0 | 0 | 0 | 0 | 0 | 0 | 0 | 0 | 0 | 0 | 0 | 0
|  |  |  | Other non current asset cost depreciation allowed for tax | 0 | USD 000s | 26307.8956 | 0 | 0 | 0 | 0 | 0 | 0 | 1315.3948 | 1315.3948 | 1315.3948 | 1315.3948 | 1315.3948 | 1315.3948 | 1315.3948 | 1315.3948 | 1315.3948 | 1315.3948 | 1315.3948 | 1315.3948 | 1315.3948 | 1315.3948 | 1315.3948 | 1315.3948 | 1315.3948 | 1315.3948 | 1315.3948 | 1315.3948 | 0 | 0 | 0 | 0 | 0 | 0 | 0 | 0 | 0 | 0 | 0 | 0 | 0 | 0 | 0 | 0 | 0 | 0 | 0 | 0 | 0 | 0 | 0 | 0 | 0 | 0 | 0 | 0 | 0 | 0 | 0 | 0 | 0 | 0 | 0 | 0 | 0 | 0 | 0 | 0 | 0 | 0 | 0 | 0 | 0 | 0 | 0 | 0 | 0 | 0 | 0 | 0 | 0 | 0 | 0 | 0 | 0 | 0 | 0 | 0 | 0
|  |  |  | Non current assets costs for tax balance |  | USD 000s |  |  | 0 | 0 | 0 | 0 | 170506.3896 | 161981.0701 | 153455.7507 | 144930.4312 | 136405.1117 | 127879.7922 | 119354.4727 | 110829.1533 | 102303.8338 | 93778.5143 | 85253.1948 | 76727.8753 | 68202.5558 | 59677.2364 | 51151.9169 | 42626.5974 | 34101.2779 | 25575.9584 | 17050.639 | 8525.3195 | 2.5466e-11 | 2.5466e-11 | 2.5466e-11 | 2.5466e-11 | 2.5466e-11 | 2.5466e-11 | 2.5466e-11 | 2.5466e-11 | 2.5466e-11 | 2.5466e-11 | 2.5466e-11 | 2.5466e-11 | 2.5466e-11 | 2.5466e-11 | 2.5466e-11 | 2.5466e-11 | 2.5466e-11 | 2.5466e-11 | 2.5466e-11 | 2.5466e-11 | 2.5466e-11 | 2.5466e-11 | 2.5466e-11 | 2.5466e-11 | 2.5466e-11 | 2.5466e-11 | 2.5466e-11 | 2.5466e-11 | 2.5466e-11 | 2.5466e-11 | 2.5466e-11 | 2.5466e-11 | 2.5466e-11 | 2.5466e-11 | 2.5466e-11 | 2.5466e-11 | 2.5466e-11 | 2.5466e-11 | 2.5466e-11 | 2.5466e-11 | 2.5466e-11 | 2.5466e-11 | 2.5466e-11 | 2.5466e-11 | 2.5466e-11 | 2.5466e-11 | 2.5466e-11 | 2.5466e-11 | 2.5466e-11 | 2.5466e-11 | 2.5466e-11 | 2.5466e-11 | 2.5466e-11 | 2.5466e-11 | 2.5466e-11 | 2.5466e-11 | 2.5466e-11 | 2.5466e-11 | 2.5466e-11 | 2.5466e-11 | 2.5466e-11 | 2.5466e-11
Depreciation
Total depreciation allowed for tax purposes
|  |  |  | Non current assets costs depreciation allowed for tax | 0 | USD 000s | 170506.3896 | 0 | 0 | 0 | 0 | 0 | 0 | 8525.3195 | 8525.3195 | 8525.3195 | 8525.3195 | 8525.3195 | 8525.3195 | 8525.3195 | 8525.3195 | 8525.3195 | 8525.3195 | 8525.3195 | 8525.3195 | 8525.3195 | 8525.3195 | 8525.3195 | 8525.3195 | 8525.3195 | 8525.3195 | 8525.3195 | 8525.3195 | 0 | 0 | 0 | 0 | 0 | 0 | 0 | 0 | 0 | 0 | 0 | 0 | 0 | 0 | 0 | 0 | 0 | 0 | 0 | 0 | 0 | 0 | 0 | 0 | 0 | 0 | 0 | 0 | 0 | 0 | 0 | 0 | 0 | 0 | 0 | 0 | 0 | 0 | 0 | 0 | 0 | 0 | 0 | 0 | 0 | 0 | 0 | 0 | 0 | 0 | 0 | 0 | 0 | 0 | 0 | 0 | 0 | 0 | 0 | 0 | 0
|  |  |  | Tax depreciation in USD |  | USD 000s | 170506.3896 |  | 0 | 0 | 0 | 0 | 0 | 8525.3195 | 8525.3195 | 8525.3195 | 8525.3195 | 8525.3195 | 8525.3195 | 8525.3195 | 8525.3195 | 8525.3195 | 8525.3195 | 8525.3195 | 8525.3195 | 8525.3195 | 8525.3195 | 8525.3195 | 8525.3195 | 8525.3195 | 8525.3195 | 8525.3195 | 8525.3195 | 0 | 0 | 0 | 0 | 0 | 0 | 0 | 0 | 0 | 0 | 0 | 0 | 0 | 0 | 0 | 0 | 0 | 0 | 0 | 0 | 0 | 0 | 0 | 0 | 0 | 0 | 0 | 0 | 0 | 0 | 0 | 0 | 0 | 0 | 0 | 0 | 0 | 0 | 0 | 0 | 0 | 0 | 0 | 0 | 0 | 0 | 0 | 0 | 0 | 0 | 0 | 0 | 0 | 0 | 0 | 0 | 0 | 0 | 0 | 0 | 0
|  |  |  | UZS financials active | 1 | 0 = no, 1 = yes
|  |  |  | Tax depreciation in USD | 0 | USD 000s | 170506.3896 | 0 | 0 | 0 | 0 | 0 | 0 | 8525.3195 | 8525.3195 | 8525.3195 | 8525.3195 | 8525.3195 | 8525.3195 | 8525.3195 | 8525.3195 | 8525.3195 | 8525.3195 | 8525.3195 | 8525.3195 | 8525.3195 | 8525.3195 | 8525.3195 | 8525.3195 | 8525.3195 | 8525.3195 | 8525.3195 | 8525.3195 | 0 | 0 | 0 | 0 | 0 | 0 | 0 | 0 | 0 | 0 | 0 | 0 | 0 | 0 | 0 | 0 | 0 | 0 | 0 | 0 | 0 | 0 | 0 | 0 | 0 | 0 | 0 | 0 | 0 | 0 | 0 | 0 | 0 | 0 | 0 | 0 | 0 | 0 | 0 | 0 | 0 | 0 | 0 | 0 | 0 | 0 | 0 | 0 | 0 | 0 | 0 | 0 | 0 | 0 | 0 | 0 | 0 | 0 | 0 | 0 | 0
|  |  |  | Tax depreciation from UZS FS | 0 | USD 000s | 126790.6817 | 0 | 0 | 0 | 0 | 0 | 0 | 7326.7516 | 7182.1731 | 7056.2215 | 6949.5697 | 6844.5299 | 6744.3661 | 6645.668 | 6548.4143 | 6452.5839 | 6358.1558 | 6265.1096 | 6173.4251 | 6083.0823 | 5994.0616 | 5906.3436 | 5819.9093 | 5734.7399 | 5650.8169 | 5568.122 | 5486.6373 | 0 | 0 | 0 | 0 | 0 | 0 | 0 | 0 | 0 | 0 | 0 | 0 | 0 | 0 | 0 | 0 | 0 | 0 | 0 | 0 | 0 | 0 | 0 | 0 | 0 | 0 | 0 | 0 | 0 | 0 | 0 | 0 | 0 | 0 | 0 | 0 | 0 | 0 | 0 | 0 | 0 | 0 | 0 | 0 | 0 | 0 | 0 | 0 | 0 | 0 | 0 | 0 | 0 | 0 | 0 | 0 | 0 | 0 | 0 | 0 | 0
|  |  |  | Tax depreciation |  | USD 000s | 126790.6817 |  | 0 | 0 | 0 | 0 | 0 | 7326.7516 | 7182.1731 | 7056.2215 | 6949.5697 | 6844.5299 | 6744.3661 | 6645.668 | 6548.4143 | 6452.5839 | 6358.1558 | 6265.1096 | 6173.4251 | 6083.0823 | 5994.0616 | 5906.3436 | 5819.9093 | 5734.7399 | 5650.8169 | 5568.122 | 5486.6373 | 0 | 0 | 0 | 0 | 0 | 0 | 0 | 0 | 0 | 0 | 0 | 0 | 0 | 0 | 0 | 0 | 0 | 0 | 0 | 0 | 0 | 0 | 0 | 0 | 0 | 0 | 0 | 0 | 0 | 0 | 0 | 0 | 0 | 0 | 0 | 0 | 0 | 0 | 0 | 0 | 0 | 0 | 0 | 0 | 0 | 0 | 0 | 0 | 0 | 0 | 0 | 0 | 0 | 0 | 0 | 0 | 0 | 0 | 0 | 0 | 0
CORPORATION TAX
Allowable interest for tax purposes
Excess debt
|  |  |  | Thin capitalisation ratio (debt to equity) | 3 | factor
|  |  |  | Total - shareholders' equity | 0 | USD 000s | 0 | 0 | 0 | 0 | 0 | 21272.405 | 22286.5496 | 22407.6771 | 22244.78 | 21892.2419 | 21023.7145 | 20790.5364 | 20503.1995 | 20282.8546 | 20030.5902 | 19845.3196 | 19611.3982 | 19448.7789 | 19242.248 | 19108.8823 | 18939.8645 | 18845.7758 | 18712.9858 | 18658.8626 | 18567.0098 | 18557.0343 | 18514.876 | 18596.2663 | 18647.857 | 18781.5887 | 18878.1026 | 19059.0548 | 19212.3495 | 19454.3157 | 19715.7636 | 20066.4143 | 20340.2763 | 20700.8877 | 21034.3244 | 21456.6928 | 21854.4992 | 22344.2977 | 22812.3742 | 23375.7307 | 23921.0146 | 24567.8125 | 25206.3276 | 25950.2188 | 26732.4917 | 27530.2262 | 28344.9773 | 29175.2683 | 30026.7543 | 30894.8285 | 31784.7574 | 32692.1311 | 33625.9241 | 34578.4326 | 35552.921 | 36546.679 | 36319.9096 | 32837.0808 | 28976.9763 | 25332.9133 | 21308.908 | 17496.189 | 13300.6807 | 9311.4963 | 4971.6118 | 3.0933e-06 | 3.105e-06 | 3.1172e-06 | 3.1297e-06 | 3.1427e-06 | 3.156e-06 | 3.1699e-06 | 3.1842e-06 | 3.1989e-06 | 3.2142e-06 | 3.23e-06 | 3.2463e-06 | 3.2631e-06 | 3.2805e-06 | 3.2985e-06 | 3.3171e-06 | 3.3363e-06 | 3.3562e-06 | 3.3767e-06
|  |  |  | Operations period flag | 0 | flag | 60 | 0 | 0 | 0 | 0 | 0 | 0 | 0 | 0 | 0 | 1 | 1 | 1 | 1 | 1 | 1 | 1 | 1 | 1 | 1 | 1 | 1 | 1 | 1 | 1 | 1 | 1 | 1 | 1 | 1 | 1 | 1 | 1 | 1 | 1 | 1 | 1 | 1 | 1 | 1 | 1 | 1 | 1 | 1 | 1 | 1 | 1 | 1 | 1 | 1 | 1 | 1 | 1 | 1 | 1 | 1 | 1 | 1 | 1 | 1 | 1 | 1 | 1 | 1 | 1 | 1 | 1 | 1 | 1 | 1 | 0 | 0 | 0 | 0 | 0 | 0 | 0 | 0 | 0 | 0 | 0 | 0 | 0 | 0 | 0 | 0 | 0 | 0
|  |  |  | Allowable debt per thin capitalisation ratio |  | USD 000s | 4032003.7726 |  | 0 | 0 | 0 | 0 | 0 | 0 | 0 | 0 | 63071.1436 | 62371.6092 | 61509.5985 | 60848.5639 | 60091.7705 | 59535.9588 | 58834.1947 | 58346.3366 | 57726.744 | 57326.6469 | 56819.5934 | 56537.3273 | 56138.9575 | 55976.5879 | 55701.0295 | 55671.1028 | 55544.6281 | 55788.7989 | 55943.571 | 56344.766 | 56634.3079 | 57177.1643 | 57637.0484 | 58362.9472 | 59147.2909 | 60199.2429 | 61020.8288 | 62102.663 | 63102.9731 | 64370.0784 | 65563.4975 | 67032.893 | 68437.1227 | 70127.1921 | 71763.0439 | 73703.4375 | 75618.9827 | 77850.6565 | 80197.475 | 82590.6787 | 85034.932 | 87525.8049 | 90080.2629 | 92684.4856 | 95354.2723 | 98076.3932 | 100877.7722 | 103735.2978 | 106658.7631 | 109640.0371 | 108959.7289 | 98511.2424 | 86930.9288 | 75998.74 | 63926.7241 | 52488.5669 | 39902.0421 | 27934.489 | 14914.8354 | 9.2799e-06 | 0 | 0 | 0 | 0 | 0 | 0 | 0 | 0 | 0 | 0 | 0 | 0 | 0 | 0 | 0 | 0 | 0 | 0
|  |  |  | Shareholder loan balance | 0 | USD 000s | 0 | 0 | 0 | 0 | 0 | 58710.8486 | 60193.9944 | 61714.6071 | 63273.6333 | 64872.0435 | 39090.7174 | 39107.3959 | 39062.6677 | 39070.2068 | 39056.8661 | 39098.524 | 39460.6445 | 39859.1312 | 40228.7652 | 40634.8507 | 41017.2852 | 41437.5361 | 42107.0366 | 42808.7128 | 43504.7112 | 44233.3207 | 44956.9343 | 45725.9844 | 46492.1939 | 47293.4694 | 48089.8918 | 48921.3354 | 49749.848 | 50614.7404 | 51489.0557 | 52403.9522 | 52962.6514 | 53055.1697 | 53091.8278 | 53187.2356 | 53229.2171 | 53332.5181 | 53380.2995 | 53489.4325 | 53543.4564 | 53655.8913 | 53706.8722 | 52056.0847 | 48352.372 | 44892.7345 | 40998.217 | 37317.9801 | 33243.6169 | 29387.1023 | 25130.6634 | 21086.4958 | 16686.4376 | 12503.5667 | 7891.2401 | 3476.6572 | 0 | 0 | 0 | 0 | 0 | 0 | 0 | 0 | 0 | 0 | 0 | 0 | 0 | 0 | 0 | 0 | 0 | 0 | 0 | 0 | 0 | 0 | 0 | 0 | 0 | 0 | 0 | 0
|  |  |  | Equity bridge balance | 0 | USD 000s | 0 | 0 | 0 | 0 | 0 | 0 | 0 | 0 | 0 | 0 | 0 | 0 | 0 | 0 | 0 | 0 | 0 | 0 | 0 | 0 | 0 | 0 | 0 | 0 | 0 | 0 | 0 | 0 | 0 | 0 | 0 | 0 | 0 | 0 | 0 | 0 | 0 | 0 | 0 | 0 | 0 | 0 | 0 | 0 | 0 | 0 | 0 | 0 | 0 | 0 | 0 | 0 | 0 | 0 | 0 | 0 | 0 | 0 | 0 | 0 | 0 | 0 | 0 | 0 | 0 | 0 | 0 | 0 | 0 | 0 | 0 | 0 | 0 | 0 | 0 | 0 | 0 | 0 | 0 | 0 | 0 | 0 | 0 | 0 | 0 | 0 | 0 | 0
|  |  |  | Allowable debt per thin capitalisation ratio | 0 | USD 000s | 4032003.7726 | 0 | 0 | 0 | 0 | 0 | 0 | 0 | 0 | 0 | 63071.1436 | 62371.6092 | 61509.5985 | 60848.5639 | 60091.7705 | 59535.9588 | 58834.1947 | 58346.3366 | 57726.744 | 57326.6469 | 56819.5934 | 56537.3273 | 56138.9575 | 55976.5879 | 55701.0295 | 55671.1028 | 55544.6281 | 55788.7989 | 55943.571 | 56344.766 | 56634.3079 | 57177.1643 | 57637.0484 | 58362.9472 | 59147.2909 | 60199.2429 | 61020.8288 | 62102.663 | 63102.9731 | 64370.0784 | 65563.4975 | 67032.893 | 68437.1227 | 70127.1921 | 71763.0439 | 73703.4375 | 75618.9827 | 77850.6565 | 80197.475 | 82590.6787 | 85034.932 | 87525.8049 | 90080.2629 | 92684.4856 | 95354.2723 | 98076.3932 | 100877.7722 | 103735.2978 | 106658.7631 | 109640.0371 | 108959.7289 | 98511.2424 | 86930.9288 | 75998.74 | 63926.7241 | 52488.5669 | 39902.0421 | 27934.489 | 14914.8354 | 9.2799e-06 | 0 | 0 | 0 | 0 | 0 | 0 | 0 | 0 | 0 | 0 | 0 | 0 | 0 | 0 | 0 | 0 | 0 | 0
|  |  |  | Operations period flag | 0 | flag | 60 | 0 | 0 | 0 | 0 | 0 | 0 | 0 | 0 | 0 | 1 | 1 | 1 | 1 | 1 | 1 | 1 | 1 | 1 | 1 | 1 | 1 | 1 | 1 | 1 | 1 | 1 | 1 | 1 | 1 | 1 | 1 | 1 | 1 | 1 | 1 | 1 | 1 | 1 | 1 | 1 | 1 | 1 | 1 | 1 | 1 | 1 | 1 | 1 | 1 | 1 | 1 | 1 | 1 | 1 | 1 | 1 | 1 | 1 | 1 | 1 | 1 | 1 | 1 | 1 | 1 | 1 | 1 | 1 | 1 | 0 | 0 | 0 | 0 | 0 | 0 | 0 | 0 | 0 | 0 | 0 | 0 | 0 | 0 | 0 | 0 | 0 | 0
|  |  |  | Excess debt per thin capitalisation |  | USD 000s | 0 |  | 0 | 0 | 0 | 0 | 0 | 0 | 0 | 0 | 0 | 0 | 0 | 0 | 0 | 0 | 0 | 0 | 0 | 0 | 0 | 0 | 0 | 0 | 0 | 0 | 0 | 0 | 0 | 0 | 0 | 0 | 0 | 0 | 0 | 0 | 0 | 0 | 0 | 0 | 0 | 0 | 0 | 0 | 0 | 0 | 0 | 0 | 0 | 0 | 0 | 0 | 0 | 0 | 0 | 0 | 0 | 0 | 0 | 0 | 0 | 0 | 0 | 0 | 0 | 0 | 0 | 0 | 0 | 0 | 0 | 0 | 0 | 0 | 0 | 0 | 0 | 0 | 0 | 0 | 0 | 0 | 0 | 0 | 0 | 0 | 0 | 0
Total interest
|  |  |  | Shareholder loan interest paid POS | 0 | USD 000s | 39326.9152 | 0 | 0 | 0 | 0 | 0 | 0 | 0 | 0 | 0 | 1621.8011 | 960.5894 | 977.6849 | 969.0275 | 976.7552 | 934.7637 | 615.3427 | 588.0293 | 626.8443 | 599.6337 | 633.4368 | 605.1812 | 366.4378 | 350.9998 | 374.2194 | 359.0083 | 382.2194 | 354.8733 | 376.94 | 361.0294 | 385.9144 | 370.8037 | 394.5208 | 378.8538 | 391.0532 | 372.3299 | 751.3996 | 1231.548 | 1289.7211 | 1231.8879 | 1287.6994 | 1227.4294 | 1285.5316 | 1225.3745 | 1283.2119 | 1226.1515 | 1290.4163 | 1342.6718 | 1301.4021 | 1208.8093 | 1122.3184 | 1024.9554 | 932.9495 | 831.0904 | 734.6776 | 628.2666 | 527.1624 | 417.1609 | 312.5892 | 197.281 | 86.9164 | 0 | 0 | 0 | 0 | 0 | 0 | 0 | 0 | 0 | 0 | 0 | 0 | 0 | 0 | 0 | 0 | 0 | 0 | 0 | 0 | 0 | 0 | 0 | 0 | 0 | 0 | 0
|  |  |  | Equity bridge interest accrued | 0 | USD 000s | 0 | 0 | 0 | 0 | 0 | 0 | 0 | 0 | 0 | 0 | 0 | 0 | 0 | 0 | 0 | 0 | 0 | 0 | 0 | 0 | 0 | 0 | 0 | 0 | 0 | 0 | 0 | 0 | 0 | 0 | 0 | 0 | 0 | 0 | 0 | 0 | 0 | 0 | 0 | 0 | 0 | 0 | 0 | 0 | 0 | 0 | 0 | 0 | 0 | 0 | 0 | 0 | 0 | 0 | 0 | 0 | 0 | 0 | 0 | 0 | 0 | 0 | 0 | 0 | 0 | 0 | 0 | 0 | 0 | 0 | 0 | 0 | 0 | 0 | 0 | 0 | 0 | 0 | 0 | 0 | 0 | 0 | 0 | 0 | 0 | 0 | 0 | 0
|  |  |  | Total controlled debt interest |  | USD 000s | 39326.9152 |  | 0 | 0 | 0 | 0 | 0 | 0 | 0 | 0 | 1621.8011 | 960.5894 | 977.6849 | 969.0275 | 976.7552 | 934.7637 | 615.3427 | 588.0293 | 626.8443 | 599.6337 | 633.4368 | 605.1812 | 366.4378 | 350.9998 | 374.2194 | 359.0083 | 382.2194 | 354.8733 | 376.94 | 361.0294 | 385.9144 | 370.8037 | 394.5208 | 378.8538 | 391.0532 | 372.3299 | 751.3996 | 1231.548 | 1289.7211 | 1231.8879 | 1287.6994 | 1227.4294 | 1285.5316 | 1225.3745 | 1283.2119 | 1226.1515 | 1290.4163 | 1342.6718 | 1301.4021 | 1208.8093 | 1122.3184 | 1024.9554 | 932.9495 | 831.0904 | 734.6776 | 628.2666 | 527.1624 | 417.1609 | 312.5892 | 197.281 | 86.9164 | 0 | 0 | 0 | 0 | 0 | 0 | 0 | 0 | 0 | 0 | 0 | 0 | 0 | 0 | 0 | 0 | 0 | 0 | 0 | 0 | 0 | 0 | 0 | 0 | 0 | 0 | 0
Disallowable interest
|  |  |  | Excess debt per thin capitalisation | 0 | USD 000s | 0 | 0 | 0 | 0 | 0 | 0 | 0 | 0 | 0 | 0 | 0 | 0 | 0 | 0 | 0 | 0 | 0 | 0 | 0 | 0 | 0 | 0 | 0 | 0 | 0 | 0 | 0 | 0 | 0 | 0 | 0 | 0 | 0 | 0 | 0 | 0 | 0 | 0 | 0 | 0 | 0 | 0 | 0 | 0 | 0 | 0 | 0 | 0 | 0 | 0 | 0 | 0 | 0 | 0 | 0 | 0 | 0 | 0 | 0 | 0 | 0 | 0 | 0 | 0 | 0 | 0 | 0 | 0 | 0 | 0 | 0 | 0 | 0 | 0 | 0 | 0 | 0 | 0 | 0 | 0 | 0 | 0 | 0 | 0 | 0 | 0 | 0 | 0
|  |  |  | Shareholder loan balance | 0 | USD 000s | 0 | 0 | 0 | 0 | 0 | 58710.8486 | 60193.9944 | 61714.6071 | 63273.6333 | 64872.0435 | 39090.7174 | 39107.3959 | 39062.6677 | 39070.2068 | 39056.8661 | 39098.524 | 39460.6445 | 39859.1312 | 40228.7652 | 40634.8507 | 41017.2852 | 41437.5361 | 42107.0366 | 42808.7128 | 43504.7112 | 44233.3207 | 44956.9343 | 45725.9844 | 46492.1939 | 47293.4694 | 48089.8918 | 48921.3354 | 49749.848 | 50614.7404 | 51489.0557 | 52403.9522 | 52962.6514 | 53055.1697 | 53091.8278 | 53187.2356 | 53229.2171 | 53332.5181 | 53380.2995 | 53489.4325 | 53543.4564 | 53655.8913 | 53706.8722 | 52056.0847 | 48352.372 | 44892.7345 | 40998.217 | 37317.9801 | 33243.6169 | 29387.1023 | 25130.6634 | 21086.4958 | 16686.4376 | 12503.5667 | 7891.2401 | 3476.6572 | 0 | 0 | 0 | 0 | 0 | 0 | 0 | 0 | 0 | 0 | 0 | 0 | 0 | 0 | 0 | 0 | 0 | 0 | 0 | 0 | 0 | 0 | 0 | 0 | 0 | 0 | 0 | 0
|  |  |  | Equity bridge balance | 0 | USD 000s | 0 | 0 | 0 | 0 | 0 | 0 | 0 | 0 | 0 | 0 | 0 | 0 | 0 | 0 | 0 | 0 | 0 | 0 | 0 | 0 | 0 | 0 | 0 | 0 | 0 | 0 | 0 | 0 | 0 | 0 | 0 | 0 | 0 | 0 | 0 | 0 | 0 | 0 | 0 | 0 | 0 | 0 | 0 | 0 | 0 | 0 | 0 | 0 | 0 | 0 | 0 | 0 | 0 | 0 | 0 | 0 | 0 | 0 | 0 | 0 | 0 | 0 | 0 | 0 | 0 | 0 | 0 | 0 | 0 | 0 | 0 | 0 | 0 | 0 | 0 | 0 | 0 | 0 | 0 | 0 | 0 | 0 | 0 | 0 | 0 | 0 | 0 | 0
|  |  |  | Total controlled debt interest | 0 | USD 000s | 39326.9152 | 0 | 0 | 0 | 0 | 0 | 0 | 0 | 0 | 0 | 1621.8011 | 960.5894 | 977.6849 | 969.0275 | 976.7552 | 934.7637 | 615.3427 | 588.0293 | 626.8443 | 599.6337 | 633.4368 | 605.1812 | 366.4378 | 350.9998 | 374.2194 | 359.0083 | 382.2194 | 354.8733 | 376.94 | 361.0294 | 385.9144 | 370.8037 | 394.5208 | 378.8538 | 391.0532 | 372.3299 | 751.3996 | 1231.548 | 1289.7211 | 1231.8879 | 1287.6994 | 1227.4294 | 1285.5316 | 1225.3745 | 1283.2119 | 1226.1515 | 1290.4163 | 1342.6718 | 1301.4021 | 1208.8093 | 1122.3184 | 1024.9554 | 932.9495 | 831.0904 | 734.6776 | 628.2666 | 527.1624 | 417.1609 | 312.5892 | 197.281 | 86.9164 | 0 | 0 | 0 | 0 | 0 | 0 | 0 | 0 | 0 | 0 | 0 | 0 | 0 | 0 | 0 | 0 | 0 | 0 | 0 | 0 | 0 | 0 | 0 | 0 | 0 | 0 | 0
|  |  |  | Operations period flag | 0 | flag | 60 | 0 | 0 | 0 | 0 | 0 | 0 | 0 | 0 | 0 | 1 | 1 | 1 | 1 | 1 | 1 | 1 | 1 | 1 | 1 | 1 | 1 | 1 | 1 | 1 | 1 | 1 | 1 | 1 | 1 | 1 | 1 | 1 | 1 | 1 | 1 | 1 | 1 | 1 | 1 | 1 | 1 | 1 | 1 | 1 | 1 | 1 | 1 | 1 | 1 | 1 | 1 | 1 | 1 | 1 | 1 | 1 | 1 | 1 | 1 | 1 | 1 | 1 | 1 | 1 | 1 | 1 | 1 | 1 | 1 | 0 | 0 | 0 | 0 | 0 | 0 | 0 | 0 | 0 | 0 | 0 | 0 | 0 | 0 | 0 | 0 | 0 | 0
|  |  |  | Full post operation period flag | 0 | flag | 18 | 0 | 0 | 0 | 0 | 0 | 0 | 0 | 0 | 0 | 0 | 0 | 0 | 0 | 0 | 0 | 0 | 0 | 0 | 0 | 0 | 0 | 0 | 0 | 0 | 0 | 0 | 0 | 0 | 0 | 0 | 0 | 0 | 0 | 0 | 0 | 0 | 0 | 0 | 0 | 0 | 0 | 0 | 0 | 0 | 0 | 0 | 0 | 0 | 0 | 0 | 0 | 0 | 0 | 0 | 0 | 0 | 0 | 0 | 0 | 0 | 0 | 0 | 0 | 0 | 0 | 0 | 0 | 0 | 0 | 1 | 1 | 1 | 1 | 1 | 1 | 1 | 1 | 1 | 1 | 1 | 1 | 1 | 1 | 1 | 1 | 1 | 1
|  |  |  | Disallowable interest per thin capitalisation |  | USD 000s | 0 |  | 0 | 0 | 0 | 0 | 0 | 0 | 0 | 0 | 0 | 0 | 0 | 0 | 0 | 0 | 0 | 0 | 0 | 0 | 0 | 0 | 0 | 0 | 0 | 0 | 0 | 0 | 0 | 0 | 0 | 0 | 0 | 0 | 0 | 0 | 0 | 0 | 0 | 0 | 0 | 0 | 0 | 0 | 0 | 0 | 0 | 0 | 0 | 0 | 0 | 0 | 0 | 0 | 0 | 0 | 0 | 0 | 0 | 0 | 0 | 0 | 0 | 0 | 0 | 0 | 0 | 0 | 0 | 0 | 0 | 0 | 0 | 0 | 0 | 0 | 0 | 0 | 0 | 0 | 0 | 0 | 0 | 0 | 0 | 0 | 0 | 0
Taxable income
|  |  |  | Profit before tax | 0 | USD 000s | 23701.6126 | 0 | 0 | 0 | 0 | 1771.6114 | 1014.1446 | 121.1276 | -162.8972 | -352.5381 | -868.5274 | -233.1781 | -287.3369 | -220.3449 | -252.2645 | -185.2706 | -233.9214 | -162.6194 | -206.5309 | -133.3657 | -169.0178 | -94.0887 | -132.7899 | -54.1232 | -91.8528 | -9.9756 | -42.1582 | 81.3903 | 51.5907 | 133.7317 | 96.514 | 180.9521 | 153.2947 | 241.9663 | 261.4479 | 350.6507 | 273.862 | 360.6114 | 333.4367 | 422.3684 | 397.8064 | 489.7985 | 468.0766 | 563.3565 | 545.2839 | 646.7979 | 638.5151 | 743.8912 | 782.2728 | 797.7345 | 814.7511 | 830.291 | 851.486 | 868.0742 | 889.9289 | 907.3736 | 933.793 | 952.5085 | 974.4884 | 993.758 | 1024.8402 | 1014.1908 | 927.5747 | 825.9901 | 735.2559 | 629.4661 | 534.423 | 424.232 | 326.824 | 212.9302 | 1.1735e-08 | 1.2127e-08 | 1.2532e-08 | 1.2951e-08 | 1.3383e-08 | 1.383e-08 | 1.4293e-08 | 1.477e-08 | 1.5264e-08 | 1.5774e-08 | 1.6301e-08 | 1.6845e-08 | 1.7408e-08 | 1.799e-08 | 1.8591e-08 | 1.9212e-08 | 1.9854e-08 | 2.0517e-08
|  |  |  | Disallowed depreciation for tax purposes | 0 | USD 000s | 179496.4245 | 0 | 0 | 0 | 0 | 0 | 0 | 2623.9134 | 2758.9561 | 2826.4484 | 3051.0517 | 3051.0517 | 3051.0517 | 3051.0517 | 3051.0517 | 3051.0517 | 3051.0517 | 3051.0517 | 3051.0517 | 3051.0517 | 3051.0517 | 3051.0517 | 3051.0517 | 3051.0517 | 3051.0517 | 3051.0517 | 3051.0517 | 3051.0517 | 3051.0517 | 3051.0517 | 3051.0517 | 3051.0517 | 3051.0517 | 3051.0517 | 3051.0517 | 3051.0517 | 3051.0517 | 3051.0517 | 3051.0517 | 3051.0517 | 3051.0517 | 3051.0517 | 3051.0517 | 3051.0517 | 3051.0517 | 3051.0517 | 3051.0517 | 2789.3629 | 2527.6742 | 2527.6742 | 2527.6742 | 2527.6742 | 2527.6742 | 2527.6742 | 2527.6742 | 2527.6742 | 2527.6742 | 2527.6742 | 2527.6742 | 2527.6742 | 2527.6742 | 2527.6742 | 2527.6742 | 2527.6742 | 2527.6742 | 2527.6742 | 2527.6742 | 2527.6742 | 2527.6742 | 2527.6742 | 0 | 0 | 0 | 0 | 0 | 0 | 0 | 0 | 0 | 0 | 0 | 0 | 0 | 0 | 0 | 0 | 0 | 0
|  |  |  | Tax depreciation | 0 | USD 000s | 126790.6817 | 0 | 0 | 0 | 0 | 0 | 0 | 7326.7516 | 7182.1731 | 7056.2215 | 6949.5697 | 6844.5299 | 6744.3661 | 6645.668 | 6548.4143 | 6452.5839 | 6358.1558 | 6265.1096 | 6173.4251 | 6083.0823 | 5994.0616 | 5906.3436 | 5819.9093 | 5734.7399 | 5650.8169 | 5568.122 | 5486.6373 | 0 | 0 | 0 | 0 | 0 | 0 | 0 | 0 | 0 | 0 | 0 | 0 | 0 | 0 | 0 | 0 | 0 | 0 | 0 | 0 | 0 | 0 | 0 | 0 | 0 | 0 | 0 | 0 | 0 | 0 | 0 | 0 | 0 | 0 | 0 | 0 | 0 | 0 | 0 | 0 | 0 | 0 | 0 | 0 | 0 | 0 | 0 | 0 | 0 | 0 | 0 | 0 | 0 | 0 | 0 | 0 | 0 | 0 | 0 | 0 | 0
|  |  |  | Profit before tax adjusted for tax depreciation |  | USD 000s | 76407.3554 |  | 0 | 0 | 0 | 1771.6114 | 1014.1446 | -4581.7106 | -4586.1142 | -4582.3112 | -4767.0454 | -4026.6564 | -3980.6513 | -3814.9612 | -3749.6272 | -3586.8028 | -3541.0255 | -3376.6773 | -3328.9043 | -3165.3964 | -3112.0278 | -2949.3807 | -2901.6476 | -2737.8115 | -2691.618 | -2527.0459 | -2477.7439 | 3132.4419 | 3102.6424 | 3184.7833 | 3147.5656 | 3232.0038 | 3204.3463 | 3293.0179 | 3312.4996 | 3401.7023 | 3324.9136 | 3411.6631 | 3384.4883 | 3473.4201 | 3448.858 | 3540.8502 | 3519.1282 | 3614.4081 | 3596.3356 | 3697.8495 | 3689.5667 | 3533.2542 | 3309.9471 | 3325.4088 | 3342.4253 | 3357.9652 | 3379.1602 | 3395.7484 | 3417.6031 | 3435.0478 | 3461.4672 | 3480.1828 | 3502.1626 | 3521.4322 | 3552.5144 | 3541.865 | 3455.2489 | 3353.6643 | 3262.9301 | 3157.1403 | 3062.0972 | 2951.9062 | 2854.4982 | 2740.6044 | 1.1735e-08 | 1.2127e-08 | 1.2532e-08 | 1.2951e-08 | 1.3383e-08 | 1.383e-08 | 1.4293e-08 | 1.477e-08 | 1.5264e-08 | 1.5774e-08 | 1.6301e-08 | 1.6845e-08 | 1.7408e-08 | 1.799e-08 | 1.8591e-08 | 1.9212e-08 | 1.9854e-08 | 2.0517e-08
|  |  |  | IFRIC 12 accounting used? | 1 | 1 = yes, 0 = no (/OL or FL)
|  |  |  | Fixed asset accounting under IFRIC12 - for tax | 1 | 1 = yes, 0 = no
|  |  |  | Profit before tax adjusted for tax depreciation | 0 | USD 000s | 76407.3554 | 0 | 0 | 0 | 0 | 1771.6114 | 1014.1446 | -4581.7106 | -4586.1142 | -4582.3112 | -4767.0454 | -4026.6564 | -3980.6513 | -3814.9612 | -3749.6272 | -3586.8028 | -3541.0255 | -3376.6773 | -3328.9043 | -3165.3964 | -3112.0278 | -2949.3807 | -2901.6476 | -2737.8115 | -2691.618 | -2527.0459 | -2477.7439 | 3132.4419 | 3102.6424 | 3184.7833 | 3147.5656 | 3232.0038 | 3204.3463 | 3293.0179 | 3312.4996 | 3401.7023 | 3324.9136 | 3411.6631 | 3384.4883 | 3473.4201 | 3448.858 | 3540.8502 | 3519.1282 | 3614.4081 | 3596.3356 | 3697.8495 | 3689.5667 | 3533.2542 | 3309.9471 | 3325.4088 | 3342.4253 | 3357.9652 | 3379.1602 | 3395.7484 | 3417.6031 | 3435.0478 | 3461.4672 | 3480.1828 | 3502.1626 | 3521.4322 | 3552.5144 | 3541.865 | 3455.2489 | 3353.6643 | 3262.9301 | 3157.1403 | 3062.0972 | 2951.9062 | 2854.4982 | 2740.6044 | 1.1735e-08 | 1.2127e-08 | 1.2532e-08 | 1.2951e-08 | 1.3383e-08 | 1.383e-08 | 1.4293e-08 | 1.477e-08 | 1.5264e-08 | 1.5774e-08 | 1.6301e-08 | 1.6845e-08 | 1.7408e-08 | 1.799e-08 | 1.8591e-08 | 1.9212e-08 | 1.9854e-08 | 2.0517e-08
|  |  |  | Adjusted net profit for FAA tax calculation under IFRIC12 - P50 | 0 | USD 000s | 76407.3544 | 0 | 0 | 0 | 0 | 0 | 0 | -1459.5623 | -820.5315 | -1189.0322 | -4670.7908 | -5065.4159 | -4480.7206 | -4697.6404 | -4438.4117 | -4683.5922 | -4157.4404 | -4383.1666 | -3865.6112 | -4090.3053 | -3669.0967 | -3897.7273 | -3411.9102 | -3652.5643 | -3095.5074 | -3320.1335 | -2798.0234 | 1774.7155 | 2135.3142 | 1818.5263 | 2328.9489 | 2006.8357 | 2450.6739 | 2141.0613 | 1877.9739 | 1549.5744 | 2737.0962 | 2425.9237 | 2878.5412 | 2565.2164 | 3033.3046 | 2727.529 | 3201.9642 | 2899.2754 | 3377.8644 | 3081.0203 | 3569.7909 | 3303.4946 | 3760.3781 | 3383.4713 | 3975.5 | 3604.2417 | 4146.5601 | 3780.6918 | 4328.9276 | 3968.5187 | 4463.2917 | 4107.3978 | 4688.937 | 4339.2867 | 4798.9971 | 4421.9011 | 4858.1639 | 4395.1139 | 4829.4993 | 4367.4272 | 4799.9202 | 4338.8413 | 4736.4494 | 4276.3773 | 0 | 0 | 0 | 0 | 0 | 0 | 0 | 0 | 0 | 0 | 0 | 0 | 0 | 0 | 0 | 0 | 0 | 0
|  |  |  | Adjusted net profit for FAA tax calculation under IFRIC12 - P50 |  | USD 000s | 76407.3544 |  | 0 | 0 | 0 | 0 | 0 | -1459.5623 | -820.5315 | -1189.0322 | -4670.7908 | -5065.4159 | -4480.7206 | -4697.6404 | -4438.4117 | -4683.5922 | -4157.4404 | -4383.1666 | -3865.6112 | -4090.3053 | -3669.0967 | -3897.7273 | -3411.9102 | -3652.5643 | -3095.5074 | -3320.1335 | -2798.0234 | 1774.7155 | 2135.3142 | 1818.5263 | 2328.9489 | 2006.8357 | 2450.6739 | 2141.0613 | 1877.9739 | 1549.5744 | 2737.0962 | 2425.9237 | 2878.5412 | 2565.2164 | 3033.3046 | 2727.529 | 3201.9642 | 2899.2754 | 3377.8644 | 3081.0203 | 3569.7909 | 3303.4946 | 3760.3781 | 3383.4713 | 3975.5 | 3604.2417 | 4146.5601 | 3780.6918 | 4328.9276 | 3968.5187 | 4463.2917 | 4107.3978 | 4688.937 | 4339.2867 | 4798.9971 | 4421.9011 | 4858.1639 | 4395.1139 | 4829.4993 | 4367.4272 | 4799.9202 | 4338.8413 | 4736.4494 | 4276.3773 | 0 | 0 | 0 | 0 | 0 | 0 | 0 | 0 | 0 | 0 | 0 | 0 | 0 | 0 | 0 | 0 | 0 | 0
|  |  |  | UZS financials active | 1 | 0 = no, 1 = yes
|  |  |  | USD to Som exchange rate curve | 0 | Som / USD | 0 | 0 | 11000 | 11000 | 11000 | 11000 | 11000 | 11110.1644 | 11333.8142 | 11536.1195 | 11713.159 | 11892.9154 | 12069.5429 | 12248.7935 | 12430.7063 | 12615.3207 | 12802.677 | 12992.8157 | 13185.7783 | 13381.6067 | 13580.3435 | 13782.0317 | 13986.7154 | 14194.4389 | 14405.2474 | 14619.1867 | 14836.3033 | 15056.6445 | 15280.258 | 15507.1925 | 15737.4973 | 15971.2226 | 16208.4189 | 16449.138 | 16693.4322 | 16941.3544 | 17192.9587 | 17448.2997 | 17707.4328 | 17970.4145 | 18237.3018 | 18508.1529 | 18783.0264 | 19061.9823 | 19345.081 | 19632.3842 | 19923.9542 | 20219.8546 | 20520.1494 | 20824.9041 | 21134.1849 | 21448.0589 | 21766.5944 | 22089.8607 | 22417.9279 | 22750.8675 | 23088.7516 | 23431.6539 | 23779.6487 | 24132.8118 | 24491.2199 | 24854.9509 | 25224.0839 | 25598.699 | 25978.8777 | 26364.7026 | 26756.2576 | 27153.6277 | 27556.8994 | 27966.1603 | 27966.1603 | 27966.1603 | 27966.1603 | 27966.1603 | 27966.1603 | 27966.1603 | 27966.1603 | 27966.1603 | 27966.1603 | 27966.1603 | 27966.1603 | 27966.1603 | 27966.1603 | 27966.1603 | 27966.1603 | 27966.1603 | 27966.1603 | 27966.1603
|  |  |  | Taxable Income in UZS | 0 | SOM 000s | 1033442330.1889 | 0 | 0 | 0 | 0 | -147561245.3671 | -51765771.1278 | -81052145.2018 | -43002544.2375 | -43352299.3632 | -79126841.965 | -84786458.5452 | -77917584.8466 | -81352399.0106 | -79018956.2729 | -82921343.6824 | -77115558.2675 | -80798464.4843 | -74842110.4299 | -78530342.1445 | -73610224.0687 | -77406332.289 | -71378012.5317 | -75372787.7194 | -68051957.5594 | -71816831.8401 | -64673065.7852 | 3793060.3667 | 9733972.459 | 5435666.5703 | 13946840.8313 | 9539726.2881 | 17333858.6723 | 13075466.9323 | 9383071.967 | 4412845.3815 | 25269277.8407 | 20903315.6164 | 29842690.3243 | 25402717.9481 | 34989845.3799 | 30663417.1352 | 40769370.0346 | 36491533.4767 | 47104753.5946 | 42942427.5277 | 54212120.3702 | 50687032.6373 | 61798187.0741 | 56012925.8274 | 70403288.7439 | 64733917.5328 | 78647817.3294 | 73074317.1323 | 87690209.8702 | 82234196.8758 | 96220087.6361 | 90840387.9199 | 107447654.0706 | 102261326.6406 | 116594161.6043 | 110243350.8286 | 122857227.8647 | 112854768.1387 | 125787184.2222 | 115500017.3688 | 128757986.2156 | 118178080.5582 | 130859973.715 | 119965528.4052 | 0 | 0 | 0 | 0 | 0 | 0 | 0 | 0 | 0 | 0 | 0 | 0 | 0 | 0 | 0 | 0 | 0 | 0
|  |  |  | Adjusted net profit for FAA tax calculation under IFRIC12 - P50 | 0 | USD 000s | 76407.3544 | 0 | 0 | 0 | 0 | 0 | 0 | -1459.5623 | -820.5315 | -1189.0322 | -4670.7908 | -5065.4159 | -4480.7206 | -4697.6404 | -4438.4117 | -4683.5922 | -4157.4404 | -4383.1666 | -3865.6112 | -4090.3053 | -3669.0967 | -3897.7273 | -3411.9102 | -3652.5643 | -3095.5074 | -3320.1335 | -2798.0234 | 1774.7155 | 2135.3142 | 1818.5263 | 2328.9489 | 2006.8357 | 2450.6739 | 2141.0613 | 1877.9739 | 1549.5744 | 2737.0962 | 2425.9237 | 2878.5412 | 2565.2164 | 3033.3046 | 2727.529 | 3201.9642 | 2899.2754 | 3377.8644 | 3081.0203 | 3569.7909 | 3303.4946 | 3760.3781 | 3383.4713 | 3975.5 | 3604.2417 | 4146.5601 | 3780.6918 | 4328.9276 | 3968.5187 | 4463.2917 | 4107.3978 | 4688.937 | 4339.2867 | 4798.9971 | 4421.9011 | 4858.1639 | 4395.1139 | 4829.4993 | 4367.4272 | 4799.9202 | 4338.8413 | 4736.4494 | 4276.3773 | 0 | 0 | 0 | 0 | 0 | 0 | 0 | 0 | 0 | 0 | 0 | 0 | 0 | 0 | 0 | 0 | 0 | 0
|  |  |  | Disallowable interest per thin capitalisation | 0 | USD 000s | 0 | 0 | 0 | 0 | 0 | 0 | 0 | 0 | 0 | 0 | 0 | 0 | 0 | 0 | 0 | 0 | 0 | 0 | 0 | 0 | 0 | 0 | 0 | 0 | 0 | 0 | 0 | 0 | 0 | 0 | 0 | 0 | 0 | 0 | 0 | 0 | 0 | 0 | 0 | 0 | 0 | 0 | 0 | 0 | 0 | 0 | 0 | 0 | 0 | 0 | 0 | 0 | 0 | 0 | 0 | 0 | 0 | 0 | 0 | 0 | 0 | 0 | 0 | 0 | 0 | 0 | 0 | 0 | 0 | 0 | 0 | 0 | 0 | 0 | 0 | 0 | 0 | 0 | 0 | 0 | 0 | 0 | 0 | 0 | 0 | 0 | 0 | 0
|  |  |  | Taxable Income in UZS | 0 | SOM 000s | 1033442330.1889 | 0 | 0 | 0 | 0 | -147561245.3671 | -51765771.1278 | -81052145.2018 | -43002544.2375 | -43352299.3632 | -79126841.965 | -84786458.5452 | -77917584.8466 | -81352399.0106 | -79018956.2729 | -82921343.6824 | -77115558.2675 | -80798464.4843 | -74842110.4299 | -78530342.1445 | -73610224.0687 | -77406332.289 | -71378012.5317 | -75372787.7194 | -68051957.5594 | -71816831.8401 | -64673065.7852 | 3793060.3667 | 9733972.459 | 5435666.5703 | 13946840.8313 | 9539726.2881 | 17333858.6723 | 13075466.9323 | 9383071.967 | 4412845.3815 | 25269277.8407 | 20903315.6164 | 29842690.3243 | 25402717.9481 | 34989845.3799 | 30663417.1352 | 40769370.0346 | 36491533.4767 | 47104753.5946 | 42942427.5277 | 54212120.3702 | 50687032.6373 | 61798187.0741 | 56012925.8274 | 70403288.7439 | 64733917.5328 | 78647817.3294 | 73074317.1323 | 87690209.8702 | 82234196.8758 | 96220087.6361 | 90840387.9199 | 107447654.0706 | 102261326.6406 | 116594161.6043 | 110243350.8286 | 122857227.8647 | 112854768.1387 | 125787184.2222 | 115500017.3688 | 128757986.2156 | 118178080.5582 | 130859973.715 | 119965528.4052 | 0 | 0 | 0 | 0 | 0 | 0 | 0 | 0 | 0 | 0 | 0 | 0 | 0 | 0 | 0 | 0 | 0 | 0
|  |  |  | UZS financials active | 1 | 0 = no, 1 = yes
|  |  |  | Taxable Income in UZS | 0 | SOM 000s | 1033442330.1889 | 0 | 0 | 0 | 0 | -147561245.3671 | -51765771.1278 | -81052145.2018 | -43002544.2375 | -43352299.3632 | -79126841.965 | -84786458.5452 | -77917584.8466 | -81352399.0106 | -79018956.2729 | -82921343.6824 | -77115558.2675 | -80798464.4843 | -74842110.4299 | -78530342.1445 | -73610224.0687 | -77406332.289 | -71378012.5317 | -75372787.7194 | -68051957.5594 | -71816831.8401 | -64673065.7852 | 3793060.3667 | 9733972.459 | 5435666.5703 | 13946840.8313 | 9539726.2881 | 17333858.6723 | 13075466.9323 | 9383071.967 | 4412845.3815 | 25269277.8407 | 20903315.6164 | 29842690.3243 | 25402717.9481 | 34989845.3799 | 30663417.1352 | 40769370.0346 | 36491533.4767 | 47104753.5946 | 42942427.5277 | 54212120.3702 | 50687032.6373 | 61798187.0741 | 56012925.8274 | 70403288.7439 | 64733917.5328 | 78647817.3294 | 73074317.1323 | 87690209.8702 | 82234196.8758 | 96220087.6361 | 90840387.9199 | 107447654.0706 | 102261326.6406 | 116594161.6043 | 110243350.8286 | 122857227.8647 | 112854768.1387 | 125787184.2222 | 115500017.3688 | 128757986.2156 | 118178080.5582 | 130859973.715 | 119965528.4052 | 0 | 0 | 0 | 0 | 0 | 0 | 0 | 0 | 0 | 0 | 0 | 0 | 0 | 0 | 0 | 0 | 0 | 0
|  |  |  | Year end flag | 0 | flag | 43 | 0 | 0 | 1 | 0 | 1 | 0 | 1 | 0 | 1 | 0 | 1 | 0 | 1 | 0 | 1 | 0 | 1 | 0 | 1 | 0 | 1 | 0 | 1 | 0 | 1 | 0 | 1 | 0 | 1 | 0 | 1 | 0 | 1 | 0 | 1 | 0 | 1 | 0 | 1 | 0 | 1 | 0 | 1 | 0 | 1 | 0 | 1 | 0 | 1 | 0 | 1 | 0 | 1 | 0 | 1 | 0 | 1 | 0 | 1 | 0 | 1 | 0 | 1 | 0 | 1 | 0 | 1 | 0 | 1 | 0 | 1 | 0 | 1 | 0 | 1 | 0 | 1 | 0 | 1 | 0 | 1 | 0 | 1 | 0 | 1 | 0 | 1
|  |  |  | Taxable income - annual |  | SOM 000s | 1033442330.1889 |  | 0 | 0 | 0 | -147561245.3671 | 0 | -132817916.3295 | 0 | -86354843.6007 | 0 | -163913300.5102 | 0 | -159269983.8572 | 0 | -161940299.9553 | 0 | -157914022.7518 | 0 | -153372452.5743 | 0 | -151016556.3577 | 0 | -146750800.251 | 0 | -139868789.3995 | 0 | -60880005.4185 | 0 | 15169639.0293 | 0 | 23486567.1194 | 0 | 30409325.6046 | 0 | 13795917.3485 | 0 | 46172593.4571 | 0 | 55245408.2724 | 0 | 65653262.5151 | 0 | 77260903.5113 | 0 | 90047181.1223 | 0 | 104899153.0075 | 0 | 117811112.9015 | 0 | 135137206.2767 | 0 | 151722134.4617 | 0 | 169924406.746 | 0 | 187060475.556 | 0 | 209708980.7113 | 0 | 226837512.4329 | 0 | 235711996.0034 | 0 | 241287201.591 | 0 | 246936066.7738 | 0 | 250825502.1202 | 0 | 0 | 0 | 0 | 0 | 0 | 0 | 0 | 0 | 0 | 0 | 0 | 0 | 0 | 0 | 0 | 0 | 0
Corporate tax due
|  |  |  | UZS financials active | 1 | 0 = no, 1 = yes
|  |  |  | Taxable income - annual | 0 | SOM 000s | 1033442330.1889 | 0 | 0 | 0 | 0 | -147561245.3671 | 0 | -132817916.3295 | 0 | -86354843.6007 | 0 | -163913300.5102 | 0 | -159269983.8572 | 0 | -161940299.9553 | 0 | -157914022.7518 | 0 | -153372452.5743 | 0 | -151016556.3577 | 0 | -146750800.251 | 0 | -139868789.3995 | 0 | -60880005.4185 | 0 | 15169639.0293 | 0 | 23486567.1194 | 0 | 30409325.6046 | 0 | 13795917.3485 | 0 | 46172593.4571 | 0 | 55245408.2724 | 0 | 65653262.5151 | 0 | 77260903.5113 | 0 | 90047181.1223 | 0 | 104899153.0075 | 0 | 117811112.9015 | 0 | 135137206.2767 | 0 | 151722134.4617 | 0 | 169924406.746 | 0 | 187060475.556 | 0 | 209708980.7113 | 0 | 226837512.4329 | 0 | 235711996.0034 | 0 | 241287201.591 | 0 | 246936066.7738 | 0 | 250825502.1202 | 0 | 0 | 0 | 0 | 0 | 0 | 0 | 0 | 0 | 0 | 0 | 0 | 0 | 0 | 0 | 0 | 0 | 0
|  |  |  | Taxable profit |  | SOM 000s | 2695102546.5618 |  | 0 | 0 | 0 | 0 | 0 | 0 | 0 | 0 | 0 | 0 | 0 | 0 | 0 | 0 | 0 | 0 | 0 | 0 | 0 | 0 | 0 | 0 | 0 | 0 | 0 | 0 | 0 | 15169639.0293 | 0 | 23486567.1194 | 0 | 30409325.6046 | 0 | 13795917.3485 | 0 | 46172593.4571 | 0 | 55245408.2724 | 0 | 65653262.5151 | 0 | 77260903.5113 | 0 | 90047181.1223 | 0 | 104899153.0075 | 0 | 117811112.9015 | 0 | 135137206.2767 | 0 | 151722134.4617 | 0 | 169924406.746 | 0 | 187060475.556 | 0 | 209708980.7113 | 0 | 226837512.4329 | 0 | 235711996.0034 | 0 | 241287201.591 | 0 | 246936066.7738 | 0 | 250825502.1202 | 0 | 0 | 0 | 0 | 0 | 0 | 0 | 0 | 0 | 0 | 0 | 0 | 0 | 0 | 0 | 0 | 0 | 0
|  |  |  | UZS financials active | 1 | 0 = no, 1 = yes
|  |  |  | Taxable income - annual | 0 | SOM 000s | 1033442330.1889 | 0 | 0 | 0 | 0 | -147561245.3671 | 0 | -132817916.3295 | 0 | -86354843.6007 | 0 | -163913300.5102 | 0 | -159269983.8572 | 0 | -161940299.9553 | 0 | -157914022.7518 | 0 | -153372452.5743 | 0 | -151016556.3577 | 0 | -146750800.251 | 0 | -139868789.3995 | 0 | -60880005.4185 | 0 | 15169639.0293 | 0 | 23486567.1194 | 0 | 30409325.6046 | 0 | 13795917.3485 | 0 | 46172593.4571 | 0 | 55245408.2724 | 0 | 65653262.5151 | 0 | 77260903.5113 | 0 | 90047181.1223 | 0 | 104899153.0075 | 0 | 117811112.9015 | 0 | 135137206.2767 | 0 | 151722134.4617 | 0 | 169924406.746 | 0 | 187060475.556 | 0 | 209708980.7113 | 0 | 226837512.4329 | 0 | 235711996.0034 | 0 | 241287201.591 | 0 | 246936066.7738 | 0 | 250825502.1202 | 0 | 0 | 0 | 0 | 0 | 0 | 0 | 0 | 0 | 0 | 0 | 0 | 0 | 0 | 0 | 0 | 0 | 0
|  |  |  | Tax losses |  | SOM 000s | 1661660216.3729 |  | 0 | 0 | 0 | 147561245.3671 | 0 | 132817916.3295 | 0 | 86354843.6007 | 0 | 163913300.5102 | 0 | 159269983.8572 | 0 | 161940299.9553 | 0 | 157914022.7518 | 0 | 153372452.5743 | 0 | 151016556.3577 | 0 | 146750800.251 | 0 | 139868789.3995 | 0 | 60880005.4185 | 0 | 0 | 0 | 0 | 0 | 0 | 0 | 0 | 0 | 0 | 0 | 0 | 0 | 0 | 0 | 0 | 0 | 0 | 0 | 0 | 0 | 0 | 0 | 0 | 0 | 0 | 0 | 0 | 0 | 0 | 0 | 0 | 0 | 0 | 0 | 0 | 0 | 0 | 0 | 0 | 0 | 0 | 0 | 0 | 0 | 0 | 0 | 0 | 0 | 0 | 0 | 0 | 0 | 0 | 0 | 0 | 0 | 0 | 0 | 0
|  |  |  | UZS financials active | 1 | 0 = no, 1 = yes
|  |  |  | Taxable income - annual | 0 | SOM 000s | 1033442330.1889 | 0 | 0 | 0 | 0 | -147561245.3671 | 0 | -132817916.3295 | 0 | -86354843.6007 | 0 | -163913300.5102 | 0 | -159269983.8572 | 0 | -161940299.9553 | 0 | -157914022.7518 | 0 | -153372452.5743 | 0 | -151016556.3577 | 0 | -146750800.251 | 0 | -139868789.3995 | 0 | -60880005.4185 | 0 | 15169639.0293 | 0 | 23486567.1194 | 0 | 30409325.6046 | 0 | 13795917.3485 | 0 | 46172593.4571 | 0 | 55245408.2724 | 0 | 65653262.5151 | 0 | 77260903.5113 | 0 | 90047181.1223 | 0 | 104899153.0075 | 0 | 117811112.9015 | 0 | 135137206.2767 | 0 | 151722134.4617 | 0 | 169924406.746 | 0 | 187060475.556 | 0 | 209708980.7113 | 0 | 226837512.4329 | 0 | 235711996.0034 | 0 | 241287201.591 | 0 | 246936066.7738 | 0 | 250825502.1202 | 0 | 0 | 0 | 0 | 0 | 0 | 0 | 0 | 0 | 0 | 0 | 0 | 0 | 0 | 0 | 0 | 0 | 0
|  |  | Less | Tax loss utilised | 0 | SOM 000s | 1661660216.3729 | 0 | 0 | 0 | 0 | 0 | 0 | 0 | 0 | 0 | 0 | 0 | 0 | 0 | 0 | 0 | 0 | 0 | 0 | 0 | 0 | 0 | 0 | 0 | 0 | 0 | 0 | 0 | 0 | 15169639.0293 | 0 | 23486567.1194 | 0 | 30409325.6046 | 0 | 13795917.3485 | 0 | 46172593.4571 | 0 | 55245408.2724 | 0 | 65653262.5151 | 0 | 77260903.5113 | 0 | 90047181.1223 | 0 | 104899153.0075 | 0 | 117811112.9015 | 0 | 135137206.2767 | 0 | 151722134.4617 | 0 | 169924406.746 | 0 | 187060475.556 | 0 | 209708980.7113 | 0 | 168155948.7323 | 0 | 0 | 0 | 0 | 0 | 0 | 0 | 0 | 0 | 0 | 0 | 0 | 0 | 0 | 0 | 0 | 0 | 0 | 0 | 0 | 0 | 0 | 0 | 0 | 0 | 0
|  |  |  | Taxable income net of tax losses utiltised |  | SOM 000s | 1033442330.1889 |  | 0 | 0 | 0 | 0 | 0 | 0 | 0 | 0 | 0 | 0 | 0 | 0 | 0 | 0 | 0 | 0 | 0 | 0 | 0 | 0 | 0 | 0 | 0 | 0 | 0 | 0 | 0 | 0 | 0 | 0 | 0 | 0 | 0 | 0 | 0 | 0 | 0 | 0 | 0 | 0 | 0 | 0 | 0 | 0 | 0 | 0 | 0 | 0 | 0 | 0 | 0 | 0 | 0 | 0 | 0 | 0 | 0 | 0 | 0 | 58681563.7006 | 0 | 235711996.0034 | 0 | 241287201.591 | 0 | 246936066.7738 | 0 | 250825502.1202 | 0 | 0 | 0 | 0 | 0 | 0 | 0 | 0 | 0 | 0 | 0 | 0 | 0 | 0 | 0 | 0 | 0 | 0
|  |  |  | UZS financials active | 1 | 0 = no, 1 = yes
|  |  |  | Corporate tax rate | 15% | %
|  |  |  | Taxable income net of tax losses utiltised | 0 | SOM 000s | 1033442330.1889 | 0 | 0 | 0 | 0 | 0 | 0 | 0 | 0 | 0 | 0 | 0 | 0 | 0 | 0 | 0 | 0 | 0 | 0 | 0 | 0 | 0 | 0 | 0 | 0 | 0 | 0 | 0 | 0 | 0 | 0 | 0 | 0 | 0 | 0 | 0 | 0 | 0 | 0 | 0 | 0 | 0 | 0 | 0 | 0 | 0 | 0 | 0 | 0 | 0 | 0 | 0 | 0 | 0 | 0 | 0 | 0 | 0 | 0 | 0 | 0 | 58681563.7006 | 0 | 235711996.0034 | 0 | 241287201.591 | 0 | 246936066.7738 | 0 | 250825502.1202 | 0 | 0 | 0 | 0 | 0 | 0 | 0 | 0 | 0 | 0 | 0 | 0 | 0 | 0 | 0 | 0 | 0 | 0
|  |  |  | EGR periods flag | 0 | flag | 3 | 0 | 0 | 0 | 0 | 0 | 0 | 1 | 1 | 1 | 0 | 0 | 0 | 0 | 0 | 0 | 0 | 0 | 0 | 0 | 0 | 0 | 0 | 0 | 0 | 0 | 0 | 0 | 0 | 0 | 0 | 0 | 0 | 0 | 0 | 0 | 0 | 0 | 0 | 0 | 0 | 0 | 0 | 0 | 0 | 0 | 0 | 0 | 0 | 0 | 0 | 0 | 0 | 0 | 0 | 0 | 0 | 0 | 0 | 0 | 0 | 0 | 0 | 0 | 0 | 0 | 0 | 0 | 0 | 0 | 0 | 0 | 0 | 0 | 0 | 0 | 0 | 0 | 0 | 0 | 0 | 0 | 0 | 0 | 0 | 0 | 0 | 0
|  |  |  | Operations period flag | 0 | flag | 60 | 0 | 0 | 0 | 0 | 0 | 0 | 0 | 0 | 0 | 1 | 1 | 1 | 1 | 1 | 1 | 1 | 1 | 1 | 1 | 1 | 1 | 1 | 1 | 1 | 1 | 1 | 1 | 1 | 1 | 1 | 1 | 1 | 1 | 1 | 1 | 1 | 1 | 1 | 1 | 1 | 1 | 1 | 1 | 1 | 1 | 1 | 1 | 1 | 1 | 1 | 1 | 1 | 1 | 1 | 1 | 1 | 1 | 1 | 1 | 1 | 1 | 1 | 1 | 1 | 1 | 1 | 1 | 1 | 1 | 0 | 0 | 0 | 0 | 0 | 0 | 0 | 0 | 0 | 0 | 0 | 0 | 0 | 0 | 0 | 0 | 0 | 0
|  |  |  | Corporate tax due annual POS |  | SOM 000s | 155016349.5283 |  | 0 | 0 | 0 | 0 | 0 | 0 | 0 | 0 | 0 | 0 | 0 | 0 | 0 | 0 | 0 | 0 | 0 | 0 | 0 | 0 | 0 | 0 | 0 | 0 | 0 | 0 | 0 | 0 | 0 | 0 | 0 | 0 | 0 | 0 | 0 | 0 | 0 | 0 | 0 | 0 | 0 | 0 | 0 | 0 | 0 | 0 | 0 | 0 | 0 | 0 | 0 | 0 | 0 | 0 | 0 | 0 | 0 | 0 | 0 | 8802234.5551 | 0 | 35356799.4005 | 0 | 36193080.2386 | 0 | 37040410.0161 | 0 | 37623825.318 | 0 | 0 | 0 | 0 | 0 | 0 | 0 | 0 | 0 | 0 | 0 | 0 | 0 | 0 | 0 | 0 | 0 | 0
|  |  |  | UZS financials active | 1 | 0 = no, 1 = yes
|  |  |  | Number of semi annual periods in year | 2 | periods
|  |  |  | Corporate tax due annual POS | 0 | SOM 000s | 155016349.5283 | 0 | 0 | 0 | 0 | 0 | 0 | 0 | 0 | 0 | 0 | 0 | 0 | 0 | 0 | 0 | 0 | 0 | 0 | 0 | 0 | 0 | 0 | 0 | 0 | 0 | 0 | 0 | 0 | 0 | 0 | 0 | 0 | 0 | 0 | 0 | 0 | 0 | 0 | 0 | 0 | 0 | 0 | 0 | 0 | 0 | 0 | 0 | 0 | 0 | 0 | 0 | 0 | 0 | 0 | 0 | 0 | 0 | 0 | 0 | 0 | 8802234.5551 | 0 | 35356799.4005 | 0 | 36193080.2386 | 0 | 37040410.0161 | 0 | 37623825.318 | 0 | 0 | 0 | 0 | 0 | 0 | 0 | 0 | 0 | 0 | 0 | 0 | 0 | 0 | 0 | 0 | 0 | 0
|  |  |  | Model year end counter | 0 | counter | 0 | 0 | 0 | 1 | 0 | 2 | 0 | 3 | 0 | 4 | 0 | 5 | 0 | 6 | 0 | 7 | 0 | 8 | 0 | 9 | 0 | 10 | 0 | 11 | 0 | 12 | 0 | 13 | 0 | 14 | 0 | 15 | 0 | 16 | 0 | 17 | 0 | 18 | 0 | 19 | 0 | 20 | 0 | 21 | 0 | 22 | 0 | 23 | 0 | 24 | 0 | 25 | 0 | 26 | 0 | 27 | 0 | 28 | 0 | 29 | 0 | 30 | 0 | 31 | 0 | 32 | 0 | 33 | 0 | 34 | 0 | 35 | 0 | 36 | 0 | 37 | 0 | 38 | 0 | 39 | 0 | 40 | 0 | 41 | 0 | 42 | 0 | 43
|  |  |  | Model year counter | 0 | counter | 0 | 0 | 1 | 1 | 2 | 2 | 3 | 3 | 4 | 4 | 5 | 5 | 6 | 6 | 7 | 7 | 8 | 8 | 9 | 9 | 10 | 10 | 11 | 11 | 12 | 12 | 13 | 13 | 14 | 14 | 15 | 15 | 16 | 16 | 17 | 17 | 18 | 18 | 19 | 19 | 20 | 20 | 21 | 21 | 22 | 22 | 23 | 23 | 24 | 24 | 25 | 25 | 26 | 26 | 27 | 27 | 28 | 28 | 29 | 29 | 30 | 30 | 31 | 31 | 32 | 32 | 33 | 33 | 34 | 34 | 35 | 35 | 36 | 36 | 37 | 37 | 38 | 38 | 39 | 39 | 40 | 40 | 41 | 41 | 42 | 42 | 43 | 43
|  |  |  | End of operations period flag | 0 | flag | 1 | 0 | 0 | 0 | 0 | 0 | 0 | 0 | 0 | 0 | 0 | 0 | 0 | 0 | 0 | 0 | 0 | 0 | 0 | 0 | 0 | 0 | 0 | 0 | 0 | 0 | 0 | 0 | 0 | 0 | 0 | 0 | 0 | 0 | 0 | 0 | 0 | 0 | 0 | 0 | 0 | 0 | 0 | 0 | 0 | 0 | 0 | 0 | 0 | 0 | 0 | 0 | 0 | 0 | 0 | 0 | 0 | 0 | 0 | 0 | 0 | 0 | 0 | 0 | 0 | 0 | 0 | 0 | 0 | 1 | 0 | 0 | 0 | 0 | 0 | 0 | 0 | 0 | 0 | 0 | 0 | 0 | 0 | 0 | 0 | 0 | 0 | 0
|  |  |  | Corporate tax due POS - calc - relevant currency |  | SOM 000s | 155016349.5283 |  | 0 | 0 | 0 | 0 | 0 | 0 | 0 | 0 | 0 | 0 | 0 | 0 | 0 | 0 | 0 | 0 | 0 | 0 | 0 | 0 | 0 | 0 | 0 | 0 | 0 | 0 | 0 | 0 | 0 | 0 | 0 | 0 | 0 | 0 | 0 | 0 | 0 | 0 | 0 | 0 | 0 | 0 | 0 | 0 | 0 | 0 | 0 | 0 | 0 | 0 | 0 | 0 | 0 | 0 | 0 | 0 | 0 | 0 | 4401117.2775 | 4401117.2775 | 17678399.7003 | 17678399.7003 | 18096540.1193 | 18096540.1193 | 18520205.008 | 18520205.008 | 18811912.659 | 18811912.659 | 0 | 0 | 0 | 0 | 0 | 0 | 0 | 0 | 0 | 0 | 0 | 0 | 0 | 0 | 0 | 0 | 0 | 0
|  |  |  | UZS financials active | 1 | 0 = no, 1 = yes
|  |  |  | USD to Som exchange rate curve | 0 | Som / USD | 0 | 0 | 11000 | 11000 | 11000 | 11000 | 11000 | 11110.1644 | 11333.8142 | 11536.1195 | 11713.159 | 11892.9154 | 12069.5429 | 12248.7935 | 12430.7063 | 12615.3207 | 12802.677 | 12992.8157 | 13185.7783 | 13381.6067 | 13580.3435 | 13782.0317 | 13986.7154 | 14194.4389 | 14405.2474 | 14619.1867 | 14836.3033 | 15056.6445 | 15280.258 | 15507.1925 | 15737.4973 | 15971.2226 | 16208.4189 | 16449.138 | 16693.4322 | 16941.3544 | 17192.9587 | 17448.2997 | 17707.4328 | 17970.4145 | 18237.3018 | 18508.1529 | 18783.0264 | 19061.9823 | 19345.081 | 19632.3842 | 19923.9542 | 20219.8546 | 20520.1494 | 20824.9041 | 21134.1849 | 21448.0589 | 21766.5944 | 22089.8607 | 22417.9279 | 22750.8675 | 23088.7516 | 23431.6539 | 23779.6487 | 24132.8118 | 24491.2199 | 24854.9509 | 25224.0839 | 25598.699 | 25978.8777 | 26364.7026 | 26756.2576 | 27153.6277 | 27556.8994 | 27966.1603 | 27966.1603 | 27966.1603 | 27966.1603 | 27966.1603 | 27966.1603 | 27966.1603 | 27966.1603 | 27966.1603 | 27966.1603 | 27966.1603 | 27966.1603 | 27966.1603 | 27966.1603 | 27966.1603 | 27966.1603 | 27966.1603 | 27966.1603 | 27966.1603
|  |  |  | Corporate tax due POS - calc - relevant currency | 0 | SOM 000s | 155016349.5283 | 0 | 0 | 0 | 0 | 0 | 0 | 0 | 0 | 0 | 0 | 0 | 0 | 0 | 0 | 0 | 0 | 0 | 0 | 0 | 0 | 0 | 0 | 0 | 0 | 0 | 0 | 0 | 0 | 0 | 0 | 0 | 0 | 0 | 0 | 0 | 0 | 0 | 0 | 0 | 0 | 0 | 0 | 0 | 0 | 0 | 0 | 0 | 0 | 0 | 0 | 0 | 0 | 0 | 0 | 0 | 0 | 0 | 0 | 0 | 4401117.2775 | 4401117.2775 | 17678399.7003 | 17678399.7003 | 18096540.1193 | 18096540.1193 | 18520205.008 | 18520205.008 | 18811912.659 | 18811912.659 | 0 | 0 | 0 | 0 | 0 | 0 | 0 | 0 | 0 | 0 | 0 | 0 | 0 | 0 | 0 | 0 | 0 | 0
|  |  |  | Corporate tax due POS - calc |  | USD 000s | 5860.7638 |  | 0 | 0 | 0 | 0 | 0 | 0 | 0 | 0 | 0 | 0 | 0 | 0 | 0 | 0 | 0 | 0 | 0 | 0 | 0 | 0 | 0 | 0 | 0 | 0 | 0 | 0 | 0 | 0 | 0 | 0 | 0 | 0 | 0 | 0 | 0 | 0 | 0 | 0 | 0 | 0 | 0 | 0 | 0 | 0 | 0 | 0 | 0 | 0 | 0 | 0 | 0 | 0 | 0 | 0 | 0 | 0 | 0 | 0 | 179.7018 | 177.0721 | 700.854 | 690.5976 | 696.5867 | 686.3927 | 692.1822 | 682.0527 | 682.6571 | 672.667 | 0 | 0 | 0 | 0 | 0 | 0 | 0 | 0 | 0 | 0 | 0 | 0 | 0 | 0 | 0 | 0 | 0 | 0
|  |  |  | Tax loss available duration | 99 | years
|  |  |  | Number of semi annual periods in year | 2 | periods
|  |  |  | Normal tax exemption period start | 198 | periods
Tax losses
|  |  |  | UZS financials active | 1 | 0 = no, 1 = yes
|  |  |  | Normal tax exemption period start | 198 | periods
|  |  |  | Tax losses | 0 | SOM 000s | 1661660216.3729 | 0 | 0 | 0 | 0 | 147561245.3671 | 0 | 132817916.3295 | 0 | 86354843.6007 | 0 | 163913300.5102 | 0 | 159269983.8572 | 0 | 161940299.9553 | 0 | 157914022.7518 | 0 | 153372452.5743 | 0 | 151016556.3577 | 0 | 146750800.251 | 0 | 139868789.3995 | 0 | 60880005.4185 | 0 | 0 | 0 | 0 | 0 | 0 | 0 | 0 | 0 | 0 | 0 | 0 | 0 | 0 | 0 | 0 | 0 | 0 | 0 | 0 | 0 | 0 | 0 | 0 | 0 | 0 | 0 | 0 | 0 | 0 | 0 | 0 | 0 | 0 | 0 | 0 | 0 | 0 | 0 | 0 | 0 | 0 | 0 | 0 | 0 | 0 | 0 | 0 | 0 | 0 | 0 | 0 | 0 | 0 | 0 | 0 | 0 | 0 | 0 | 0
|  |  |  | Model column counter | 0 | counter | 0 | 0 | 1 | 2 | 3 | 4 | 5 | 6 | 7 | 8 | 9 | 10 | 11 | 12 | 13 | 14 | 15 | 16 | 17 | 18 | 19 | 20 | 21 | 22 | 23 | 24 | 25 | 26 | 27 | 28 | 29 | 30 | 31 | 32 | 33 | 34 | 35 | 36 | 37 | 38 | 39 | 40 | 41 | 42 | 43 | 44 | 45 | 46 | 47 | 48 | 49 | 50 | 51 | 52 | 53 | 54 | 55 | 56 | 57 | 58 | 59 | 60 | 61 | 62 | 63 | 64 | 65 | 66 | 67 | 68 | 69 | 70 | 71 | 72 | 73 | 74 | 75 | 76 | 77 | 78 | 79 | 80 | 81 | 82 | 83 | 84 | 85 | 86
|  |  |  | Tax loss due to expire |  | SOM 000s | 0 |  | 0 | 0 | 0 | 0 | 0 | 0 | 0 | 0 | 0 | 0 | 0 | 0 | 0 | 0 | 0 | 0 | 0 | 0 | 0 | 0 | 0 | 0 | 0 | 0 | 0 | 0 | 0 | 0 | 0 | 0 | 0 | 0 | 0 | 0 | 0 | 0 | 0 | 0 | 0 | 0 | 0 | 0 | 0 | 0 | 0 | 0 | 0 | 0 | 0 | 0 | 0 | 0 | 0 | 0 | 0 | 0 | 0 | 0 | 0 | 0 | 0 | 0 | 0 | 0 | 0 | 0 | 0 | 0 | 0 | 0 | 0 | 0 | 0 | 0 | 0 | 0 | 0 | 0 | 0 | 0 | 0 | 0 | 0 | 0 | 0 | 0
|  |  |  | UZS financials active | 1 | 0 = no, 1 = yes
|  |  |  | Maxmum % of taxable income to be offset against losses c/f | 100% | %
|  |  |  | Taxable profit | 0 | SOM 000s | 2695102546.5618 | 0 | 0 | 0 | 0 | 0 | 0 | 0 | 0 | 0 | 0 | 0 | 0 | 0 | 0 | 0 | 0 | 0 | 0 | 0 | 0 | 0 | 0 | 0 | 0 | 0 | 0 | 0 | 0 | 15169639.0293 | 0 | 23486567.1194 | 0 | 30409325.6046 | 0 | 13795917.3485 | 0 | 46172593.4571 | 0 | 55245408.2724 | 0 | 65653262.5151 | 0 | 77260903.5113 | 0 | 90047181.1223 | 0 | 104899153.0075 | 0 | 117811112.9015 | 0 | 135137206.2767 | 0 | 151722134.4617 | 0 | 169924406.746 | 0 | 187060475.556 | 0 | 209708980.7113 | 0 | 226837512.4329 | 0 | 235711996.0034 | 0 | 241287201.591 | 0 | 246936066.7738 | 0 | 250825502.1202 | 0 | 0 | 0 | 0 | 0 | 0 | 0 | 0 | 0 | 0 | 0 | 0 | 0 | 0 | 0 | 0 | 0 | 0
|  |  |  | Tax loss balance BEG | 0 | SOM 000s | 0 | 0 | 0 | 0 | 0 | 0 | 147561245.3671 | 147561245.3671 | 280379161.6967 | 280379161.6967 | 366734005.2973 | 366734005.2973 | 530647305.8075 | 530647305.8075 | 689917289.6647 | 689917289.6647 | 851857589.62 | 851857589.62 | 1009771612.3718 | 1009771612.3718 | 1163144064.9461 | 1163144064.9461 | 1314160621.3038 | 1314160621.3038 | 1460911421.5548 | 1460911421.5548 | 1600780210.9544 | 1600780210.9544 | 1661660216.3729 | 1661660216.3729 | 1646490577.3436 | 1646490577.3436 | 1623004010.2242 | 1623004010.2242 | 1592594684.6195 | 1592594684.6195 | 1578798767.271 | 1578798767.271 | 1532626173.8139 | 1532626173.8139 | 1477380765.5415 | 1477380765.5415 | 1411727503.0264 | 1411727503.0264 | 1334466599.5151 | 1334466599.5151 | 1244419418.3928 | 1244419418.3928 | 1139520265.3854 | 1139520265.3854 | 1021709152.4839 | 1021709152.4839 | 886571946.2072 | 886571946.2072 | 734849811.7455 | 734849811.7455 | 564925404.9996 | 564925404.9996 | 377864929.4436 | 377864929.4436 | 168155948.7323 | 168155948.7323 | 0 | 0 | 0 | 0 | 0 | 0 | 0 | 0 | 0 | 0 | 0 | 0 | 0 | 0 | 0 | 0 | 0 | 0 | 0 | 0 | 0 | 0 | 0 | 0 | 0 | 0
|  |  |  | Tax loss utilised |  | SOM 000s | 1661660216.3729 |  | 0 | 0 | 0 | 0 | 0 | 0 | 0 | 0 | 0 | 0 | 0 | 0 | 0 | 0 | 0 | 0 | 0 | 0 | 0 | 0 | 0 | 0 | 0 | 0 | 0 | 0 | 0 | 15169639.0293 | 0 | 23486567.1194 | 0 | 30409325.6046 | 0 | 13795917.3485 | 0 | 46172593.4571 | 0 | 55245408.2724 | 0 | 65653262.5151 | 0 | 77260903.5113 | 0 | 90047181.1223 | 0 | 104899153.0075 | 0 | 117811112.9015 | 0 | 135137206.2767 | 0 | 151722134.4617 | 0 | 169924406.746 | 0 | 187060475.556 | 0 | 209708980.7113 | 0 | 168155948.7323 | 0 | 0 | 0 | 0 | 0 | 0 | 0 | 0 | 0 | 0 | 0 | 0 | 0 | 0 | 0 | 0 | 0 | 0 | 0 | 0 | 0 | 0 | 0 | 0 | 0 | 0
|  |  |  | UZS financials active | 1 | 0 = no, 1 = yes
|  |  |  | Tax loss due to expire | 0 | SOM 000s | 0 | 0 | 0 | 0 | 0 | 0 | 0 | 0 | 0 | 0 | 0 | 0 | 0 | 0 | 0 | 0 | 0 | 0 | 0 | 0 | 0 | 0 | 0 | 0 | 0 | 0 | 0 | 0 | 0 | 0 | 0 | 0 | 0 | 0 | 0 | 0 | 0 | 0 | 0 | 0 | 0 | 0 | 0 | 0 | 0 | 0 | 0 | 0 | 0 | 0 | 0 | 0 | 0 | 0 | 0 | 0 | 0 | 0 | 0 | 0 | 0 | 0 | 0 | 0 | 0 | 0 | 0 | 0 | 0 | 0 | 0 | 0 | 0 | 0 | 0 | 0 | 0 | 0 | 0 | 0 | 0 | 0 | 0 | 0 | 0 | 0 | 0 | 0
|  |  |  | Utilised tax loss before expiry date balance BEG | 0 | SOM 000s | 0 | 0 | 0 | 0 | 0 | 0 | 0 | 0 | 0 | 0 | 0 | 0 | 0 | 0 | 0 | 0 | 0 | 0 | 0 | 0 | 0 | 0 | 0 | 0 | 0 | 0 | 0 | 0 | 0 | 0 | 15169639.0293 | 15169639.0293 | 38656206.1487 | 38656206.1487 | 69065531.7534 | 69065531.7534 | 82861449.1019 | 82861449.1019 | 129034042.559 | 129034042.559 | 184279450.8314 | 184279450.8314 | 249932713.3465 | 249932713.3465 | 327193616.8578 | 327193616.8578 | 417240797.9801 | 417240797.9801 | 522139950.9875 | 522139950.9875 | 639951063.889 | 639951063.889 | 775088270.1657 | 775088270.1657 | 926810404.6274 | 926810404.6274 | 1096734811.3733 | 1096734811.3733 | 1283795286.9293 | 1283795286.9293 | 1493504267.6406 | 1493504267.6406 | 1661660216.3729 | 1661660216.3729 | 1661660216.3729 | 1661660216.3729 | 1661660216.3729 | 1661660216.3729 | 1661660216.3729 | 1661660216.3729 | 1661660216.3729 | 1661660216.3729 | 1661660216.3729 | 1661660216.3729 | 1661660216.3729 | 1661660216.3729 | 1661660216.3729 | 1661660216.3729 | 1661660216.3729 | 1661660216.3729 | 1661660216.3729 | 1661660216.3729 | 1661660216.3729 | 1661660216.3729 | 1661660216.3729 | 1661660216.3729 | 1661660216.3729 | 1661660216.3729
|  |  |  | Tax loss utilised | 0 | SOM 000s | 1661660216.3729 | 0 | 0 | 0 | 0 | 0 | 0 | 0 | 0 | 0 | 0 | 0 | 0 | 0 | 0 | 0 | 0 | 0 | 0 | 0 | 0 | 0 | 0 | 0 | 0 | 0 | 0 | 0 | 0 | 15169639.0293 | 0 | 23486567.1194 | 0 | 30409325.6046 | 0 | 13795917.3485 | 0 | 46172593.4571 | 0 | 55245408.2724 | 0 | 65653262.5151 | 0 | 77260903.5113 | 0 | 90047181.1223 | 0 | 104899153.0075 | 0 | 117811112.9015 | 0 | 135137206.2767 | 0 | 151722134.4617 | 0 | 169924406.746 | 0 | 187060475.556 | 0 | 209708980.7113 | 0 | 168155948.7323 | 0 | 0 | 0 | 0 | 0 | 0 | 0 | 0 | 0 | 0 | 0 | 0 | 0 | 0 | 0 | 0 | 0 | 0 | 0 | 0 | 0 | 0 | 0 | 0 | 0 | 0
|  |  |  | Tax loss expired |  | SOM 000s | 0 |  | 0 | 0 | 0 | 0 | 0 | 0 | 0 | 0 | 0 | 0 | 0 | 0 | 0 | 0 | 0 | 0 | 0 | 0 | 0 | 0 | 0 | 0 | 0 | 0 | 0 | 0 | 0 | 0 | 0 | 0 | 0 | 0 | 0 | 0 | 0 | 0 | 0 | 0 | 0 | 0 | 0 | 0 | 0 | 0 | 0 | 0 | 0 | 0 | 0 | 0 | 0 | 0 | 0 | 0 | 0 | 0 | 0 | 0 | 0 | 0 | 0 | 0 | 0 | 0 | 0 | 0 | 0 | 0 | 0 | 0 | 0 | 0 | 0 | 0 | 0 | 0 | 0 | 0 | 0 | 0 | 0 | 0 | 0 | 0 | 0 | 0
|  |  |  | UZS financials active | 1 | 0 = no, 1 = yes
|  |  |  | Utilised tax loss before expiry date balance BEG |  | SOM 000s |  |  | 0 | 0 | 0 | 0 | 0 | 0 | 0 | 0 | 0 | 0 | 0 | 0 | 0 | 0 | 0 | 0 | 0 | 0 | 0 | 0 | 0 | 0 | 0 | 0 | 0 | 0 | 0 | 0 | 15169639.0293 | 15169639.0293 | 38656206.1487 | 38656206.1487 | 69065531.7534 | 69065531.7534 | 82861449.1019 | 82861449.1019 | 129034042.559 | 129034042.559 | 184279450.8314 | 184279450.8314 | 249932713.3465 | 249932713.3465 | 327193616.8578 | 327193616.8578 | 417240797.9801 | 417240797.9801 | 522139950.9875 | 522139950.9875 | 639951063.889 | 639951063.889 | 775088270.1657 | 775088270.1657 | 926810404.6274 | 926810404.6274 | 1096734811.3733 | 1096734811.3733 | 1283795286.9293 | 1283795286.9293 | 1493504267.6406 | 1493504267.6406 | 1661660216.3729 | 1661660216.3729 | 1661660216.3729 | 1661660216.3729 | 1661660216.3729 | 1661660216.3729 | 1661660216.3729 | 1661660216.3729 | 1661660216.3729 | 1661660216.3729 | 1661660216.3729 | 1661660216.3729 | 1661660216.3729 | 1661660216.3729 | 1661660216.3729 | 1661660216.3729 | 1661660216.3729 | 1661660216.3729 | 1661660216.3729 | 1661660216.3729 | 1661660216.3729 | 1661660216.3729 | 1661660216.3729 | 1661660216.3729 | 1661660216.3729 | 1661660216.3729
|  |  | Add | Tax loss utilised | 0 | SOM 000s | 1661660216.3729 | 0 | 0 | 0 | 0 | 0 | 0 | 0 | 0 | 0 | 0 | 0 | 0 | 0 | 0 | 0 | 0 | 0 | 0 | 0 | 0 | 0 | 0 | 0 | 0 | 0 | 0 | 0 | 0 | 15169639.0293 | 0 | 23486567.1194 | 0 | 30409325.6046 | 0 | 13795917.3485 | 0 | 46172593.4571 | 0 | 55245408.2724 | 0 | 65653262.5151 | 0 | 77260903.5113 | 0 | 90047181.1223 | 0 | 104899153.0075 | 0 | 117811112.9015 | 0 | 135137206.2767 | 0 | 151722134.4617 | 0 | 169924406.746 | 0 | 187060475.556 | 0 | 209708980.7113 | 0 | 168155948.7323 | 0 | 0 | 0 | 0 | 0 | 0 | 0 | 0 | 0 | 0 | 0 | 0 | 0 | 0 | 0 | 0 | 0 | 0 | 0 | 0 | 0 | 0 | 0 | 0 | 0 | 0
|  |  | Add | Tax loss expired | 0 | SOM 000s | 0 | 0 | 0 | 0 | 0 | 0 | 0 | 0 | 0 | 0 | 0 | 0 | 0 | 0 | 0 | 0 | 0 | 0 | 0 | 0 | 0 | 0 | 0 | 0 | 0 | 0 | 0 | 0 | 0 | 0 | 0 | 0 | 0 | 0 | 0 | 0 | 0 | 0 | 0 | 0 | 0 | 0 | 0 | 0 | 0 | 0 | 0 | 0 | 0 | 0 | 0 | 0 | 0 | 0 | 0 | 0 | 0 | 0 | 0 | 0 | 0 | 0 | 0 | 0 | 0 | 0 | 0 | 0 | 0 | 0 | 0 | 0 | 0 | 0 | 0 | 0 | 0 | 0 | 0 | 0 | 0 | 0 | 0 | 0 | 0 | 0 | 0 | 0
|  |  | Less | Tax loss due to expire | 0 | SOM 000s | 0 | 0 | 0 | 0 | 0 | 0 | 0 | 0 | 0 | 0 | 0 | 0 | 0 | 0 | 0 | 0 | 0 | 0 | 0 | 0 | 0 | 0 | 0 | 0 | 0 | 0 | 0 | 0 | 0 | 0 | 0 | 0 | 0 | 0 | 0 | 0 | 0 | 0 | 0 | 0 | 0 | 0 | 0 | 0 | 0 | 0 | 0 | 0 | 0 | 0 | 0 | 0 | 0 | 0 | 0 | 0 | 0 | 0 | 0 | 0 | 0 | 0 | 0 | 0 | 0 | 0 | 0 | 0 | 0 | 0 | 0 | 0 | 0 | 0 | 0 | 0 | 0 | 0 | 0 | 0 | 0 | 0 | 0 | 0 | 0 | 0 | 0 | 0
|  |  |  | Utilised tax loss before expiry date balance |  | SOM 000s |  |  | 0 | 0 | 0 | 0 | 0 | 0 | 0 | 0 | 0 | 0 | 0 | 0 | 0 | 0 | 0 | 0 | 0 | 0 | 0 | 0 | 0 | 0 | 0 | 0 | 0 | 0 | 0 | 15169639.0293 | 15169639.0293 | 38656206.1487 | 38656206.1487 | 69065531.7534 | 69065531.7534 | 82861449.1019 | 82861449.1019 | 129034042.559 | 129034042.559 | 184279450.8314 | 184279450.8314 | 249932713.3465 | 249932713.3465 | 327193616.8578 | 327193616.8578 | 417240797.9801 | 417240797.9801 | 522139950.9875 | 522139950.9875 | 639951063.889 | 639951063.889 | 775088270.1657 | 775088270.1657 | 926810404.6274 | 926810404.6274 | 1096734811.3733 | 1096734811.3733 | 1283795286.9293 | 1283795286.9293 | 1493504267.6406 | 1493504267.6406 | 1661660216.3729 | 1661660216.3729 | 1661660216.3729 | 1661660216.3729 | 1661660216.3729 | 1661660216.3729 | 1661660216.3729 | 1661660216.3729 | 1661660216.3729 | 1661660216.3729 | 1661660216.3729 | 1661660216.3729 | 1661660216.3729 | 1661660216.3729 | 1661660216.3729 | 1661660216.3729 | 1661660216.3729 | 1661660216.3729 | 1661660216.3729 | 1661660216.3729 | 1661660216.3729 | 1661660216.3729 | 1661660216.3729 | 1661660216.3729 | 1661660216.3729 | 1661660216.3729 | 1661660216.3729
|  |  |  | UZS financials active | 1 | 0 = no, 1 = yes
|  |  |  | Tax loss balance BEG |  | SOM 000s |  |  | 0 | 0 | 0 | 0 | 147561245.3671 | 147561245.3671 | 280379161.6967 | 280379161.6967 | 366734005.2973 | 366734005.2973 | 530647305.8075 | 530647305.8075 | 689917289.6647 | 689917289.6647 | 851857589.62 | 851857589.62 | 1009771612.3718 | 1009771612.3718 | 1163144064.9461 | 1163144064.9461 | 1314160621.3038 | 1314160621.3038 | 1460911421.5548 | 1460911421.5548 | 1600780210.9544 | 1600780210.9544 | 1661660216.3729 | 1661660216.3729 | 1646490577.3436 | 1646490577.3436 | 1623004010.2242 | 1623004010.2242 | 1592594684.6195 | 1592594684.6195 | 1578798767.271 | 1578798767.271 | 1532626173.8139 | 1532626173.8139 | 1477380765.5415 | 1477380765.5415 | 1411727503.0264 | 1411727503.0264 | 1334466599.5151 | 1334466599.5151 | 1244419418.3928 | 1244419418.3928 | 1139520265.3854 | 1139520265.3854 | 1021709152.4839 | 1021709152.4839 | 886571946.2072 | 886571946.2072 | 734849811.7455 | 734849811.7455 | 564925404.9996 | 564925404.9996 | 377864929.4436 | 377864929.4436 | 168155948.7323 | 168155948.7323 | 0 | 0 | 0 | 0 | 0 | 0 | 0 | 0 | 0 | 0 | 0 | 0 | 0 | 0 | 0 | 0 | 0 | 0 | 0 | 0 | 0 | 0 | 0 | 0 | 0 | 0
|  |  | Add | Tax losses | 0 | SOM 000s | 1661660216.3729 | 0 | 0 | 0 | 0 | 147561245.3671 | 0 | 132817916.3295 | 0 | 86354843.6007 | 0 | 163913300.5102 | 0 | 159269983.8572 | 0 | 161940299.9553 | 0 | 157914022.7518 | 0 | 153372452.5743 | 0 | 151016556.3577 | 0 | 146750800.251 | 0 | 139868789.3995 | 0 | 60880005.4185 | 0 | 0 | 0 | 0 | 0 | 0 | 0 | 0 | 0 | 0 | 0 | 0 | 0 | 0 | 0 | 0 | 0 | 0 | 0 | 0 | 0 | 0 | 0 | 0 | 0 | 0 | 0 | 0 | 0 | 0 | 0 | 0 | 0 | 0 | 0 | 0 | 0 | 0 | 0 | 0 | 0 | 0 | 0 | 0 | 0 | 0 | 0 | 0 | 0 | 0 | 0 | 0 | 0 | 0 | 0 | 0 | 0 | 0 | 0 | 0
|  |  | Less | Tax loss utilised | 0 | SOM 000s | 1661660216.3729 | 0 | 0 | 0 | 0 | 0 | 0 | 0 | 0 | 0 | 0 | 0 | 0 | 0 | 0 | 0 | 0 | 0 | 0 | 0 | 0 | 0 | 0 | 0 | 0 | 0 | 0 | 0 | 0 | 15169639.0293 | 0 | 23486567.1194 | 0 | 30409325.6046 | 0 | 13795917.3485 | 0 | 46172593.4571 | 0 | 55245408.2724 | 0 | 65653262.5151 | 0 | 77260903.5113 | 0 | 90047181.1223 | 0 | 104899153.0075 | 0 | 117811112.9015 | 0 | 135137206.2767 | 0 | 151722134.4617 | 0 | 169924406.746 | 0 | 187060475.556 | 0 | 209708980.7113 | 0 | 168155948.7323 | 0 | 0 | 0 | 0 | 0 | 0 | 0 | 0 | 0 | 0 | 0 | 0 | 0 | 0 | 0 | 0 | 0 | 0 | 0 | 0 | 0 | 0 | 0 | 0 | 0 | 0
|  |  | Less | Tax loss expired | 0 | SOM 000s | 0 | 0 | 0 | 0 | 0 | 0 | 0 | 0 | 0 | 0 | 0 | 0 | 0 | 0 | 0 | 0 | 0 | 0 | 0 | 0 | 0 | 0 | 0 | 0 | 0 | 0 | 0 | 0 | 0 | 0 | 0 | 0 | 0 | 0 | 0 | 0 | 0 | 0 | 0 | 0 | 0 | 0 | 0 | 0 | 0 | 0 | 0 | 0 | 0 | 0 | 0 | 0 | 0 | 0 | 0 | 0 | 0 | 0 | 0 | 0 | 0 | 0 | 0 | 0 | 0 | 0 | 0 | 0 | 0 | 0 | 0 | 0 | 0 | 0 | 0 | 0 | 0 | 0 | 0 | 0 | 0 | 0 | 0 | 0 | 0 | 0 | 0 | 0
|  |  |  | Tax loss balance |  | SOM 000s |  |  | 0 | 0 | 0 | 147561245.3671 | 147561245.3671 | 280379161.6967 | 280379161.6967 | 366734005.2973 | 366734005.2973 | 530647305.8075 | 530647305.8075 | 689917289.6647 | 689917289.6647 | 851857589.62 | 851857589.62 | 1009771612.3718 | 1009771612.3718 | 1163144064.9461 | 1163144064.9461 | 1314160621.3038 | 1314160621.3038 | 1460911421.5548 | 1460911421.5548 | 1600780210.9544 | 1600780210.9544 | 1661660216.3729 | 1661660216.3729 | 1646490577.3436 | 1646490577.3436 | 1623004010.2242 | 1623004010.2242 | 1592594684.6195 | 1592594684.6195 | 1578798767.271 | 1578798767.271 | 1532626173.8139 | 1532626173.8139 | 1477380765.5415 | 1477380765.5415 | 1411727503.0264 | 1411727503.0264 | 1334466599.5151 | 1334466599.5151 | 1244419418.3928 | 1244419418.3928 | 1139520265.3854 | 1139520265.3854 | 1021709152.4839 | 1021709152.4839 | 886571946.2072 | 886571946.2072 | 734849811.7455 | 734849811.7455 | 564925404.9996 | 564925404.9996 | 377864929.4436 | 377864929.4436 | 168155948.7323 | 168155948.7323 | 0 | 0 | 0 | 0 | 0 | 0 | 0 | 0 | 0 | 0 | 0 | 0 | 0 | 0 | 0 | 0 | 0 | 0 | 0 | 0 | 0 | 0 | 0 | 0 | 0 | 0 | 0
Corporate tax paid
|  |  |  | Corporate tax payment lag - periods | 0 | periods
|  |  |  | Corporate tax payable balance BEG | 0 | USD 000s | 0 | 0 | 0 | 0 | 0 | 0 | 0 | 0 | 0 | 0 | 0 | 0 | 0 | 0 | 0 | 0 | 0 | 0 | 0 | 0 | 0 | 0 | 0 | 0 | 0 | 0 | 0 | 0 | 0 | 0 | 0 | 0 | 0 | 0 | 0 | 0 | 0 | 0 | 0 | 0 | 0 | 0 | 0 | 0 | 0 | 0 | 0 | 0 | 0 | 0 | 0 | 0 | 0 | 0 | 0 | 0 | 0 | 0 | 0 | 0 | 0 | 0 | 0 | 0 | 0 | 0 | 0 | 0 | 0 | 0 | 0 | 0 | 0 | 0 | 0 | 0 | 0 | 0 | 0 | 0 | 0 | 0 | 0 | 0 | 0 | 0 | 0 | 0
|  |  |  | Corporate tax due POS - fixed | 0 | USD 000s | 5860.7638 | 0 | 0 | 0 | 0 | 0 | 0 | 0 | 0 | 0 | 0 | 0 | 0 | 0 | 0 | 0 | 0 | 0 | 0 | 0 | 0 | 0 | 0 | 0 | 0 | 0 | 0 | 0 | 0 | 0 | 0 | 0 | 0 | 0 | 0 | 0 | 0 | 0 | 0 | 0 | 0 | 0 | 0 | 0 | 0 | 0 | 0 | 0 | 0 | 0 | 0 | 0 | 0 | 0 | 0 | 0 | 0 | 0 | 0 | 0 | 179.7018 | 177.0721 | 700.854 | 690.5976 | 696.5867 | 686.3927 | 692.1822 | 682.0527 | 682.6571 | 672.667 | 0 | 0 | 0 | 0 | 0 | 0 | 0 | 0 | 0 | 0 | 0 | 0 | 0 | 0 | 0 | 0 | 0 | 0
|  |  |  | Model column counter | 0 | counter | 0 | 0 | 1 | 2 | 3 | 4 | 5 | 6 | 7 | 8 | 9 | 10 | 11 | 12 | 13 | 14 | 15 | 16 | 17 | 18 | 19 | 20 | 21 | 22 | 23 | 24 | 25 | 26 | 27 | 28 | 29 | 30 | 31 | 32 | 33 | 34 | 35 | 36 | 37 | 38 | 39 | 40 | 41 | 42 | 43 | 44 | 45 | 46 | 47 | 48 | 49 | 50 | 51 | 52 | 53 | 54 | 55 | 56 | 57 | 58 | 59 | 60 | 61 | 62 | 63 | 64 | 65 | 66 | 67 | 68 | 69 | 70 | 71 | 72 | 73 | 74 | 75 | 76 | 77 | 78 | 79 | 80 | 81 | 82 | 83 | 84 | 85 | 86
|  |  |  | End of operations period flag | 0 | flag | 1 | 0 | 0 | 0 | 0 | 0 | 0 | 0 | 0 | 0 | 0 | 0 | 0 | 0 | 0 | 0 | 0 | 0 | 0 | 0 | 0 | 0 | 0 | 0 | 0 | 0 | 0 | 0 | 0 | 0 | 0 | 0 | 0 | 0 | 0 | 0 | 0 | 0 | 0 | 0 | 0 | 0 | 0 | 0 | 0 | 0 | 0 | 0 | 0 | 0 | 0 | 0 | 0 | 0 | 0 | 0 | 0 | 0 | 0 | 0 | 0 | 0 | 0 | 0 | 0 | 0 | 0 | 0 | 0 | 1 | 0 | 0 | 0 | 0 | 0 | 0 | 0 | 0 | 0 | 0 | 0 | 0 | 0 | 0 | 0 | 0 | 0 | 0
|  |  |  | Full post operation period flag | 0 | flag | 18 | 0 | 0 | 0 | 0 | 0 | 0 | 0 | 0 | 0 | 0 | 0 | 0 | 0 | 0 | 0 | 0 | 0 | 0 | 0 | 0 | 0 | 0 | 0 | 0 | 0 | 0 | 0 | 0 | 0 | 0 | 0 | 0 | 0 | 0 | 0 | 0 | 0 | 0 | 0 | 0 | 0 | 0 | 0 | 0 | 0 | 0 | 0 | 0 | 0 | 0 | 0 | 0 | 0 | 0 | 0 | 0 | 0 | 0 | 0 | 0 | 0 | 0 | 0 | 0 | 0 | 0 | 0 | 0 | 0 | 1 | 1 | 1 | 1 | 1 | 1 | 1 | 1 | 1 | 1 | 1 | 1 | 1 | 1 | 1 | 1 | 1 | 1
|  |  |  | Corporate tax paid POS |  | USD 000s | 5860.7638 |  | 0 | 0 | 0 | 0 | 0 | 0 | 0 | 0 | 0 | 0 | 0 | 0 | 0 | 0 | 0 | 0 | 0 | 0 | 0 | 0 | 0 | 0 | 0 | 0 | 0 | 0 | 0 | 0 | 0 | 0 | 0 | 0 | 0 | 0 | 0 | 0 | 0 | 0 | 0 | 0 | 0 | 0 | 0 | 0 | 0 | 0 | 0 | 0 | 0 | 0 | 0 | 0 | 0 | 0 | 0 | 0 | 0 | 0 | 179.7018 | 177.0721 | 700.854 | 690.5976 | 696.5867 | 686.3927 | 692.1822 | 682.0527 | 682.6571 | 672.667 | 0 | 0 | 0 | 0 | 0 | 0 | 0 | 0 | 0 | 0 | 0 | 0 | 0 | 0 | 0 | 0 | 0 | 0
|  |  |  | Corporate tax paid |  | USD 000s | -5860.7638 |  | 0 | 0 | 0 | 0 | 0 | 0 | 0 | 0 | 0 | 0 | 0 | 0 | 0 | 0 | 0 | 0 | 0 | 0 | 0 | 0 | 0 | 0 | 0 | 0 | 0 | 0 | 0 | 0 | 0 | 0 | 0 | 0 | 0 | 0 | 0 | 0 | 0 | 0 | 0 | 0 | 0 | 0 | 0 | 0 | 0 | 0 | 0 | 0 | 0 | 0 | 0 | 0 | 0 | 0 | 0 | 0 | 0 | 0 | -179.7018 | -177.0721 | -700.854 | -690.5976 | -696.5867 | -686.3927 | -692.1822 | -682.0527 | -682.6571 | -672.667 | 0 | 0 | 0 | 0 | 0 | 0 | 0 | 0 | 0 | 0 | 0 | 0 | 0 | 0 | 0 | 0 | 0 | 0
|  |  |  | Corporate tax payable balance BEG |  | USD 000s |  |  | 0 | 0 | 0 | 0 | 0 | 0 | 0 | 0 | 0 | 0 | 0 | 0 | 0 | 0 | 0 | 0 | 0 | 0 | 0 | 0 | 0 | 0 | 0 | 0 | 0 | 0 | 0 | 0 | 0 | 0 | 0 | 0 | 0 | 0 | 0 | 0 | 0 | 0 | 0 | 0 | 0 | 0 | 0 | 0 | 0 | 0 | 0 | 0 | 0 | 0 | 0 | 0 | 0 | 0 | 0 | 0 | 0 | 0 | 0 | 0 | 0 | 0 | 0 | 0 | 0 | 0 | 0 | 0 | 0 | 0 | 0 | 0 | 0 | 0 | 0 | 0 | 0 | 0 | 0 | 0 | 0 | 0 | 0 | 0 | 0 | 0
|  |  | Add | Corporate tax due POS - fixed | 0 | USD 000s | 5860.7638 | 0 | 0 | 0 | 0 | 0 | 0 | 0 | 0 | 0 | 0 | 0 | 0 | 0 | 0 | 0 | 0 | 0 | 0 | 0 | 0 | 0 | 0 | 0 | 0 | 0 | 0 | 0 | 0 | 0 | 0 | 0 | 0 | 0 | 0 | 0 | 0 | 0 | 0 | 0 | 0 | 0 | 0 | 0 | 0 | 0 | 0 | 0 | 0 | 0 | 0 | 0 | 0 | 0 | 0 | 0 | 0 | 0 | 0 | 0 | 179.7018 | 177.0721 | 700.854 | 690.5976 | 696.5867 | 686.3927 | 692.1822 | 682.0527 | 682.6571 | 672.667 | 0 | 0 | 0 | 0 | 0 | 0 | 0 | 0 | 0 | 0 | 0 | 0 | 0 | 0 | 0 | 0 | 0 | 0
|  |  | Less | Corporate tax paid POS | 0 | USD 000s | 5860.7638 | 0 | 0 | 0 | 0 | 0 | 0 | 0 | 0 | 0 | 0 | 0 | 0 | 0 | 0 | 0 | 0 | 0 | 0 | 0 | 0 | 0 | 0 | 0 | 0 | 0 | 0 | 0 | 0 | 0 | 0 | 0 | 0 | 0 | 0 | 0 | 0 | 0 | 0 | 0 | 0 | 0 | 0 | 0 | 0 | 0 | 0 | 0 | 0 | 0 | 0 | 0 | 0 | 0 | 0 | 0 | 0 | 0 | 0 | 0 | 179.7018 | 177.0721 | 700.854 | 690.5976 | 696.5867 | 686.3927 | 692.1822 | 682.0527 | 682.6571 | 672.667 | 0 | 0 | 0 | 0 | 0 | 0 | 0 | 0 | 0 | 0 | 0 | 0 | 0 | 0 | 0 | 0 | 0 | 0
|  |  |  | Corporate tax payable balance |  | USD 000s |  |  | 0 | 0 | 0 | 0 | 0 | 0 | 0 | 0 | 0 | 0 | 0 | 0 | 0 | 0 | 0 | 0 | 0 | 0 | 0 | 0 | 0 | 0 | 0 | 0 | 0 | 0 | 0 | 0 | 0 | 0 | 0 | 0 | 0 | 0 | 0 | 0 | 0 | 0 | 0 | 0 | 0 | 0 | 0 | 0 | 0 | 0 | 0 | 0 | 0 | 0 | 0 | 0 | 0 | 0 | 0 | 0 | 0 | 0 | 0 | 0 | 0 | 0 | 0 | 0 | 0 | 0 | 0 | 0 | 0 | 0 | 0 | 0 | 0 | 0 | 0 | 0 | 0 | 0 | 0 | 0 | 0 | 0 | 0 | 0 | 0 | 0
|  |  |  | Corporate tax paid POS | 0 | USD 000s | 5860.7638 | 0 | 0 | 0 | 0 | 0 | 0 | 0 | 0 | 0 | 0 | 0 | 0 | 0 | 0 | 0 | 0 | 0 | 0 | 0 | 0 | 0 | 0 | 0 | 0 | 0 | 0 | 0 | 0 | 0 | 0 | 0 | 0 | 0 | 0 | 0 | 0 | 0 | 0 | 0 | 0 | 0 | 0 | 0 | 0 | 0 | 0 | 0 | 0 | 0 | 0 | 0 | 0 | 0 | 0 | 0 | 0 | 0 | 0 | 0 | 179.7018 | 177.0721 | 700.854 | 690.5976 | 696.5867 | 686.3927 | 692.1822 | 682.0527 | 682.6571 | 672.667 | 0 | 0 | 0 | 0 | 0 | 0 | 0 | 0 | 0 | 0 | 0 | 0 | 0 | 0 | 0 | 0 | 0 | 0
|  |  |  | Operations period flag | 0 | flag | 60 | 0 | 0 | 0 | 0 | 0 | 0 | 0 | 0 | 0 | 1 | 1 | 1 | 1 | 1 | 1 | 1 | 1 | 1 | 1 | 1 | 1 | 1 | 1 | 1 | 1 | 1 | 1 | 1 | 1 | 1 | 1 | 1 | 1 | 1 | 1 | 1 | 1 | 1 | 1 | 1 | 1 | 1 | 1 | 1 | 1 | 1 | 1 | 1 | 1 | 1 | 1 | 1 | 1 | 1 | 1 | 1 | 1 | 1 | 1 | 1 | 1 | 1 | 1 | 1 | 1 | 1 | 1 | 1 | 1 | 0 | 0 | 0 | 0 | 0 | 0 | 0 | 0 | 0 | 0 | 0 | 0 | 0 | 0 | 0 | 0 | 0 | 0
|  |  |  | Tax paid during construction |  | USD 000s | 0 |  | 0 | 0 | 0 | 0 | 0 | 0 | 0 | 0 | 0 | 0 | 0 | 0 | 0 | 0 | 0 | 0 | 0 | 0 | 0 | 0 | 0 | 0 | 0 | 0 | 0 | 0 | 0 | 0 | 0 | 0 | 0 | 0 | 0 | 0 | 0 | 0 | 0 | 0 | 0 | 0 | 0 | 0 | 0 | 0 | 0 | 0 | 0 | 0 | 0 | 0 | 0 | 0 | 0 | 0 | 0 | 0 | 0 | 0 | 0 | 0 | 0 | 0 | 0 | 0 | 0 | 0 | 0 | 0 | 0 | 0 | 0 | 0 | 0 | 0 | 0 | 0 | 0 | 0 | 0 | 0 | 0 | 0 | 0 | 0 | 0 | 0
Deferred tax liability
|  |  |  | Non current assets costs for tax balance | 0 | USD 000s | 0 | 0 | 0 | 0 | 0 | 0 | 170506.3896 | 161981.0701 | 153455.7507 | 144930.4312 | 136405.1117 | 127879.7922 | 119354.4727 | 110829.1533 | 102303.8338 | 93778.5143 | 85253.1948 | 76727.8753 | 68202.5558 | 59677.2364 | 51151.9169 | 42626.5974 | 34101.2779 | 25575.9584 | 17050.639 | 8525.3195 | 2.5466e-11 | 2.5466e-11 | 2.5466e-11 | 2.5466e-11 | 2.5466e-11 | 2.5466e-11 | 2.5466e-11 | 2.5466e-11 | 2.5466e-11 | 2.5466e-11 | 2.5466e-11 | 2.5466e-11 | 2.5466e-11 | 2.5466e-11 | 2.5466e-11 | 2.5466e-11 | 2.5466e-11 | 2.5466e-11 | 2.5466e-11 | 2.5466e-11 | 2.5466e-11 | 2.5466e-11 | 2.5466e-11 | 2.5466e-11 | 2.5466e-11 | 2.5466e-11 | 2.5466e-11 | 2.5466e-11 | 2.5466e-11 | 2.5466e-11 | 2.5466e-11 | 2.5466e-11 | 2.5466e-11 | 2.5466e-11 | 2.5466e-11 | 2.5466e-11 | 2.5466e-11 | 2.5466e-11 | 2.5466e-11 | 2.5466e-11 | 2.5466e-11 | 2.5466e-11 | 2.5466e-11 | 2.5466e-11 | 2.5466e-11 | 2.5466e-11 | 2.5466e-11 | 2.5466e-11 | 2.5466e-11 | 2.5466e-11 | 2.5466e-11 | 2.5466e-11 | 2.5466e-11 | 2.5466e-11 | 2.5466e-11 | 2.5466e-11 | 2.5466e-11 | 2.5466e-11 | 2.5466e-11 | 2.5466e-11 | 2.5466e-11 | 2.5466e-11
|  |  |  | Tax depreciation basis asset balance |  | USD 000s |  |  | 0 | 0 | 0 | 0 | 170506.3896 | 161981.0701 | 153455.7507 | 144930.4312 | 136405.1117 | 127879.7922 | 119354.4727 | 110829.1533 | 102303.8338 | 93778.5143 | 85253.1948 | 76727.8753 | 68202.5558 | 59677.2364 | 51151.9169 | 42626.5974 | 34101.2779 | 25575.9584 | 17050.639 | 8525.3195 | 2.5466e-11 | 2.5466e-11 | 2.5466e-11 | 2.5466e-11 | 2.5466e-11 | 2.5466e-11 | 2.5466e-11 | 2.5466e-11 | 2.5466e-11 | 2.5466e-11 | 2.5466e-11 | 2.5466e-11 | 2.5466e-11 | 2.5466e-11 | 2.5466e-11 | 2.5466e-11 | 2.5466e-11 | 2.5466e-11 | 2.5466e-11 | 2.5466e-11 | 2.5466e-11 | 2.5466e-11 | 2.5466e-11 | 2.5466e-11 | 2.5466e-11 | 2.5466e-11 | 2.5466e-11 | 2.5466e-11 | 2.5466e-11 | 2.5466e-11 | 2.5466e-11 | 2.5466e-11 | 2.5466e-11 | 2.5466e-11 | 2.5466e-11 | 2.5466e-11 | 2.5466e-11 | 2.5466e-11 | 2.5466e-11 | 2.5466e-11 | 2.5466e-11 | 2.5466e-11 | 2.5466e-11 | 2.5466e-11 | 2.5466e-11 | 2.5466e-11 | 2.5466e-11 | 2.5466e-11 | 2.5466e-11 | 2.5466e-11 | 2.5466e-11 | 2.5466e-11 | 2.5466e-11 | 2.5466e-11 | 2.5466e-11 | 2.5466e-11 | 2.5466e-11 | 2.5466e-11 | 2.5466e-11 | 2.5466e-11 | 2.5466e-11 | 2.5466e-11
|  |  |  | Non current assets balance | 0 | USD 000s | 0 | 0 | 0 | 0 | 0 | 117413.0686 | 154591.2913 | 156469.3819 | 154068.3909 | 151660.4524 | 149132.7782 | 146605.104 | 144077.4298 | 141549.7556 | 139022.0814 | 136494.4072 | 133966.733 | 131439.0588 | 128911.3846 | 126383.7104 | 123856.0361 | 121328.3619 | 118800.6877 | 116273.0135 | 113745.3393 | 111217.6651 | 108689.9909 | 106162.3167 | 103634.6425 | 101106.9683 | 98579.2941 | 96051.6199 | 93523.9457 | 90996.2715 | 88468.5972 | 85940.923 | 83413.2488 | 80885.5746 | 78357.9004 | 75830.2262 | 73302.552 | 70774.8778 | 68247.2036 | 65719.5294 | 63191.8552 | 60664.181 | 58136.5068 | 55608.8326 | 53081.1583 | 50553.4841 | 48025.8099 | 45498.1357 | 42970.4615 | 40442.7873 | 37915.1131 | 35387.4389 | 32859.7647 | 30332.0905 | 27804.4163 | 25276.7421 | 22749.0679 | 20221.3937 | 17693.7194 | 15166.0452 | 12638.371 | 10110.6968 | 7583.0226 | 5055.3484 | 2527.6742 | -7.5488e-11 | -7.5488e-11 | -7.5488e-11 | -7.5488e-11 | -7.5488e-11 | -7.5488e-11 | -7.5488e-11 | -7.5488e-11 | -7.5488e-11 | -7.5488e-11 | -7.5488e-11 | -7.5488e-11 | -7.5488e-11 | -7.5488e-11 | -7.5488e-11 | -7.5488e-11 | -7.5488e-11 | -7.5488e-11 | -7.5488e-11
|  |  |  | Capitalised finance costs balance | 0 | USD 000s | 0 | 0 | 0 | 0 | 0 | 2319.1891 | 6888.3773 | 11150.2606 | 15427.1927 | 19626.6543 | 19103.2768 | 18579.8994 | 18056.5219 | 17533.1445 | 17009.767 | 16486.3896 | 15963.0121 | 15439.6347 | 14916.2572 | 14392.8798 | 13869.5024 | 13346.1249 | 12822.7475 | 12299.37 | 11775.9926 | 11252.6151 | 10729.2377 | 10205.8602 | 9682.4828 | 9159.1053 | 8635.7279 | 8112.3504 | 7588.973 | 7065.5955 | 6542.2181 | 6018.8406 | 5495.4632 | 4972.0857 | 4448.7083 | 3925.3309 | 3401.9534 | 2878.576 | 2355.1985 | 1831.8211 | 1308.4436 | 785.0662 | 261.6887 | -1.171e-11 | -1.171e-11 | -1.171e-11 | -1.171e-11 | -1.171e-11 | -1.171e-11 | -1.171e-11 | -1.171e-11 | -1.171e-11 | -1.171e-11 | -1.171e-11 | -1.171e-11 | -1.171e-11 | -1.171e-11 | -1.171e-11 | -1.171e-11 | -1.171e-11 | -1.171e-11 | -1.171e-11 | -1.171e-11 | -1.171e-11 | -1.171e-11 | -1.171e-11 | -1.171e-11 | -1.171e-11 | -1.171e-11 | -1.171e-11 | -1.171e-11 | -1.171e-11 | -1.171e-11 | -1.171e-11 | -1.171e-11 | -1.171e-11 | -1.171e-11 | -1.171e-11 | -1.171e-11 | -1.171e-11 | -1.171e-11 | -1.171e-11 | -1.171e-11 | -1.171e-11
|  |  |  | Accounting depreciable basis asset balance |  | USD 000s |  |  | 0 | 0 | 0 | 119732.2577 | 161479.6686 | 167619.6426 | 169495.5836 | 171287.1067 | 168236.055 | 165185.0034 | 162133.9517 | 159082.9001 | 156031.8484 | 152980.7968 | 149929.7451 | 146878.6935 | 143827.6418 | 140776.5902 | 137725.5385 | 134674.4868 | 131623.4352 | 128572.3835 | 125521.3319 | 122470.2802 | 119419.2286 | 116368.1769 | 113317.1253 | 110266.0736 | 107215.022 | 104163.9703 | 101112.9186 | 98061.867 | 95010.8153 | 91959.7637 | 88908.712 | 85857.6604 | 82806.6087 | 79755.5571 | 76704.5054 | 73653.4538 | 70602.4021 | 67551.3504 | 64500.2988 | 61449.2471 | 58398.1955 | 55608.8326 | 53081.1583 | 50553.4841 | 48025.8099 | 45498.1357 | 42970.4615 | 40442.7873 | 37915.1131 | 35387.4389 | 32859.7647 | 30332.0905 | 27804.4163 | 25276.7421 | 22749.0679 | 20221.3937 | 17693.7194 | 15166.0452 | 12638.371 | 10110.6968 | 7583.0226 | 5055.3484 | 2527.6742 | -8.7198e-11 | -8.7198e-11 | -8.7198e-11 | -8.7198e-11 | -8.7198e-11 | -8.7198e-11 | -8.7198e-11 | -8.7198e-11 | -8.7198e-11 | -8.7198e-11 | -8.7198e-11 | -8.7198e-11 | -8.7198e-11 | -8.7198e-11 | -8.7198e-11 | -8.7198e-11 | -8.7198e-11 | -8.7198e-11 | -8.7198e-11
|  |  |  | Corporate tax rate | 15% | %
|  |  |  | Accounting depreciable basis asset balance | 0 | USD 000s | 0 | 0 | 0 | 0 | 0 | 119732.2577 | 161479.6686 | 167619.6426 | 169495.5836 | 171287.1067 | 168236.055 | 165185.0034 | 162133.9517 | 159082.9001 | 156031.8484 | 152980.7968 | 149929.7451 | 146878.6935 | 143827.6418 | 140776.5902 | 137725.5385 | 134674.4868 | 131623.4352 | 128572.3835 | 125521.3319 | 122470.2802 | 119419.2286 | 116368.1769 | 113317.1253 | 110266.0736 | 107215.022 | 104163.9703 | 101112.9186 | 98061.867 | 95010.8153 | 91959.7637 | 88908.712 | 85857.6604 | 82806.6087 | 79755.5571 | 76704.5054 | 73653.4538 | 70602.4021 | 67551.3504 | 64500.2988 | 61449.2471 | 58398.1955 | 55608.8326 | 53081.1583 | 50553.4841 | 48025.8099 | 45498.1357 | 42970.4615 | 40442.7873 | 37915.1131 | 35387.4389 | 32859.7647 | 30332.0905 | 27804.4163 | 25276.7421 | 22749.0679 | 20221.3937 | 17693.7194 | 15166.0452 | 12638.371 | 10110.6968 | 7583.0226 | 5055.3484 | 2527.6742 | -8.7198e-11 | -8.7198e-11 | -8.7198e-11 | -8.7198e-11 | -8.7198e-11 | -8.7198e-11 | -8.7198e-11 | -8.7198e-11 | -8.7198e-11 | -8.7198e-11 | -8.7198e-11 | -8.7198e-11 | -8.7198e-11 | -8.7198e-11 | -8.7198e-11 | -8.7198e-11 | -8.7198e-11 | -8.7198e-11 | -8.7198e-11
|  |  |  | Tax depreciation basis asset balance | 0 | USD 000s | 0 | 0 | 0 | 0 | 0 | 0 | 170506.3896 | 161981.0701 | 153455.7507 | 144930.4312 | 136405.1117 | 127879.7922 | 119354.4727 | 110829.1533 | 102303.8338 | 93778.5143 | 85253.1948 | 76727.8753 | 68202.5558 | 59677.2364 | 51151.9169 | 42626.5974 | 34101.2779 | 25575.9584 | 17050.639 | 8525.3195 | 2.5466e-11 | 2.5466e-11 | 2.5466e-11 | 2.5466e-11 | 2.5466e-11 | 2.5466e-11 | 2.5466e-11 | 2.5466e-11 | 2.5466e-11 | 2.5466e-11 | 2.5466e-11 | 2.5466e-11 | 2.5466e-11 | 2.5466e-11 | 2.5466e-11 | 2.5466e-11 | 2.5466e-11 | 2.5466e-11 | 2.5466e-11 | 2.5466e-11 | 2.5466e-11 | 2.5466e-11 | 2.5466e-11 | 2.5466e-11 | 2.5466e-11 | 2.5466e-11 | 2.5466e-11 | 2.5466e-11 | 2.5466e-11 | 2.5466e-11 | 2.5466e-11 | 2.5466e-11 | 2.5466e-11 | 2.5466e-11 | 2.5466e-11 | 2.5466e-11 | 2.5466e-11 | 2.5466e-11 | 2.5466e-11 | 2.5466e-11 | 2.5466e-11 | 2.5466e-11 | 2.5466e-11 | 2.5466e-11 | 2.5466e-11 | 2.5466e-11 | 2.5466e-11 | 2.5466e-11 | 2.5466e-11 | 2.5466e-11 | 2.5466e-11 | 2.5466e-11 | 2.5466e-11 | 2.5466e-11 | 2.5466e-11 | 2.5466e-11 | 2.5466e-11 | 2.5466e-11 | 2.5466e-11 | 2.5466e-11 | 2.5466e-11 | 2.5466e-11
|  |  |  | Operations period flag | 0 | flag | 60 | 0 | 0 | 0 | 0 | 0 | 0 | 0 | 0 | 0 | 1 | 1 | 1 | 1 | 1 | 1 | 1 | 1 | 1 | 1 | 1 | 1 | 1 | 1 | 1 | 1 | 1 | 1 | 1 | 1 | 1 | 1 | 1 | 1 | 1 | 1 | 1 | 1 | 1 | 1 | 1 | 1 | 1 | 1 | 1 | 1 | 1 | 1 | 1 | 1 | 1 | 1 | 1 | 1 | 1 | 1 | 1 | 1 | 1 | 1 | 1 | 1 | 1 | 1 | 1 | 1 | 1 | 1 | 1 | 1 | 0 | 0 | 0 | 0 | 0 | 0 | 0 | 0 | 0 | 0 | 0 | 0 | 0 | 0 | 0 | 0 | 0 | 0
|  |  |  | Tax impact of difference in depreciable balance |  | USD 000s | 550918.764 |  | 0 | 0 | 0 | 0 | 0 | 0 | 0 | 0 | 4774.6415 | 5595.7817 | 6416.9218 | 7238.062 | 8059.2022 | 8880.3424 | 9701.4825 | 10522.6227 | 11343.7629 | 12164.9031 | 12986.0432 | 13807.1834 | 14628.3236 | 15449.4638 | 16270.6039 | 17091.7441 | 17912.8843 | 17455.2265 | 16997.5688 | 16539.911 | 16082.2533 | 15624.5955 | 15166.9378 | 14709.28 | 14251.6223 | 13793.9646 | 13336.3068 | 12878.6491 | 12420.9913 | 11963.3336 | 11505.6758 | 11048.0181 | 10590.3603 | 10132.7026 | 9675.0448 | 9217.3871 | 8759.7293 | 8341.3249 | 7962.1738 | 7583.0226 | 7203.8715 | 6824.7204 | 6445.5692 | 6066.4181 | 5687.267 | 5308.1158 | 4928.9647 | 4549.8136 | 4170.6624 | 3791.5113 | 3412.3602 | 3033.209 | 2654.0579 | 2274.9068 | 1895.7557 | 1516.6045 | 1137.4534 | 758.3023 | 379.1511 | -1.69e-11 | 0 | 0 | 0 | 0 | 0 | 0 | 0 | 0 | 0 | 0 | 0 | 0 | 0 | 0 | 0 | 0 | 0 | 0
|  |  |  | UZS financials active | 1 | 0 = no, 1 = yes
|  |  |  | USD to Som exchange rate curve | 0 | Som / USD | 0 | 0 | 11000 | 11000 | 11000 | 11000 | 11000 | 11110.1644 | 11333.8142 | 11536.1195 | 11713.159 | 11892.9154 | 12069.5429 | 12248.7935 | 12430.7063 | 12615.3207 | 12802.677 | 12992.8157 | 13185.7783 | 13381.6067 | 13580.3435 | 13782.0317 | 13986.7154 | 14194.4389 | 14405.2474 | 14619.1867 | 14836.3033 | 15056.6445 | 15280.258 | 15507.1925 | 15737.4973 | 15971.2226 | 16208.4189 | 16449.138 | 16693.4322 | 16941.3544 | 17192.9587 | 17448.2997 | 17707.4328 | 17970.4145 | 18237.3018 | 18508.1529 | 18783.0264 | 19061.9823 | 19345.081 | 19632.3842 | 19923.9542 | 20219.8546 | 20520.1494 | 20824.9041 | 21134.1849 | 21448.0589 | 21766.5944 | 22089.8607 | 22417.9279 | 22750.8675 | 23088.7516 | 23431.6539 | 23779.6487 | 24132.8118 | 24491.2199 | 24854.9509 | 25224.0839 | 25598.699 | 25978.8777 | 26364.7026 | 26756.2576 | 27153.6277 | 27556.8994 | 27966.1603 | 27966.1603 | 27966.1603 | 27966.1603 | 27966.1603 | 27966.1603 | 27966.1603 | 27966.1603 | 27966.1603 | 27966.1603 | 27966.1603 | 27966.1603 | 27966.1603 | 27966.1603 | 27966.1603 | 27966.1603 | 27966.1603 | 27966.1603 | 27966.1603
|  |  |  | Tax losses | 0 | SOM 000s | 1661660216.3729 | 0 | 0 | 0 | 0 | 147561245.3671 | 0 | 132817916.3295 | 0 | 86354843.6007 | 0 | 163913300.5102 | 0 | 159269983.8572 | 0 | 161940299.9553 | 0 | 157914022.7518 | 0 | 153372452.5743 | 0 | 151016556.3577 | 0 | 146750800.251 | 0 | 139868789.3995 | 0 | 60880005.4185 | 0 | 0 | 0 | 0 | 0 | 0 | 0 | 0 | 0 | 0 | 0 | 0 | 0 | 0 | 0 | 0 | 0 | 0 | 0 | 0 | 0 | 0 | 0 | 0 | 0 | 0 | 0 | 0 | 0 | 0 | 0 | 0 | 0 | 0 | 0 | 0 | 0 | 0 | 0 | 0 | 0 | 0 | 0 | 0 | 0 | 0 | 0 | 0 | 0 | 0 | 0 | 0 | 0 | 0 | 0 | 0 | 0 | 0 | 0 | 0
|  |  |  | Tax losses - USD |  | USD 000s | 130999.4099 |  | 0 | 0 | 0 | 13414.6587 | 0 | 11954.631 | 0 | 7485.6058 | 0 | 13782.4322 | 0 | 13002.912 | 0 | 12836.7961 | 0 | 12153.9492 | 0 | 11461.4378 | 0 | 10957.4959 | 0 | 10338.6123 | 0 | 9567.4809 | 0 | 4043.398 | 0 | 0 | 0 | 0 | 0 | 0 | 0 | 0 | 0 | 0 | 0 | 0 | 0 | 0 | 0 | 0 | 0 | 0 | 0 | 0 | 0 | 0 | 0 | 0 | 0 | 0 | 0 | 0 | 0 | 0 | 0 | 0 | 0 | 0 | 0 | 0 | 0 | 0 | 0 | 0 | 0 | 0 | 0 | 0 | 0 | 0 | 0 | 0 | 0 | 0 | 0 | 0 | 0 | 0 | 0 | 0 | 0 | 0 | 0 | 0
|  |  |  | Corporate tax rate | 15% | %
|  |  |  | Tax losses - USD | 0 | USD 000s | 130999.4099 | 0 | 0 | 0 | 0 | 13414.6587 | 0 | 11954.631 | 0 | 7485.6058 | 0 | 13782.4322 | 0 | 13002.912 | 0 | 12836.7961 | 0 | 12153.9492 | 0 | 11461.4378 | 0 | 10957.4959 | 0 | 10338.6123 | 0 | 9567.4809 | 0 | 4043.398 | 0 | 0 | 0 | 0 | 0 | 0 | 0 | 0 | 0 | 0 | 0 | 0 | 0 | 0 | 0 | 0 | 0 | 0 | 0 | 0 | 0 | 0 | 0 | 0 | 0 | 0 | 0 | 0 | 0 | 0 | 0 | 0 | 0 | 0 | 0 | 0 | 0 | 0 | 0 | 0 | 0 | 0 | 0 | 0 | 0 | 0 | 0 | 0 | 0 | 0 | 0 | 0 | 0 | 0 | 0 | 0 | 0 | 0 | 0 | 0
|  |  |  | Tax impact of tax losses |  | USD 000s | 19649.9115 |  | 0 | 0 | 0 | 2012.1988 | 0 | 1793.1947 | 0 | 1122.8409 | 0 | 2067.3648 | 0 | 1950.4368 | 0 | 1925.5194 | 0 | 1823.0924 | 0 | 1719.2157 | 0 | 1643.6244 | 0 | 1550.7918 | 0 | 1435.1221 | 0 | 606.5097 | 0 | 0 | 0 | 0 | 0 | 0 | 0 | 0 | 0 | 0 | 0 | 0 | 0 | 0 | 0 | 0 | 0 | 0 | 0 | 0 | 0 | 0 | 0 | 0 | 0 | 0 | 0 | 0 | 0 | 0 | 0 | 0 | 0 | 0 | 0 | 0 | 0 | 0 | 0 | 0 | 0 | 0 | 0 | 0 | 0 | 0 | 0 | 0 | 0 | 0 | 0 | 0 | 0 | 0 | 0 | 0 | 0 | 0 | 0 | 0
|  |  |  | UZS financials active | 1 | 0 = no, 1 = yes
|  |  |  | Tax impact of difference in depreciable balance | 0 | USD 000s | 550918.764 | 0 | 0 | 0 | 0 | 0 | 0 | 0 | 0 | 0 | 4774.6415 | 5595.7817 | 6416.9218 | 7238.062 | 8059.2022 | 8880.3424 | 9701.4825 | 10522.6227 | 11343.7629 | 12164.9031 | 12986.0432 | 13807.1834 | 14628.3236 | 15449.4638 | 16270.6039 | 17091.7441 | 17912.8843 | 17455.2265 | 16997.5688 | 16539.911 | 16082.2533 | 15624.5955 | 15166.9378 | 14709.28 | 14251.6223 | 13793.9646 | 13336.3068 | 12878.6491 | 12420.9913 | 11963.3336 | 11505.6758 | 11048.0181 | 10590.3603 | 10132.7026 | 9675.0448 | 9217.3871 | 8759.7293 | 8341.3249 | 7962.1738 | 7583.0226 | 7203.8715 | 6824.7204 | 6445.5692 | 6066.4181 | 5687.267 | 5308.1158 | 4928.9647 | 4549.8136 | 4170.6624 | 3791.5113 | 3412.3602 | 3033.209 | 2654.0579 | 2274.9068 | 1895.7557 | 1516.6045 | 1137.4534 | 758.3023 | 379.1511 | -1.69e-11 | 0 | 0 | 0 | 0 | 0 | 0 | 0 | 0 | 0 | 0 | 0 | 0 | 0 | 0 | 0 | 0 | 0 | 0
|  |  | less: | Tax impact of tax losses | 0 | USD 000s | 19649.9115 | 0 | 0 | 0 | 0 | 2012.1988 | 0 | 1793.1947 | 0 | 1122.8409 | 0 | 2067.3648 | 0 | 1950.4368 | 0 | 1925.5194 | 0 | 1823.0924 | 0 | 1719.2157 | 0 | 1643.6244 | 0 | 1550.7918 | 0 | 1435.1221 | 0 | 606.5097 | 0 | 0 | 0 | 0 | 0 | 0 | 0 | 0 | 0 | 0 | 0 | 0 | 0 | 0 | 0 | 0 | 0 | 0 | 0 | 0 | 0 | 0 | 0 | 0 | 0 | 0 | 0 | 0 | 0 | 0 | 0 | 0 | 0 | 0 | 0 | 0 | 0 | 0 | 0 | 0 | 0 | 0 | 0 | 0 | 0 | 0 | 0 | 0 | 0 | 0 | 0 | 0 | 0 | 0 | 0 | 0 | 0 | 0 | 0 | 0
|  |  |  | Movement in deferred tax liability / (asset) - target |  | USD 000s | 0 |  | 0 | 0 | 0 | 0 | 0 | 0 | 0 | 0 | 0 | 0 | 0 | 0 | 0 | 0 | 0 | 0 | 0 | 0 | 0 | 0 | 0 | 0 | 0 | 0 | 0 | 0 | 0 | 0 | 0 | 0 | 0 | 0 | 0 | 0 | 0 | 0 | 0 | 0 | 0 | 0 | 0 | 0 | 0 | 0 | 0 | 0 | 0 | 0 | 0 | 0 | 0 | 0 | 0 | 0 | 0 | 0 | 0 | 0 | 0 | 0 | 0 | 0 | 0 | 0 | 0 | 0 | 0 | 0 | 0 | 0 | 0 | 0 | 0 | 0 | 0 | 0 | 0 | 0 | 0 | 0 | 0 | 0 | 0 | 0 | 0 | 0
|  |  |  | Movement in deferred tax liability / (asset) - target | 0 | USD 000s | 0 | 0 | 0 | 0 | 0 | 0 | 0 | 0 | 0 | 0 | 0 | 0 | 0 | 0 | 0 | 0 | 0 | 0 | 0 | 0 | 0 | 0 | 0 | 0 | 0 | 0 | 0 | 0 | 0 | 0 | 0 | 0 | 0 | 0 | 0 | 0 | 0 | 0 | 0 | 0 | 0 | 0 | 0 | 0 | 0 | 0 | 0 | 0 | 0 | 0 | 0 | 0 | 0 | 0 | 0 | 0 | 0 | 0 | 0 | 0 | 0 | 0 | 0 | 0 | 0 | 0 | 0 | 0 | 0 | 0 | 0 | 0 | 0 | 0 | 0 | 0 | 0 | 0 | 0 | 0 | 0 | 0 | 0 | 0 | 0 | 0 | 0 | 0
|  |  |  | Deferred tax liability / (asset) BEG | 0 | USD 000s | 0 | 0 | 0 | 0 | 0 | 0 | 0 | 0 | 0 | 0 | 0 | 0 | 0 | 0 | 0 | 0 | 0 | 0 | 0 | 0 | 0 | 0 | 0 | 0 | 0 | 0 | 0 | 0 | 0 | 0 | 0 | 0 | 0 | 0 | 0 | 0 | 0 | 0 | 0 | 0 | 0 | 0 | 0 | 0 | 0 | 0 | 0 | 0 | 0 | 0 | 0 | 0 | 0 | 0 | 0 | 0 | 0 | 0 | 0 | 0 | 0 | 0 | 0 | 0 | 0 | 0 | 0 | 0 | 0 | 0 | 0 | 0 | 0 | 0 | 0 | 0 | 0 | 0 | 0 | 0 | 0 | 0 | 0 | 0 | 0 | 0 | 0 | 0
|  |  |  | Movement in deferred tax liability / (asset) balance |  | USD 000s | 0 |  | 0 | 0 | 0 | 0 | 0 | 0 | 0 | 0 | 0 | 0 | 0 | 0 | 0 | 0 | 0 | 0 | 0 | 0 | 0 | 0 | 0 | 0 | 0 | 0 | 0 | 0 | 0 | 0 | 0 | 0 | 0 | 0 | 0 | 0 | 0 | 0 | 0 | 0 | 0 | 0 | 0 | 0 | 0 | 0 | 0 | 0 | 0 | 0 | 0 | 0 | 0 | 0 | 0 | 0 | 0 | 0 | 0 | 0 | 0 | 0 | 0 | 0 | 0 | 0 | 0 | 0 | 0 | 0 | 0 | 0 | 0 | 0 | 0 | 0 | 0 | 0 | 0 | 0 | 0 | 0 | 0 | 0 | 0 | 0 | 0 | 0
|  |  |  | Deferred tax liability / (asset) BEG |  | USD 000s |  |  | 0 | 0 | 0 | 0 | 0 | 0 | 0 | 0 | 0 | 0 | 0 | 0 | 0 | 0 | 0 | 0 | 0 | 0 | 0 | 0 | 0 | 0 | 0 | 0 | 0 | 0 | 0 | 0 | 0 | 0 | 0 | 0 | 0 | 0 | 0 | 0 | 0 | 0 | 0 | 0 | 0 | 0 | 0 | 0 | 0 | 0 | 0 | 0 | 0 | 0 | 0 | 0 | 0 | 0 | 0 | 0 | 0 | 0 | 0 | 0 | 0 | 0 | 0 | 0 | 0 | 0 | 0 | 0 | 0 | 0 | 0 | 0 | 0 | 0 | 0 | 0 | 0 | 0 | 0 | 0 | 0 | 0 | 0 | 0 | 0 | 0
|  |  |  | Movement in deferred tax liability / (asset) balance | 0 | USD 000s | 0 | 0 | 0 | 0 | 0 | 0 | 0 | 0 | 0 | 0 | 0 | 0 | 0 | 0 | 0 | 0 | 0 | 0 | 0 | 0 | 0 | 0 | 0 | 0 | 0 | 0 | 0 | 0 | 0 | 0 | 0 | 0 | 0 | 0 | 0 | 0 | 0 | 0 | 0 | 0 | 0 | 0 | 0 | 0 | 0 | 0 | 0 | 0 | 0 | 0 | 0 | 0 | 0 | 0 | 0 | 0 | 0 | 0 | 0 | 0 | 0 | 0 | 0 | 0 | 0 | 0 | 0 | 0 | 0 | 0 | 0 | 0 | 0 | 0 | 0 | 0 | 0 | 0 | 0 | 0 | 0 | 0 | 0 | 0 | 0 | 0 | 0 | 0
|  |  |  | Deferred tax liability / (asset) |  | USD 000s |  |  | 0 | 0 | 0 | 0 | 0 | 0 | 0 | 0 | 0 | 0 | 0 | 0 | 0 | 0 | 0 | 0 | 0 | 0 | 0 | 0 | 0 | 0 | 0 | 0 | 0 | 0 | 0 | 0 | 0 | 0 | 0 | 0 | 0 | 0 | 0 | 0 | 0 | 0 | 0 | 0 | 0 | 0 | 0 | 0 | 0 | 0 | 0 | 0 | 0 | 0 | 0 | 0 | 0 | 0 | 0 | 0 | 0 | 0 | 0 | 0 | 0 | 0 | 0 | 0 | 0 | 0 | 0 | 0 | 0 | 0 | 0 | 0 | 0 | 0 | 0 | 0 | 0 | 0 | 0 | 0 | 0 | 0 | 0 | 0 | 0 | 0
Corporate tax expense
|  |  |  | Corporate tax due POS - fixed | 0 | USD 000s | 5860.7638 | 0 | 0 | 0 | 0 | 0 | 0 | 0 | 0 | 0 | 0 | 0 | 0 | 0 | 0 | 0 | 0 | 0 | 0 | 0 | 0 | 0 | 0 | 0 | 0 | 0 | 0 | 0 | 0 | 0 | 0 | 0 | 0 | 0 | 0 | 0 | 0 | 0 | 0 | 0 | 0 | 0 | 0 | 0 | 0 | 0 | 0 | 0 | 0 | 0 | 0 | 0 | 0 | 0 | 0 | 0 | 0 | 0 | 0 | 0 | 179.7018 | 177.0721 | 700.854 | 690.5976 | 696.5867 | 686.3927 | 692.1822 | 682.0527 | 682.6571 | 672.667 | 0 | 0 | 0 | 0 | 0 | 0 | 0 | 0 | 0 | 0 | 0 | 0 | 0 | 0 | 0 | 0 | 0 | 0
|  |  |  | Movement in deferred tax liability / (asset) balance | 0 | USD 000s | 0 | 0 | 0 | 0 | 0 | 0 | 0 | 0 | 0 | 0 | 0 | 0 | 0 | 0 | 0 | 0 | 0 | 0 | 0 | 0 | 0 | 0 | 0 | 0 | 0 | 0 | 0 | 0 | 0 | 0 | 0 | 0 | 0 | 0 | 0 | 0 | 0 | 0 | 0 | 0 | 0 | 0 | 0 | 0 | 0 | 0 | 0 | 0 | 0 | 0 | 0 | 0 | 0 | 0 | 0 | 0 | 0 | 0 | 0 | 0 | 0 | 0 | 0 | 0 | 0 | 0 | 0 | 0 | 0 | 0 | 0 | 0 | 0 | 0 | 0 | 0 | 0 | 0 | 0 | 0 | 0 | 0 | 0 | 0 | 0 | 0 | 0 | 0
|  |  |  | Corporate tax expense POS - calc |  | USD 000s | 5860.7638 |  | 0 | 0 | 0 | 0 | 0 | 0 | 0 | 0 | 0 | 0 | 0 | 0 | 0 | 0 | 0 | 0 | 0 | 0 | 0 | 0 | 0 | 0 | 0 | 0 | 0 | 0 | 0 | 0 | 0 | 0 | 0 | 0 | 0 | 0 | 0 | 0 | 0 | 0 | 0 | 0 | 0 | 0 | 0 | 0 | 0 | 0 | 0 | 0 | 0 | 0 | 0 | 0 | 0 | 0 | 0 | 0 | 0 | 0 | 179.7018 | 177.0721 | 700.854 | 690.5976 | 696.5867 | 686.3927 | 692.1822 | 682.0527 | 682.6571 | 672.667 | 0 | 0 | 0 | 0 | 0 | 0 | 0 | 0 | 0 | 0 | 0 | 0 | 0 | 0 | 0 | 0 | 0 | 0
|  |  |  | Corporate tax expense POS - fixed | 0 | USD 000s | 5860.7638 | 0 | 0 | 0 | 0 | 0 | 0 | 0 | 0 | 0 | 0 | 0 | 0 | 0 | 0 | 0 | 0 | 0 | 0 | 0 | 0 | 0 | 0 | 0 | 0 | 0 | 0 | 0 | 0 | 0 | 0 | 0 | 0 | 0 | 0 | 0 | 0 | 0 | 0 | 0 | 0 | 0 | 0 | 0 | 0 | 0 | 0 | 0 | 0 | 0 | 0 | 0 | 0 | 0 | 0 | 0 | 0 | 0 | 0 | 0 | 179.7018 | 177.0721 | 700.854 | 690.5976 | 696.5867 | 686.3927 | 692.1822 | 682.0527 | 682.6571 | 672.667 | 0 | 0 | 0 | 0 | 0 | 0 | 0 | 0 | 0 | 0 | 0 | 0 | 0 | 0 | 0 | 0 | 0 | 0
|  |  |  | Corporate tax expense |  | USD 000s | -5860.7638 |  | 0 | 0 | 0 | 0 | 0 | 0 | 0 | 0 | 0 | 0 | 0 | 0 | 0 | 0 | 0 | 0 | 0 | 0 | 0 | 0 | 0 | 0 | 0 | 0 | 0 | 0 | 0 | 0 | 0 | 0 | 0 | 0 | 0 | 0 | 0 | 0 | 0 | 0 | 0 | 0 | 0 | 0 | 0 | 0 | 0 | 0 | 0 | 0 | 0 | 0 | 0 | 0 | 0 | 0 | 0 | 0 | 0 | 0 | -179.7018 | -177.0721 | -700.854 | -690.5976 | -696.5867 | -686.3927 | -692.1822 | -682.0527 | -682.6571 | -672.667 | 0 | 0 | 0 | 0 | 0 | 0 | 0 | 0 | 0 | 0 | 0 | 0 | 0 | 0 | 0 | 0 | 0 | 0
CORPORATION TAX - P90
Allowable interest for tax purposes - P90
|  |  |  | Thin capitalisation ratio (debt to equity) | 3 | factor
|  |  |  | Total - shareholders' equity - P90 | 0 | USD 000s | 0 | 0 | 0 | 0 | 0 | 21272.405 | 22054.5547 | 21858.726 | 21366.0507 | 20679.8254 | 19472.8413 | 18218.1475 | 16868.9659 | 15545.4922 | 14147.8657 | 12774.3613 | 11308.3838 | 9878.2452 | 9158.4067 | 8503.7245 | 7804.223 | 7171.1828 | 6489.8035 | 5878.2768 | 5219.0315 | 4632.5998 | 4003.7473 | 3489.0651 | 2932.7714 | 2447.4616 | 1912.5393 | 1450.602 | 948.3164 | 522.7762 | 103.5457 | -240.3505 | -676.2299 | -1038.3109 | -1441.7797 | -1769.7882 | -2137.1006 | -2426.4224 | -2752.7463 | -2998.3322 | -3277.8195 | -3470.9011 | -3688.6688 | -3816.762 | -3923.4794 | -4031.1657 | -4139.5854 | -4249.413 | -4356.3164 | -4464.218 | -4569.1833 | -4674.9438 | -4773.8658 | -4873.1041 | -4970.7497 | -5068.8078 | -5156.8274 | -5244.8156 | -5328.2027 | -5411.2679 | -5489.4109 | -5566.9198 | -5639.1625 | -5710.4356 | -5773.9289 | -5836.0806 | -5836.0806 | -5836.0806 | -5836.0806 | -5836.0806 | -5836.0806 | -5836.0806 | -5836.0806 | -5836.0806 | -5836.0806 | -5836.0806 | -5836.0806 | -5836.0806 | -5836.0806 | -5836.0806 | -5836.0806 | -5836.0806 | -5836.0806 | -5836.0806
|  |  |  | Operations period flag | 0 | flag | 60 | 0 | 0 | 0 | 0 | 0 | 0 | 0 | 0 | 0 | 1 | 1 | 1 | 1 | 1 | 1 | 1 | 1 | 1 | 1 | 1 | 1 | 1 | 1 | 1 | 1 | 1 | 1 | 1 | 1 | 1 | 1 | 1 | 1 | 1 | 1 | 1 | 1 | 1 | 1 | 1 | 1 | 1 | 1 | 1 | 1 | 1 | 1 | 1 | 1 | 1 | 1 | 1 | 1 | 1 | 1 | 1 | 1 | 1 | 1 | 1 | 1 | 1 | 1 | 1 | 1 | 1 | 1 | 1 | 1 | 0 | 0 | 0 | 0 | 0 | 0 | 0 | 0 | 0 | 0 | 0 | 0 | 0 | 0 | 0 | 0 | 0 | 0
|  |  |  | Allowable debt per thin capitalisation ratio - P90 |  | USD 000s | 572647.1294 |  | 0 | 0 | 0 | 0 | 0 | 0 | 0 | 0 | 58418.5238 | 54654.4425 | 50606.8977 | 46636.4767 | 42443.597 | 38323.0838 | 33925.1513 | 29634.7357 | 27475.2201 | 25511.1736 | 23412.669 | 21513.5485 | 19469.4105 | 17634.8305 | 15657.0944 | 13897.7993 | 12011.2418 | 10467.1954 | 8798.3141 | 7342.3848 | 5737.6179 | 4351.8059 | 2844.9491 | 1568.3286 | 310.6371 | 0 | 0 | 0 | 0 | 0 | 0 | 0 | 0 | 0 | 0 | 0 | 0 | 0 | 0 | 0 | 0 | 0 | 0 | 0 | 0 | 0 | 0 | 0 | 0 | 0 | 0 | 0 | 0 | 0 | 0 | 0 | 0 | 0 | 0 | 0 | 0 | 0 | 0 | 0 | 0 | 0 | 0 | 0 | 0 | 0 | 0 | 0 | 0 | 0 | 0 | 0 | 0 | 0
|  |  |  | Shareholder loan - P90 balance | 0 | USD 000s | 0 | 0 | 0 | 0 | 0 | 58710.8486 | 60193.9944 | 61714.6071 | 63273.6333 | 64872.0435 | 66493.8446 | 68156.1907 | 69860.0955 | 71606.5979 | 73396.7628 | 75231.6819 | 77112.4739 | 47394.7701 | 48197.2104 | 49034.9687 | 49873.5859 | 50749.3856 | 51899.5339 | 53081.7358 | 54283.9792 | 55519.2588 | 56776.0025 | 58079.2036 | 59406.8277 | 60771.1723 | 62158.7306 | 63583.6273 | 65034.5287 | 66524.8315 | 68054.345 | 69628.1959 | 70876.5949 | 71663.3561 | 72425.9287 | 73252.6122 | 74058.5375 | 74932.013 | 75783.689 | 76703.8663 | 77603.6986 | 78570.0526 | 79510.7976 | 78758.8996 | 75991.1275 | 73477.6391 | 70567.615 | 67883.2252 | 64844.352 | 62035.8785 | 58868.4638 | 55927.1314 | 52672.2658 | 49649.7228 | 46241.5098 | 43047.5717 | 39585.2585 | 36340.9105 | 32739.5125 | 29351.9889 | 25605.2147 | 22068.0628 | 18169.3018 | 14475.7423 | 10451.0494 | 5836.0806 | 5836.0806 | 5836.0806 | 5836.0806 | 5836.0806 | 5836.0806 | 5836.0806 | 5836.0806 | 5836.0806 | 5836.0806 | 5836.0806 | 5836.0806 | 5836.0806 | 5836.0806 | 5836.0806 | 5836.0806 | 5836.0806 | 5836.0806 | 5836.0806
|  |  |  | Equity bridge balance | 0 | USD 000s | 0 | 0 | 0 | 0 | 0 | 0 | 0 | 0 | 0 | 0 | 0 | 0 | 0 | 0 | 0 | 0 | 0 | 0 | 0 | 0 | 0 | 0 | 0 | 0 | 0 | 0 | 0 | 0 | 0 | 0 | 0 | 0 | 0 | 0 | 0 | 0 | 0 | 0 | 0 | 0 | 0 | 0 | 0 | 0 | 0 | 0 | 0 | 0 | 0 | 0 | 0 | 0 | 0 | 0 | 0 | 0 | 0 | 0 | 0 | 0 | 0 | 0 | 0 | 0 | 0 | 0 | 0 | 0 | 0 | 0 | 0 | 0 | 0 | 0 | 0 | 0 | 0 | 0 | 0 | 0 | 0 | 0 | 0 | 0 | 0 | 0 | 0 | 0
|  |  |  | Allowable debt per thin capitalisation ratio - P90 | 0 | USD 000s | 572647.1294 | 0 | 0 | 0 | 0 | 0 | 0 | 0 | 0 | 0 | 58418.5238 | 54654.4425 | 50606.8977 | 46636.4767 | 42443.597 | 38323.0838 | 33925.1513 | 29634.7357 | 27475.2201 | 25511.1736 | 23412.669 | 21513.5485 | 19469.4105 | 17634.8305 | 15657.0944 | 13897.7993 | 12011.2418 | 10467.1954 | 8798.3141 | 7342.3848 | 5737.6179 | 4351.8059 | 2844.9491 | 1568.3286 | 310.6371 | 0 | 0 | 0 | 0 | 0 | 0 | 0 | 0 | 0 | 0 | 0 | 0 | 0 | 0 | 0 | 0 | 0 | 0 | 0 | 0 | 0 | 0 | 0 | 0 | 0 | 0 | 0 | 0 | 0 | 0 | 0 | 0 | 0 | 0 | 0 | 0 | 0 | 0 | 0 | 0 | 0 | 0 | 0 | 0 | 0 | 0 | 0 | 0 | 0 | 0 | 0 | 0 | 0
|  |  |  | Operations period flag | 0 | flag | 60 | 0 | 0 | 0 | 0 | 0 | 0 | 0 | 0 | 0 | 1 | 1 | 1 | 1 | 1 | 1 | 1 | 1 | 1 | 1 | 1 | 1 | 1 | 1 | 1 | 1 | 1 | 1 | 1 | 1 | 1 | 1 | 1 | 1 | 1 | 1 | 1 | 1 | 1 | 1 | 1 | 1 | 1 | 1 | 1 | 1 | 1 | 1 | 1 | 1 | 1 | 1 | 1 | 1 | 1 | 1 | 1 | 1 | 1 | 1 | 1 | 1 | 1 | 1 | 1 | 1 | 1 | 1 | 1 | 1 | 0 | 0 | 0 | 0 | 0 | 0 | 0 | 0 | 0 | 0 | 0 | 0 | 0 | 0 | 0 | 0 | 0 | 0
|  |  |  | Excess debt per thin capitalisation - P90 |  | USD 000s | 2879232.0823 |  | 0 | 0 | 0 | 0 | 0 | 0 | 0 | 0 | 8075.3208 | 13501.7482 | 19253.1977 | 24970.1212 | 30953.1658 | 36908.5981 | 43187.3227 | 17760.0344 | 20721.9903 | 23523.7951 | 26460.9169 | 29235.8372 | 32430.1234 | 35446.9053 | 38626.8848 | 41621.4595 | 44764.7607 | 47612.0081 | 50608.5136 | 53428.7874 | 56421.1127 | 59231.8214 | 62189.5796 | 64956.5029 | 67743.7078 | 69628.1959 | 70876.5949 | 71663.3561 | 72425.9287 | 73252.6122 | 74058.5375 | 74932.013 | 75783.689 | 76703.8663 | 77603.6986 | 78570.0526 | 79510.7976 | 78758.8996 | 75991.1275 | 73477.6391 | 70567.615 | 67883.2252 | 64844.352 | 62035.8785 | 58868.4638 | 55927.1314 | 52672.2658 | 49649.7228 | 46241.5098 | 43047.5717 | 39585.2585 | 36340.9105 | 32739.5125 | 29351.9889 | 25605.2147 | 22068.0628 | 18169.3018 | 14475.7423 | 10451.0494 | 5836.0806 | 0 | 0 | 0 | 0 | 0 | 0 | 0 | 0 | 0 | 0 | 0 | 0 | 0 | 0 | 0 | 0 | 0 | 0
Total interest - P90
|  |  |  | Shareholder loan interest paid POS | 0 | USD 000s | 39326.9152 | 0 | 0 | 0 | 0 | 0 | 0 | 0 | 0 | 0 | 1621.8011 | 960.5894 | 977.6849 | 969.0275 | 976.7552 | 934.7637 | 615.3427 | 588.0293 | 626.8443 | 599.6337 | 633.4368 | 605.1812 | 366.4378 | 350.9998 | 374.2194 | 359.0083 | 382.2194 | 354.8733 | 376.94 | 361.0294 | 385.9144 | 370.8037 | 394.5208 | 378.8538 | 391.0532 | 372.3299 | 751.3996 | 1231.548 | 1289.7211 | 1231.8879 | 1287.6994 | 1227.4294 | 1285.5316 | 1225.3745 | 1283.2119 | 1226.1515 | 1290.4163 | 1342.6718 | 1301.4021 | 1208.8093 | 1122.3184 | 1024.9554 | 932.9495 | 831.0904 | 734.6776 | 628.2666 | 527.1624 | 417.1609 | 312.5892 | 197.281 | 86.9164 | 0 | 0 | 0 | 0 | 0 | 0 | 0 | 0 | 0 | 0 | 0 | 0 | 0 | 0 | 0 | 0 | 0 | 0 | 0 | 0 | 0 | 0 | 0 | 0 | 0 | 0 | 0
|  |  |  | Equity bridge interest accrued | 0 | USD 000s | 0 | 0 | 0 | 0 | 0 | 0 | 0 | 0 | 0 | 0 | 0 | 0 | 0 | 0 | 0 | 0 | 0 | 0 | 0 | 0 | 0 | 0 | 0 | 0 | 0 | 0 | 0 | 0 | 0 | 0 | 0 | 0 | 0 | 0 | 0 | 0 | 0 | 0 | 0 | 0 | 0 | 0 | 0 | 0 | 0 | 0 | 0 | 0 | 0 | 0 | 0 | 0 | 0 | 0 | 0 | 0 | 0 | 0 | 0 | 0 | 0 | 0 | 0 | 0 | 0 | 0 | 0 | 0 | 0 | 0 | 0 | 0 | 0 | 0 | 0 | 0 | 0 | 0 | 0 | 0 | 0 | 0 | 0 | 0 | 0 | 0 | 0 | 0
|  |  |  | Total controlled debt interest - P90 |  | USD 000s | 39326.9152 |  | 0 | 0 | 0 | 0 | 0 | 0 | 0 | 0 | 1621.8011 | 960.5894 | 977.6849 | 969.0275 | 976.7552 | 934.7637 | 615.3427 | 588.0293 | 626.8443 | 599.6337 | 633.4368 | 605.1812 | 366.4378 | 350.9998 | 374.2194 | 359.0083 | 382.2194 | 354.8733 | 376.94 | 361.0294 | 385.9144 | 370.8037 | 394.5208 | 378.8538 | 391.0532 | 372.3299 | 751.3996 | 1231.548 | 1289.7211 | 1231.8879 | 1287.6994 | 1227.4294 | 1285.5316 | 1225.3745 | 1283.2119 | 1226.1515 | 1290.4163 | 1342.6718 | 1301.4021 | 1208.8093 | 1122.3184 | 1024.9554 | 932.9495 | 831.0904 | 734.6776 | 628.2666 | 527.1624 | 417.1609 | 312.5892 | 197.281 | 86.9164 | 0 | 0 | 0 | 0 | 0 | 0 | 0 | 0 | 0 | 0 | 0 | 0 | 0 | 0 | 0 | 0 | 0 | 0 | 0 | 0 | 0 | 0 | 0 | 0 | 0 | 0 | 0
Disallowable interest - P90
|  |  |  | Excess debt per thin capitalisation - P90 | 0 | USD 000s | 2879232.0823 | 0 | 0 | 0 | 0 | 0 | 0 | 0 | 0 | 0 | 8075.3208 | 13501.7482 | 19253.1977 | 24970.1212 | 30953.1658 | 36908.5981 | 43187.3227 | 17760.0344 | 20721.9903 | 23523.7951 | 26460.9169 | 29235.8372 | 32430.1234 | 35446.9053 | 38626.8848 | 41621.4595 | 44764.7607 | 47612.0081 | 50608.5136 | 53428.7874 | 56421.1127 | 59231.8214 | 62189.5796 | 64956.5029 | 67743.7078 | 69628.1959 | 70876.5949 | 71663.3561 | 72425.9287 | 73252.6122 | 74058.5375 | 74932.013 | 75783.689 | 76703.8663 | 77603.6986 | 78570.0526 | 79510.7976 | 78758.8996 | 75991.1275 | 73477.6391 | 70567.615 | 67883.2252 | 64844.352 | 62035.8785 | 58868.4638 | 55927.1314 | 52672.2658 | 49649.7228 | 46241.5098 | 43047.5717 | 39585.2585 | 36340.9105 | 32739.5125 | 29351.9889 | 25605.2147 | 22068.0628 | 18169.3018 | 14475.7423 | 10451.0494 | 5836.0806 | 0 | 0 | 0 | 0 | 0 | 0 | 0 | 0 | 0 | 0 | 0 | 0 | 0 | 0 | 0 | 0 | 0 | 0
|  |  |  | Shareholder loan - P90 balance | 0 | USD 000s | 0 | 0 | 0 | 0 | 0 | 58710.8486 | 60193.9944 | 61714.6071 | 63273.6333 | 64872.0435 | 66493.8446 | 68156.1907 | 69860.0955 | 71606.5979 | 73396.7628 | 75231.6819 | 77112.4739 | 47394.7701 | 48197.2104 | 49034.9687 | 49873.5859 | 50749.3856 | 51899.5339 | 53081.7358 | 54283.9792 | 55519.2588 | 56776.0025 | 58079.2036 | 59406.8277 | 60771.1723 | 62158.7306 | 63583.6273 | 65034.5287 | 66524.8315 | 68054.345 | 69628.1959 | 70876.5949 | 71663.3561 | 72425.9287 | 73252.6122 | 74058.5375 | 74932.013 | 75783.689 | 76703.8663 | 77603.6986 | 78570.0526 | 79510.7976 | 78758.8996 | 75991.1275 | 73477.6391 | 70567.615 | 67883.2252 | 64844.352 | 62035.8785 | 58868.4638 | 55927.1314 | 52672.2658 | 49649.7228 | 46241.5098 | 43047.5717 | 39585.2585 | 36340.9105 | 32739.5125 | 29351.9889 | 25605.2147 | 22068.0628 | 18169.3018 | 14475.7423 | 10451.0494 | 5836.0806 | 5836.0806 | 5836.0806 | 5836.0806 | 5836.0806 | 5836.0806 | 5836.0806 | 5836.0806 | 5836.0806 | 5836.0806 | 5836.0806 | 5836.0806 | 5836.0806 | 5836.0806 | 5836.0806 | 5836.0806 | 5836.0806 | 5836.0806 | 5836.0806
|  |  |  | Equity bridge balance | 0 | USD 000s | 0 | 0 | 0 | 0 | 0 | 0 | 0 | 0 | 0 | 0 | 0 | 0 | 0 | 0 | 0 | 0 | 0 | 0 | 0 | 0 | 0 | 0 | 0 | 0 | 0 | 0 | 0 | 0 | 0 | 0 | 0 | 0 | 0 | 0 | 0 | 0 | 0 | 0 | 0 | 0 | 0 | 0 | 0 | 0 | 0 | 0 | 0 | 0 | 0 | 0 | 0 | 0 | 0 | 0 | 0 | 0 | 0 | 0 | 0 | 0 | 0 | 0 | 0 | 0 | 0 | 0 | 0 | 0 | 0 | 0 | 0 | 0 | 0 | 0 | 0 | 0 | 0 | 0 | 0 | 0 | 0 | 0 | 0 | 0 | 0 | 0 | 0 | 0
|  |  |  | Total controlled debt interest - P90 | 0 | USD 000s | 39326.9152 | 0 | 0 | 0 | 0 | 0 | 0 | 0 | 0 | 0 | 1621.8011 | 960.5894 | 977.6849 | 969.0275 | 976.7552 | 934.7637 | 615.3427 | 588.0293 | 626.8443 | 599.6337 | 633.4368 | 605.1812 | 366.4378 | 350.9998 | 374.2194 | 359.0083 | 382.2194 | 354.8733 | 376.94 | 361.0294 | 385.9144 | 370.8037 | 394.5208 | 378.8538 | 391.0532 | 372.3299 | 751.3996 | 1231.548 | 1289.7211 | 1231.8879 | 1287.6994 | 1227.4294 | 1285.5316 | 1225.3745 | 1283.2119 | 1226.1515 | 1290.4163 | 1342.6718 | 1301.4021 | 1208.8093 | 1122.3184 | 1024.9554 | 932.9495 | 831.0904 | 734.6776 | 628.2666 | 527.1624 | 417.1609 | 312.5892 | 197.281 | 86.9164 | 0 | 0 | 0 | 0 | 0 | 0 | 0 | 0 | 0 | 0 | 0 | 0 | 0 | 0 | 0 | 0 | 0 | 0 | 0 | 0 | 0 | 0 | 0 | 0 | 0 | 0 | 0
|  |  |  | Operations period flag | 0 | flag | 60 | 0 | 0 | 0 | 0 | 0 | 0 | 0 | 0 | 0 | 1 | 1 | 1 | 1 | 1 | 1 | 1 | 1 | 1 | 1 | 1 | 1 | 1 | 1 | 1 | 1 | 1 | 1 | 1 | 1 | 1 | 1 | 1 | 1 | 1 | 1 | 1 | 1 | 1 | 1 | 1 | 1 | 1 | 1 | 1 | 1 | 1 | 1 | 1 | 1 | 1 | 1 | 1 | 1 | 1 | 1 | 1 | 1 | 1 | 1 | 1 | 1 | 1 | 1 | 1 | 1 | 1 | 1 | 1 | 1 | 0 | 0 | 0 | 0 | 0 | 0 | 0 | 0 | 0 | 0 | 0 | 0 | 0 | 0 | 0 | 0 | 0 | 0
|  |  |  | Full post operation period flag | 0 | flag | 18 | 0 | 0 | 0 | 0 | 0 | 0 | 0 | 0 | 0 | 0 | 0 | 0 | 0 | 0 | 0 | 0 | 0 | 0 | 0 | 0 | 0 | 0 | 0 | 0 | 0 | 0 | 0 | 0 | 0 | 0 | 0 | 0 | 0 | 0 | 0 | 0 | 0 | 0 | 0 | 0 | 0 | 0 | 0 | 0 | 0 | 0 | 0 | 0 | 0 | 0 | 0 | 0 | 0 | 0 | 0 | 0 | 0 | 0 | 0 | 0 | 0 | 0 | 0 | 0 | 0 | 0 | 0 | 0 | 0 | 1 | 1 | 1 | 1 | 1 | 1 | 1 | 1 | 1 | 1 | 1 | 1 | 1 | 1 | 1 | 1 | 1 | 1
|  |  |  | Disallowable interest per thin capitalisation - P90 |  | USD 000s | 0 |  | 0 | 0 | 0 | 0 | 0 | 0 | 0 | 0 | 0 | 0 | 0 | 0 | 0 | 0 | 0 | 0 | 0 | 0 | 0 | 0 | 0 | 0 | 0 | 0 | 0 | 0 | 0 | 0 | 0 | 0 | 0 | 0 | 0 | 0 | 0 | 0 | 0 | 0 | 0 | 0 | 0 | 0 | 0 | 0 | 0 | 0 | 0 | 0 | 0 | 0 | 0 | 0 | 0 | 0 | 0 | 0 | 0 | 0 | 0 | 0 | 0 | 0 | 0 | 0 | 0 | 0 | 0 | 0 | 0 | 0 | 0 | 0 | 0 | 0 | 0 | 0 | 0 | 0 | 0 | 0 | 0 | 0 | 0 | 0 | 0 | 0
Taxable income - P90
|  |  |  | Profit before tax - P90 | 0 | USD 000s | -25336.8741 | 0 | 0 | 0 | 0 | 1771.6114 | 782.1497 | -195.8287 | -492.6753 | -686.2253 | -1206.9841 | -1254.6938 | -1349.1816 | -1323.4737 | -1397.6265 | -1373.5044 | -1465.9775 | -1430.1385 | -719.8385 | -654.6822 | -699.5015 | -633.0402 | -681.3793 | -611.5267 | -659.2454 | -586.4317 | -628.8525 | -514.6821 | -556.2938 | -485.3098 | -534.9223 | -461.9373 | -502.2856 | -425.5402 | -419.2305 | -343.8963 | -435.8794 | -362.081 | -403.4688 | -328.0085 | -367.3124 | -289.3218 | -326.3238 | -245.586 | -279.4872 | -193.0816 | -217.7677 | -128.0933 | -106.7173 | -107.6864 | -108.4197 | -109.8276 | -106.9034 | -107.9016 | -104.9652 | -105.7606 | -98.922 | -99.2383 | -97.6456 | -98.0581 | -88.0197 | -87.9882 | -83.3871 | -83.0652 | -78.143 | -77.5089 | -72.2426 | -71.2732 | -63.4933 | -62.1517 | 1.1902e-08 | 1.2298e-08 | 1.2708e-08 | 1.3131e-08 | 1.3568e-08 | 1.402e-08 | 1.4487e-08 | 1.4969e-08 | 1.5467e-08 | 1.5983e-08 | 1.6515e-08 | 1.7065e-08 | 1.7633e-08 | 1.822e-08 | 1.8827e-08 | 1.9454e-08 | 2.0102e-08 | 2.0771e-08
|  |  |  | Disallowed depreciation for tax purposes | 0 | USD 000s | 179496.4245 | 0 | 0 | 0 | 0 | 0 | 0 | 2623.9134 | 2758.9561 | 2826.4484 | 3051.0517 | 3051.0517 | 3051.0517 | 3051.0517 | 3051.0517 | 3051.0517 | 3051.0517 | 3051.0517 | 3051.0517 | 3051.0517 | 3051.0517 | 3051.0517 | 3051.0517 | 3051.0517 | 3051.0517 | 3051.0517 | 3051.0517 | 3051.0517 | 3051.0517 | 3051.0517 | 3051.0517 | 3051.0517 | 3051.0517 | 3051.0517 | 3051.0517 | 3051.0517 | 3051.0517 | 3051.0517 | 3051.0517 | 3051.0517 | 3051.0517 | 3051.0517 | 3051.0517 | 3051.0517 | 3051.0517 | 3051.0517 | 3051.0517 | 2789.3629 | 2527.6742 | 2527.6742 | 2527.6742 | 2527.6742 | 2527.6742 | 2527.6742 | 2527.6742 | 2527.6742 | 2527.6742 | 2527.6742 | 2527.6742 | 2527.6742 | 2527.6742 | 2527.6742 | 2527.6742 | 2527.6742 | 2527.6742 | 2527.6742 | 2527.6742 | 2527.6742 | 2527.6742 | 2527.6742 | 0 | 0 | 0 | 0 | 0 | 0 | 0 | 0 | 0 | 0 | 0 | 0 | 0 | 0 | 0 | 0 | 0 | 0
|  |  |  | Tax depreciation | 0 | USD 000s | 126790.6817 | 0 | 0 | 0 | 0 | 0 | 0 | 7326.7516 | 7182.1731 | 7056.2215 | 6949.5697 | 6844.5299 | 6744.3661 | 6645.668 | 6548.4143 | 6452.5839 | 6358.1558 | 6265.1096 | 6173.4251 | 6083.0823 | 5994.0616 | 5906.3436 | 5819.9093 | 5734.7399 | 5650.8169 | 5568.122 | 5486.6373 | 0 | 0 | 0 | 0 | 0 | 0 | 0 | 0 | 0 | 0 | 0 | 0 | 0 | 0 | 0 | 0 | 0 | 0 | 0 | 0 | 0 | 0 | 0 | 0 | 0 | 0 | 0 | 0 | 0 | 0 | 0 | 0 | 0 | 0 | 0 | 0 | 0 | 0 | 0 | 0 | 0 | 0 | 0 | 0 | 0 | 0 | 0 | 0 | 0 | 0 | 0 | 0 | 0 | 0 | 0 | 0 | 0 | 0 | 0 | 0 | 0
|  |  |  | Profit before tax adjusted for tax depreciation - P90 |  | USD 000s | 27368.8688 |  | 0 | 0 | 0 | 1771.6114 | 782.1497 | -4898.6668 | -4915.8923 | -4915.9985 | -5105.5022 | -5048.172 | -5042.496 | -4918.0901 | -4894.9892 | -4775.0366 | -4773.0817 | -4644.1965 | -3842.212 | -3686.7128 | -3642.5115 | -3488.3321 | -3450.237 | -3295.2149 | -3259.0106 | -3103.502 | -3064.4381 | 2536.3695 | 2494.7579 | 2565.7419 | 2516.1293 | 2589.1143 | 2548.7661 | 2625.5115 | 2631.8212 | 2707.1554 | 2615.1723 | 2688.9707 | 2647.5828 | 2723.0431 | 2683.7392 | 2761.7299 | 2724.7278 | 2805.4657 | 2771.5644 | 2857.9701 | 2833.284 | 2661.2696 | 2420.9569 | 2419.9878 | 2419.2546 | 2417.8466 | 2420.7708 | 2419.7726 | 2422.709 | 2421.9136 | 2428.7522 | 2428.4359 | 2430.0286 | 2429.6161 | 2439.6546 | 2439.686 | 2444.2871 | 2444.609 | 2449.5312 | 2450.1653 | 2455.4316 | 2456.401 | 2464.1809 | 2465.5226 | 1.1902e-08 | 1.2298e-08 | 1.2708e-08 | 1.3131e-08 | 1.3568e-08 | 1.402e-08 | 1.4487e-08 | 1.4969e-08 | 1.5467e-08 | 1.5983e-08 | 1.6515e-08 | 1.7065e-08 | 1.7633e-08 | 1.822e-08 | 1.8827e-08 | 1.9454e-08 | 2.0102e-08 | 2.0771e-08
|  |  |  | IFRIC 12 accounting used? | 1 | 1 = yes, 0 = no (/OL or FL)
|  |  |  | Fixed asset accounting under IFRIC12 - for tax | 1 | 1 = yes, 0 = no
|  |  |  | Profit before tax adjusted for tax depreciation - P90 | 0 | USD 000s | 27368.8688 | 0 | 0 | 0 | 0 | 1771.6114 | 782.1497 | -4898.6668 | -4915.8923 | -4915.9985 | -5105.5022 | -5048.172 | -5042.496 | -4918.0901 | -4894.9892 | -4775.0366 | -4773.0817 | -4644.1965 | -3842.212 | -3686.7128 | -3642.5115 | -3488.3321 | -3450.237 | -3295.2149 | -3259.0106 | -3103.502 | -3064.4381 | 2536.3695 | 2494.7579 | 2565.7419 | 2516.1293 | 2589.1143 | 2548.7661 | 2625.5115 | 2631.8212 | 2707.1554 | 2615.1723 | 2688.9707 | 2647.5828 | 2723.0431 | 2683.7392 | 2761.7299 | 2724.7278 | 2805.4657 | 2771.5644 | 2857.9701 | 2833.284 | 2661.2696 | 2420.9569 | 2419.9878 | 2419.2546 | 2417.8466 | 2420.7708 | 2419.7726 | 2422.709 | 2421.9136 | 2428.7522 | 2428.4359 | 2430.0286 | 2429.6161 | 2439.6546 | 2439.686 | 2444.2871 | 2444.609 | 2449.5312 | 2450.1653 | 2455.4316 | 2456.401 | 2464.1809 | 2465.5226 | 1.1902e-08 | 1.2298e-08 | 1.2708e-08 | 1.3131e-08 | 1.3568e-08 | 1.402e-08 | 1.4487e-08 | 1.4969e-08 | 1.5467e-08 | 1.5983e-08 | 1.6515e-08 | 1.7065e-08 | 1.7633e-08 | 1.822e-08 | 1.8827e-08 | 1.9454e-08 | 2.0102e-08 | 2.0771e-08
|  |  |  | Adjusted net profit for FAA tax calculation under IFRIC12 - P90 | 0 | USD 000s | 27368.8678 | 0 | 0 | 0 | 0 | 0 | 0 | -1459.5623 | -820.5315 | -1189.0322 | -4911.2106 | -5973.4672 | -5449.1604 | -5692.2186 | -5495.853 | -5768.4123 | -5306.5552 | -5552.412 | -4301.5538 | -4519.1038 | -4128.4399 | -4350.3811 | -3895.7208 | -4130.1755 | -3604.9182 | -3823.8709 | -3334.3394 | 1243.5156 | 1570.6881 | 1258.4272 | 1734.5824 | 1416.3715 | 1825.0301 | 1518.6592 | 1219.507 | 893.647 | 2044.1015 | 1734.7274 | 2149.3197 | 1837.0062 | 2266.0366 | 1960.4388 | 2394.7266 | 2091.3341 | 2528.7054 | 2230.2221 | 2676.671 | 2407.7432 | 2821.0628 | 2440.4773 | 2987.6075 | 2611.5674 | 3107.657 | 2735.841 | 3236.48 | 2868.8908 | 3314.6718 | 2950.2931 | 3481.3948 | 3121.88 | 3529.6091 | 3172.4818 | 3668.4596 | 3315.8493 | 3813.6008 | 3465.6693 | 3965.3516 | 3622.2688 | 4091.0468 | 3752.1655 | 0 | 0 | 0 | 0 | 0 | 0 | 0 | 0 | 0 | 0 | 0 | 0 | 0 | 0 | 0 | 0 | 0 | 0
|  |  |  | Adjusted net profit for FAA tax calculation under IFRIC12 - P90 |  | USD 000s | 27368.8678 |  | 0 | 0 | 0 | 0 | 0 | -1459.5623 | -820.5315 | -1189.0322 | -4911.2106 | -5973.4672 | -5449.1604 | -5692.2186 | -5495.853 | -5768.4123 | -5306.5552 | -5552.412 | -4301.5538 | -4519.1038 | -4128.4399 | -4350.3811 | -3895.7208 | -4130.1755 | -3604.9182 | -3823.8709 | -3334.3394 | 1243.5156 | 1570.6881 | 1258.4272 | 1734.5824 | 1416.3715 | 1825.0301 | 1518.6592 | 1219.507 | 893.647 | 2044.1015 | 1734.7274 | 2149.3197 | 1837.0062 | 2266.0366 | 1960.4388 | 2394.7266 | 2091.3341 | 2528.7054 | 2230.2221 | 2676.671 | 2407.7432 | 2821.0628 | 2440.4773 | 2987.6075 | 2611.5674 | 3107.657 | 2735.841 | 3236.48 | 2868.8908 | 3314.6718 | 2950.2931 | 3481.3948 | 3121.88 | 3529.6091 | 3172.4818 | 3668.4596 | 3315.8493 | 3813.6008 | 3465.6693 | 3965.3516 | 3622.2688 | 4091.0468 | 3752.1655 | 0 | 0 | 0 | 0 | 0 | 0 | 0 | 0 | 0 | 0 | 0 | 0 | 0 | 0 | 0 | 0 | 0 | 0
|  |  |  | UZS financials active | 1 | 0 = no, 1 = yes
|  |  |  | USD to Som exchange rate curve | 0 | Som / USD | 0 | 0 | 11000 | 11000 | 11000 | 11000 | 11000 | 11110.1644 | 11333.8142 | 11536.1195 | 11713.159 | 11892.9154 | 12069.5429 | 12248.7935 | 12430.7063 | 12615.3207 | 12802.677 | 12992.8157 | 13185.7783 | 13381.6067 | 13580.3435 | 13782.0317 | 13986.7154 | 14194.4389 | 14405.2474 | 14619.1867 | 14836.3033 | 15056.6445 | 15280.258 | 15507.1925 | 15737.4973 | 15971.2226 | 16208.4189 | 16449.138 | 16693.4322 | 16941.3544 | 17192.9587 | 17448.2997 | 17707.4328 | 17970.4145 | 18237.3018 | 18508.1529 | 18783.0264 | 19061.9823 | 19345.081 | 19632.3842 | 19923.9542 | 20219.8546 | 20520.1494 | 20824.9041 | 21134.1849 | 21448.0589 | 21766.5944 | 22089.8607 | 22417.9279 | 22750.8675 | 23088.7516 | 23431.6539 | 23779.6487 | 24132.8118 | 24491.2199 | 24854.9509 | 25224.0839 | 25598.699 | 25978.8777 | 26364.7026 | 26756.2576 | 27153.6277 | 27556.8994 | 27966.1603 | 27966.1603 | 27966.1603 | 27966.1603 | 27966.1603 | 27966.1603 | 27966.1603 | 27966.1603 | 27966.1603 | 27966.1603 | 27966.1603 | 27966.1603 | 27966.1603 | 27966.1603 | 27966.1603 | 27966.1603 | 27966.1603 | 27966.1603 | 27966.1603
|  |  |  | Taxable Income - P90 in UZS | 0 | SOM 000s | -268133877.6905 | 0 | 0 | 0 | 0 | -147561245.3671 | -51765771.1278 | -81052145.2018 | -43002544.2375 | -43352299.3632 | -81942916.7974 | -95629051.9081 | -89809061.9366 | -93914240.4781 | -92729718.4687 | -97376342.7165 | -92811626.9101 | -97207688.4385 | -82051487.1849 | -85836559.2657 | -81524975.9409 | -85439079.3917 | -80058490.2575 | -84194686.012 | -77563638.7494 | -81495818.0058 | -75088514.9909 | -6818214.8269 | -1664442.0226 | -6189961.1477 | 1480278.4378 | -3188577.5546 | 3706259.5171 | -851805.3159 | -5505134.5826 | -10816698.9966 | 9011220.2279 | 4258231.672 | 12097961.6863 | 7220854.2209 | 15631296.7364 | 10812841.1919 | 19659039.3757 | 14829086.8867 | 24094499.3771 | 19314290.571 | 29141787.5747 | 24926884.6237 | 34492534.7408 | 27938876.6441 | 40671752.6014 | 34148190.6594 | 46285401.2855 | 39764045.5909 | 52475428.6078 | 45969345.4514 | 57913937.1355 | 51372658.8041 | 65791718.2951 | 59322219.6534 | 71307931.8589 | 64774408.2763 | 79418057.4638 | 72945428.6386 | 88220417.6741 | 81828894.6501 | 97770803.7066 | 91482613.7419 | 107220093.1699 | 101009568.7576 | 0 | 0 | 0 | 0 | 0 | 0 | 0 | 0 | 0 | 0 | 0 | 0 | 0 | 0 | 0 | 0 | 0 | 0
|  |  |  | Adjusted net profit for FAA tax calculation under IFRIC12 - P90 | 0 | USD 000s | 27368.8678 | 0 | 0 | 0 | 0 | 0 | 0 | -1459.5623 | -820.5315 | -1189.0322 | -4911.2106 | -5973.4672 | -5449.1604 | -5692.2186 | -5495.853 | -5768.4123 | -5306.5552 | -5552.412 | -4301.5538 | -4519.1038 | -4128.4399 | -4350.3811 | -3895.7208 | -4130.1755 | -3604.9182 | -3823.8709 | -3334.3394 | 1243.5156 | 1570.6881 | 1258.4272 | 1734.5824 | 1416.3715 | 1825.0301 | 1518.6592 | 1219.507 | 893.647 | 2044.1015 | 1734.7274 | 2149.3197 | 1837.0062 | 2266.0366 | 1960.4388 | 2394.7266 | 2091.3341 | 2528.7054 | 2230.2221 | 2676.671 | 2407.7432 | 2821.0628 | 2440.4773 | 2987.6075 | 2611.5674 | 3107.657 | 2735.841 | 3236.48 | 2868.8908 | 3314.6718 | 2950.2931 | 3481.3948 | 3121.88 | 3529.6091 | 3172.4818 | 3668.4596 | 3315.8493 | 3813.6008 | 3465.6693 | 3965.3516 | 3622.2688 | 4091.0468 | 3752.1655 | 0 | 0 | 0 | 0 | 0 | 0 | 0 | 0 | 0 | 0 | 0 | 0 | 0 | 0 | 0 | 0 | 0 | 0
|  |  |  | Disallowable interest per thin capitalisation - P90 | 0 | USD 000s | 0 | 0 | 0 | 0 | 0 | 0 | 0 | 0 | 0 | 0 | 0 | 0 | 0 | 0 | 0 | 0 | 0 | 0 | 0 | 0 | 0 | 0 | 0 | 0 | 0 | 0 | 0 | 0 | 0 | 0 | 0 | 0 | 0 | 0 | 0 | 0 | 0 | 0 | 0 | 0 | 0 | 0 | 0 | 0 | 0 | 0 | 0 | 0 | 0 | 0 | 0 | 0 | 0 | 0 | 0 | 0 | 0 | 0 | 0 | 0 | 0 | 0 | 0 | 0 | 0 | 0 | 0 | 0 | 0 | 0 | 0 | 0 | 0 | 0 | 0 | 0 | 0 | 0 | 0 | 0 | 0 | 0 | 0 | 0 | 0 | 0 | 0 | 0
|  |  |  | Taxable Income - P90 in UZS | 0 | SOM 000s | -268133877.6905 | 0 | 0 | 0 | 0 | -147561245.3671 | -51765771.1278 | -81052145.2018 | -43002544.2375 | -43352299.3632 | -81942916.7974 | -95629051.9081 | -89809061.9366 | -93914240.4781 | -92729718.4687 | -97376342.7165 | -92811626.9101 | -97207688.4385 | -82051487.1849 | -85836559.2657 | -81524975.9409 | -85439079.3917 | -80058490.2575 | -84194686.012 | -77563638.7494 | -81495818.0058 | -75088514.9909 | -6818214.8269 | -1664442.0226 | -6189961.1477 | 1480278.4378 | -3188577.5546 | 3706259.5171 | -851805.3159 | -5505134.5826 | -10816698.9966 | 9011220.2279 | 4258231.672 | 12097961.6863 | 7220854.2209 | 15631296.7364 | 10812841.1919 | 19659039.3757 | 14829086.8867 | 24094499.3771 | 19314290.571 | 29141787.5747 | 24926884.6237 | 34492534.7408 | 27938876.6441 | 40671752.6014 | 34148190.6594 | 46285401.2855 | 39764045.5909 | 52475428.6078 | 45969345.4514 | 57913937.1355 | 51372658.8041 | 65791718.2951 | 59322219.6534 | 71307931.8589 | 64774408.2763 | 79418057.4638 | 72945428.6386 | 88220417.6741 | 81828894.6501 | 97770803.7066 | 91482613.7419 | 107220093.1699 | 101009568.7576 | 0 | 0 | 0 | 0 | 0 | 0 | 0 | 0 | 0 | 0 | 0 | 0 | 0 | 0 | 0 | 0 | 0 | 0
|  |  |  | UZS financials active | 1 | 0 = no, 1 = yes
|  |  |  | Taxable Income - P90 in UZS | 0 | SOM 000s | -268133877.6905 | 0 | 0 | 0 | 0 | -147561245.3671 | -51765771.1278 | -81052145.2018 | -43002544.2375 | -43352299.3632 | -81942916.7974 | -95629051.9081 | -89809061.9366 | -93914240.4781 | -92729718.4687 | -97376342.7165 | -92811626.9101 | -97207688.4385 | -82051487.1849 | -85836559.2657 | -81524975.9409 | -85439079.3917 | -80058490.2575 | -84194686.012 | -77563638.7494 | -81495818.0058 | -75088514.9909 | -6818214.8269 | -1664442.0226 | -6189961.1477 | 1480278.4378 | -3188577.5546 | 3706259.5171 | -851805.3159 | -5505134.5826 | -10816698.9966 | 9011220.2279 | 4258231.672 | 12097961.6863 | 7220854.2209 | 15631296.7364 | 10812841.1919 | 19659039.3757 | 14829086.8867 | 24094499.3771 | 19314290.571 | 29141787.5747 | 24926884.6237 | 34492534.7408 | 27938876.6441 | 40671752.6014 | 34148190.6594 | 46285401.2855 | 39764045.5909 | 52475428.6078 | 45969345.4514 | 57913937.1355 | 51372658.8041 | 65791718.2951 | 59322219.6534 | 71307931.8589 | 64774408.2763 | 79418057.4638 | 72945428.6386 | 88220417.6741 | 81828894.6501 | 97770803.7066 | 91482613.7419 | 107220093.1699 | 101009568.7576 | 0 | 0 | 0 | 0 | 0 | 0 | 0 | 0 | 0 | 0 | 0 | 0 | 0 | 0 | 0 | 0 | 0 | 0
|  |  |  | Year end flag | 0 | flag | 43 | 0 | 0 | 1 | 0 | 1 | 0 | 1 | 0 | 1 | 0 | 1 | 0 | 1 | 0 | 1 | 0 | 1 | 0 | 1 | 0 | 1 | 0 | 1 | 0 | 1 | 0 | 1 | 0 | 1 | 0 | 1 | 0 | 1 | 0 | 1 | 0 | 1 | 0 | 1 | 0 | 1 | 0 | 1 | 0 | 1 | 0 | 1 | 0 | 1 | 0 | 1 | 0 | 1 | 0 | 1 | 0 | 1 | 0 | 1 | 0 | 1 | 0 | 1 | 0 | 1 | 0 | 1 | 0 | 1 | 0 | 1 | 0 | 1 | 0 | 1 | 0 | 1 | 0 | 1 | 0 | 1 | 0 | 1 | 0 | 1 | 0 | 1
|  |  |  | Taxable income - annual - P90 |  | USD 000s | -268133877.6905 |  | 0 | 0 | 0 | -147561245.3671 | 0 | -132817916.3295 | 0 | -86354843.6007 | 0 | -177571968.7055 | 0 | -183723302.4146 | 0 | -190106061.1852 | 0 | -190019315.3486 | 0 | -167888046.4506 | 0 | -166964055.3326 | 0 | -164253176.2695 | 0 | -159059456.7552 | 0 | -81906729.8178 | 0 | -7854403.1703 | 0 | -1708299.1168 | 0 | 2854454.2012 | 0 | -16321833.5791 | 0 | 13269451.8999 | 0 | 19318815.9072 | 0 | 26444137.9282 | 0 | 34488126.2624 | 0 | 43408789.9482 | 0 | 54068672.1984 | 0 | 62431411.3849 | 0 | 74819943.2608 | 0 | 86049446.8764 | 0 | 98444774.0592 | 0 | 109286595.9396 | 0 | 125113937.9485 | 0 | 136082340.1352 | 0 | 152363486.1024 | 0 | 170049312.3242 | 0 | 189253417.4485 | 0 | 208229661.9275 | 0 | 0 | 0 | 0 | 0 | 0 | 0 | 0 | 0 | 0 | 0 | 0 | 0 | 0 | 0 | 0 | 0 | 0
Corporate tax due - P90
|  |  |  | UZS financials active | 1 | 0 = no, 1 = yes
|  |  |  | Taxable income - annual - P90 | 0 | USD 000s | -268133877.6905 | 0 | 0 | 0 | 0 | -147561245.3671 | 0 | -132817916.3295 | 0 | -86354843.6007 | 0 | -177571968.7055 | 0 | -183723302.4146 | 0 | -190106061.1852 | 0 | -190019315.3486 | 0 | -167888046.4506 | 0 | -166964055.3326 | 0 | -164253176.2695 | 0 | -159059456.7552 | 0 | -81906729.8178 | 0 | -7854403.1703 | 0 | -1708299.1168 | 0 | 2854454.2012 | 0 | -16321833.5791 | 0 | 13269451.8999 | 0 | 19318815.9072 | 0 | 26444137.9282 | 0 | 34488126.2624 | 0 | 43408789.9482 | 0 | 54068672.1984 | 0 | 62431411.3849 | 0 | 74819943.2608 | 0 | 86049446.8764 | 0 | 98444774.0592 | 0 | 109286595.9396 | 0 | 125113937.9485 | 0 | 136082340.1352 | 0 | 152363486.1024 | 0 | 170049312.3242 | 0 | 189253417.4485 | 0 | 208229661.9275 | 0 | 0 | 0 | 0 | 0 | 0 | 0 | 0 | 0 | 0 | 0 | 0 | 0 | 0 | 0 | 0 | 0 | 0
|  |  |  | Taxable profit - P90 |  | SOM 000s | 1605976775.7527 |  | 0 | 0 | 0 | 0 | 0 | 0 | 0 | 0 | 0 | 0 | 0 | 0 | 0 | 0 | 0 | 0 | 0 | 0 | 0 | 0 | 0 | 0 | 0 | 0 | 0 | 0 | 0 | 0 | 0 | 0 | 0 | 2854454.2012 | 0 | 0 | 0 | 13269451.8999 | 0 | 19318815.9072 | 0 | 26444137.9282 | 0 | 34488126.2624 | 0 | 43408789.9482 | 0 | 54068672.1984 | 0 | 62431411.3849 | 0 | 74819943.2608 | 0 | 86049446.8764 | 0 | 98444774.0592 | 0 | 109286595.9396 | 0 | 125113937.9485 | 0 | 136082340.1352 | 0 | 152363486.1024 | 0 | 170049312.3242 | 0 | 189253417.4485 | 0 | 208229661.9275 | 0 | 0 | 0 | 0 | 0 | 0 | 0 | 0 | 0 | 0 | 0 | 0 | 0 | 0 | 0 | 0 | 0 | 0
|  |  |  | UZS financials active | 1 | 0 = no, 1 = yes
|  |  |  | Taxable income - annual - P90 | 0 | USD 000s | -268133877.6905 | 0 | 0 | 0 | 0 | -147561245.3671 | 0 | -132817916.3295 | 0 | -86354843.6007 | 0 | -177571968.7055 | 0 | -183723302.4146 | 0 | -190106061.1852 | 0 | -190019315.3486 | 0 | -167888046.4506 | 0 | -166964055.3326 | 0 | -164253176.2695 | 0 | -159059456.7552 | 0 | -81906729.8178 | 0 | -7854403.1703 | 0 | -1708299.1168 | 0 | 2854454.2012 | 0 | -16321833.5791 | 0 | 13269451.8999 | 0 | 19318815.9072 | 0 | 26444137.9282 | 0 | 34488126.2624 | 0 | 43408789.9482 | 0 | 54068672.1984 | 0 | 62431411.3849 | 0 | 74819943.2608 | 0 | 86049446.8764 | 0 | 98444774.0592 | 0 | 109286595.9396 | 0 | 125113937.9485 | 0 | 136082340.1352 | 0 | 152363486.1024 | 0 | 170049312.3242 | 0 | 189253417.4485 | 0 | 208229661.9275 | 0 | 0 | 0 | 0 | 0 | 0 | 0 | 0 | 0 | 0 | 0 | 0 | 0 | 0 | 0 | 0 | 0 | 0
|  |  |  | Tax losses - P90 |  | SOM 000s | 1874110653.4432 |  | 0 | 0 | 0 | 147561245.3671 | 0 | 132817916.3295 | 0 | 86354843.6007 | 0 | 177571968.7055 | 0 | 183723302.4146 | 0 | 190106061.1852 | 0 | 190019315.3486 | 0 | 167888046.4506 | 0 | 166964055.3326 | 0 | 164253176.2695 | 0 | 159059456.7552 | 0 | 81906729.8178 | 0 | 7854403.1703 | 0 | 1708299.1168 | 0 | 0 | 0 | 16321833.5791 | 0 | 0 | 0 | 0 | 0 | 0 | 0 | 0 | 0 | 0 | 0 | 0 | 0 | 0 | 0 | 0 | 0 | 0 | 0 | 0 | 0 | 0 | 0 | 0 | 0 | 0 | 0 | 0 | 0 | 0 | 0 | 0 | 0 | 0 | 0 | 0 | 0 | 0 | 0 | 0 | 0 | 0 | 0 | 0 | 0 | 0 | 0 | 0 | 0 | 0 | 0 | 0
|  |  |  | UZS financials active | 1 | 0 = no, 1 = yes
|  |  |  | Taxable income - annual - P90 | 0 | USD 000s | -268133877.6905 | 0 | 0 | 0 | 0 | -147561245.3671 | 0 | -132817916.3295 | 0 | -86354843.6007 | 0 | -177571968.7055 | 0 | -183723302.4146 | 0 | -190106061.1852 | 0 | -190019315.3486 | 0 | -167888046.4506 | 0 | -166964055.3326 | 0 | -164253176.2695 | 0 | -159059456.7552 | 0 | -81906729.8178 | 0 | -7854403.1703 | 0 | -1708299.1168 | 0 | 2854454.2012 | 0 | -16321833.5791 | 0 | 13269451.8999 | 0 | 19318815.9072 | 0 | 26444137.9282 | 0 | 34488126.2624 | 0 | 43408789.9482 | 0 | 54068672.1984 | 0 | 62431411.3849 | 0 | 74819943.2608 | 0 | 86049446.8764 | 0 | 98444774.0592 | 0 | 109286595.9396 | 0 | 125113937.9485 | 0 | 136082340.1352 | 0 | 152363486.1024 | 0 | 170049312.3242 | 0 | 189253417.4485 | 0 | 208229661.9275 | 0 | 0 | 0 | 0 | 0 | 0 | 0 | 0 | 0 | 0 | 0 | 0 | 0 | 0 | 0 | 0 | 0 | 0
|  |  | Less | Tax loss utilised - P90 | 0 | SOM 000s | 1605976775.7527 | 0 | 0 | 0 | 0 | 0 | 0 | 0 | 0 | 0 | 0 | 0 | 0 | 0 | 0 | 0 | 0 | 0 | 0 | 0 | 0 | 0 | 0 | 0 | 0 | 0 | 0 | 0 | 0 | 0 | 0 | 0 | 0 | 2854454.2012 | 0 | 0 | 0 | 13269451.8999 | 0 | 19318815.9072 | 0 | 26444137.9282 | 0 | 34488126.2624 | 0 | 43408789.9482 | 0 | 54068672.1984 | 0 | 62431411.3849 | 0 | 74819943.2608 | 0 | 86049446.8764 | 0 | 98444774.0592 | 0 | 109286595.9396 | 0 | 125113937.9485 | 0 | 136082340.1352 | 0 | 152363486.1024 | 0 | 170049312.3242 | 0 | 189253417.4485 | 0 | 208229661.9275 | 0 | 0 | 0 | 0 | 0 | 0 | 0 | 0 | 0 | 0 | 0 | 0 | 0 | 0 | 0 | 0 | 0 | 0
|  |  |  | Taxable income net of tax losses utiltised - P90 |  | SOM 000s | 0 |  | 0 | 0 | 0 | 0 | 0 | 0 | 0 | 0 | 0 | 0 | 0 | 0 | 0 | 0 | 0 | 0 | 0 | 0 | 0 | 0 | 0 | 0 | 0 | 0 | 0 | 0 | 0 | 0 | 0 | 0 | 0 | 0 | 0 | 0 | 0 | 0 | 0 | 0 | 0 | 0 | 0 | 0 | 0 | 0 | 0 | 0 | 0 | 0 | 0 | 0 | 0 | 0 | 0 | 0 | 0 | 0 | 0 | 0 | 0 | 0 | 0 | 0 | 0 | 0 | 0 | 0 | 0 | 0 | 0 | 0 | 0 | 0 | 0 | 0 | 0 | 0 | 0 | 0 | 0 | 0 | 0 | 0 | 0 | 0 | 0 | 0
|  |  |  | UZS financials active | 1 | 0 = no, 1 = yes
|  |  |  | Corporate tax rate | 15% | %
|  |  |  | Taxable income net of tax losses utiltised - P90 | 0 | SOM 000s | 0 | 0 | 0 | 0 | 0 | 0 | 0 | 0 | 0 | 0 | 0 | 0 | 0 | 0 | 0 | 0 | 0 | 0 | 0 | 0 | 0 | 0 | 0 | 0 | 0 | 0 | 0 | 0 | 0 | 0 | 0 | 0 | 0 | 0 | 0 | 0 | 0 | 0 | 0 | 0 | 0 | 0 | 0 | 0 | 0 | 0 | 0 | 0 | 0 | 0 | 0 | 0 | 0 | 0 | 0 | 0 | 0 | 0 | 0 | 0 | 0 | 0 | 0 | 0 | 0 | 0 | 0 | 0 | 0 | 0 | 0 | 0 | 0 | 0 | 0 | 0 | 0 | 0 | 0 | 0 | 0 | 0 | 0 | 0 | 0 | 0 | 0 | 0
|  |  |  | EGR periods flag | 0 | flag | 3 | 0 | 0 | 0 | 0 | 0 | 0 | 1 | 1 | 1 | 0 | 0 | 0 | 0 | 0 | 0 | 0 | 0 | 0 | 0 | 0 | 0 | 0 | 0 | 0 | 0 | 0 | 0 | 0 | 0 | 0 | 0 | 0 | 0 | 0 | 0 | 0 | 0 | 0 | 0 | 0 | 0 | 0 | 0 | 0 | 0 | 0 | 0 | 0 | 0 | 0 | 0 | 0 | 0 | 0 | 0 | 0 | 0 | 0 | 0 | 0 | 0 | 0 | 0 | 0 | 0 | 0 | 0 | 0 | 0 | 0 | 0 | 0 | 0 | 0 | 0 | 0 | 0 | 0 | 0 | 0 | 0 | 0 | 0 | 0 | 0 | 0 | 0
|  |  |  | Operations period flag | 0 | flag | 60 | 0 | 0 | 0 | 0 | 0 | 0 | 0 | 0 | 0 | 1 | 1 | 1 | 1 | 1 | 1 | 1 | 1 | 1 | 1 | 1 | 1 | 1 | 1 | 1 | 1 | 1 | 1 | 1 | 1 | 1 | 1 | 1 | 1 | 1 | 1 | 1 | 1 | 1 | 1 | 1 | 1 | 1 | 1 | 1 | 1 | 1 | 1 | 1 | 1 | 1 | 1 | 1 | 1 | 1 | 1 | 1 | 1 | 1 | 1 | 1 | 1 | 1 | 1 | 1 | 1 | 1 | 1 | 1 | 1 | 0 | 0 | 0 | 0 | 0 | 0 | 0 | 0 | 0 | 0 | 0 | 0 | 0 | 0 | 0 | 0 | 0 | 0
|  |  |  | Corporate tax due annual - P90 POS |  | SOM 000s | 0 |  | 0 | 0 | 0 | 0 | 0 | 0 | 0 | 0 | 0 | 0 | 0 | 0 | 0 | 0 | 0 | 0 | 0 | 0 | 0 | 0 | 0 | 0 | 0 | 0 | 0 | 0 | 0 | 0 | 0 | 0 | 0 | 0 | 0 | 0 | 0 | 0 | 0 | 0 | 0 | 0 | 0 | 0 | 0 | 0 | 0 | 0 | 0 | 0 | 0 | 0 | 0 | 0 | 0 | 0 | 0 | 0 | 0 | 0 | 0 | 0 | 0 | 0 | 0 | 0 | 0 | 0 | 0 | 0 | 0 | 0 | 0 | 0 | 0 | 0 | 0 | 0 | 0 | 0 | 0 | 0 | 0 | 0 | 0 | 0 | 0 | 0
|  |  |  | UZS financials active | 1 | 0 = no, 1 = yes
|  |  |  | Number of semi annual periods in year | 2 | periods
|  |  |  | Corporate tax due annual - P90 POS | 0 | SOM 000s | 0 | 0 | 0 | 0 | 0 | 0 | 0 | 0 | 0 | 0 | 0 | 0 | 0 | 0 | 0 | 0 | 0 | 0 | 0 | 0 | 0 | 0 | 0 | 0 | 0 | 0 | 0 | 0 | 0 | 0 | 0 | 0 | 0 | 0 | 0 | 0 | 0 | 0 | 0 | 0 | 0 | 0 | 0 | 0 | 0 | 0 | 0 | 0 | 0 | 0 | 0 | 0 | 0 | 0 | 0 | 0 | 0 | 0 | 0 | 0 | 0 | 0 | 0 | 0 | 0 | 0 | 0 | 0 | 0 | 0 | 0 | 0 | 0 | 0 | 0 | 0 | 0 | 0 | 0 | 0 | 0 | 0 | 0 | 0 | 0 | 0 | 0 | 0
|  |  |  | Model year end counter | 0 | counter | 0 | 0 | 0 | 1 | 0 | 2 | 0 | 3 | 0 | 4 | 0 | 5 | 0 | 6 | 0 | 7 | 0 | 8 | 0 | 9 | 0 | 10 | 0 | 11 | 0 | 12 | 0 | 13 | 0 | 14 | 0 | 15 | 0 | 16 | 0 | 17 | 0 | 18 | 0 | 19 | 0 | 20 | 0 | 21 | 0 | 22 | 0 | 23 | 0 | 24 | 0 | 25 | 0 | 26 | 0 | 27 | 0 | 28 | 0 | 29 | 0 | 30 | 0 | 31 | 0 | 32 | 0 | 33 | 0 | 34 | 0 | 35 | 0 | 36 | 0 | 37 | 0 | 38 | 0 | 39 | 0 | 40 | 0 | 41 | 0 | 42 | 0 | 43
|  |  |  | Model year counter | 0 | counter | 0 | 0 | 1 | 1 | 2 | 2 | 3 | 3 | 4 | 4 | 5 | 5 | 6 | 6 | 7 | 7 | 8 | 8 | 9 | 9 | 10 | 10 | 11 | 11 | 12 | 12 | 13 | 13 | 14 | 14 | 15 | 15 | 16 | 16 | 17 | 17 | 18 | 18 | 19 | 19 | 20 | 20 | 21 | 21 | 22 | 22 | 23 | 23 | 24 | 24 | 25 | 25 | 26 | 26 | 27 | 27 | 28 | 28 | 29 | 29 | 30 | 30 | 31 | 31 | 32 | 32 | 33 | 33 | 34 | 34 | 35 | 35 | 36 | 36 | 37 | 37 | 38 | 38 | 39 | 39 | 40 | 40 | 41 | 41 | 42 | 42 | 43 | 43
|  |  |  | End of operations period flag | 0 | flag | 1 | 0 | 0 | 0 | 0 | 0 | 0 | 0 | 0 | 0 | 0 | 0 | 0 | 0 | 0 | 0 | 0 | 0 | 0 | 0 | 0 | 0 | 0 | 0 | 0 | 0 | 0 | 0 | 0 | 0 | 0 | 0 | 0 | 0 | 0 | 0 | 0 | 0 | 0 | 0 | 0 | 0 | 0 | 0 | 0 | 0 | 0 | 0 | 0 | 0 | 0 | 0 | 0 | 0 | 0 | 0 | 0 | 0 | 0 | 0 | 0 | 0 | 0 | 0 | 0 | 0 | 0 | 0 | 0 | 1 | 0 | 0 | 0 | 0 | 0 | 0 | 0 | 0 | 0 | 0 | 0 | 0 | 0 | 0 | 0 | 0 | 0 | 0
|  |  |  | Corporate tax due - P90 POS - calc - relevant currency |  | SOM 000s | 0 |  | 0 | 0 | 0 | 0 | 0 | 0 | 0 | 0 | 0 | 0 | 0 | 0 | 0 | 0 | 0 | 0 | 0 | 0 | 0 | 0 | 0 | 0 | 0 | 0 | 0 | 0 | 0 | 0 | 0 | 0 | 0 | 0 | 0 | 0 | 0 | 0 | 0 | 0 | 0 | 0 | 0 | 0 | 0 | 0 | 0 | 0 | 0 | 0 | 0 | 0 | 0 | 0 | 0 | 0 | 0 | 0 | 0 | 0 | 0 | 0 | 0 | 0 | 0 | 0 | 0 | 0 | 0 | 0 | 0 | 0 | 0 | 0 | 0 | 0 | 0 | 0 | 0 | 0 | 0 | 0 | 0 | 0 | 0 | 0 | 0 | 0
|  |  |  | UZS financials active | 1 | 0 = no, 1 = yes
|  |  |  | USD to Som exchange rate curve | 0 | Som / USD | 0 | 0 | 11000 | 11000 | 11000 | 11000 | 11000 | 11110.1644 | 11333.8142 | 11536.1195 | 11713.159 | 11892.9154 | 12069.5429 | 12248.7935 | 12430.7063 | 12615.3207 | 12802.677 | 12992.8157 | 13185.7783 | 13381.6067 | 13580.3435 | 13782.0317 | 13986.7154 | 14194.4389 | 14405.2474 | 14619.1867 | 14836.3033 | 15056.6445 | 15280.258 | 15507.1925 | 15737.4973 | 15971.2226 | 16208.4189 | 16449.138 | 16693.4322 | 16941.3544 | 17192.9587 | 17448.2997 | 17707.4328 | 17970.4145 | 18237.3018 | 18508.1529 | 18783.0264 | 19061.9823 | 19345.081 | 19632.3842 | 19923.9542 | 20219.8546 | 20520.1494 | 20824.9041 | 21134.1849 | 21448.0589 | 21766.5944 | 22089.8607 | 22417.9279 | 22750.8675 | 23088.7516 | 23431.6539 | 23779.6487 | 24132.8118 | 24491.2199 | 24854.9509 | 25224.0839 | 25598.699 | 25978.8777 | 26364.7026 | 26756.2576 | 27153.6277 | 27556.8994 | 27966.1603 | 27966.1603 | 27966.1603 | 27966.1603 | 27966.1603 | 27966.1603 | 27966.1603 | 27966.1603 | 27966.1603 | 27966.1603 | 27966.1603 | 27966.1603 | 27966.1603 | 27966.1603 | 27966.1603 | 27966.1603 | 27966.1603 | 27966.1603 | 27966.1603
|  |  |  | Corporate tax due - P90 POS - calc - relevant currency | 0 | SOM 000s | 0 | 0 | 0 | 0 | 0 | 0 | 0 | 0 | 0 | 0 | 0 | 0 | 0 | 0 | 0 | 0 | 0 | 0 | 0 | 0 | 0 | 0 | 0 | 0 | 0 | 0 | 0 | 0 | 0 | 0 | 0 | 0 | 0 | 0 | 0 | 0 | 0 | 0 | 0 | 0 | 0 | 0 | 0 | 0 | 0 | 0 | 0 | 0 | 0 | 0 | 0 | 0 | 0 | 0 | 0 | 0 | 0 | 0 | 0 | 0 | 0 | 0 | 0 | 0 | 0 | 0 | 0 | 0 | 0 | 0 | 0 | 0 | 0 | 0 | 0 | 0 | 0 | 0 | 0 | 0 | 0 | 0 | 0 | 0 | 0 | 0 | 0 | 0
|  |  |  | Corporate tax due - P90 POS - calc |  | USD 000s | 0 |  | 0 | 0 | 0 | 0 | 0 | 0 | 0 | 0 | 0 | 0 | 0 | 0 | 0 | 0 | 0 | 0 | 0 | 0 | 0 | 0 | 0 | 0 | 0 | 0 | 0 | 0 | 0 | 0 | 0 | 0 | 0 | 0 | 0 | 0 | 0 | 0 | 0 | 0 | 0 | 0 | 0 | 0 | 0 | 0 | 0 | 0 | 0 | 0 | 0 | 0 | 0 | 0 | 0 | 0 | 0 | 0 | 0 | 0 | 0 | 0 | 0 | 0 | 0 | 0 | 0 | 0 | 0 | 0 | 0 | 0 | 0 | 0 | 0 | 0 | 0 | 0 | 0 | 0 | 0 | 0 | 0 | 0 | 0 | 0 | 0 | 0
|  |  |  | Tax loss available duration | 99 | years
|  |  |  | Number of semi annual periods in year | 2 | periods
|  |  |  | Normal tax exemption period start - P90 | 198 | periods
Tax losses - P90
|  |  |  | UZS financials active | 1 | 0 = no, 1 = yes
|  |  |  | Normal tax exemption period start - P90 | 198 | periods
|  |  |  | Tax losses - P90 | 0 | SOM 000s | 1874110653.4432 | 0 | 0 | 0 | 0 | 147561245.3671 | 0 | 132817916.3295 | 0 | 86354843.6007 | 0 | 177571968.7055 | 0 | 183723302.4146 | 0 | 190106061.1852 | 0 | 190019315.3486 | 0 | 167888046.4506 | 0 | 166964055.3326 | 0 | 164253176.2695 | 0 | 159059456.7552 | 0 | 81906729.8178 | 0 | 7854403.1703 | 0 | 1708299.1168 | 0 | 0 | 0 | 16321833.5791 | 0 | 0 | 0 | 0 | 0 | 0 | 0 | 0 | 0 | 0 | 0 | 0 | 0 | 0 | 0 | 0 | 0 | 0 | 0 | 0 | 0 | 0 | 0 | 0 | 0 | 0 | 0 | 0 | 0 | 0 | 0 | 0 | 0 | 0 | 0 | 0 | 0 | 0 | 0 | 0 | 0 | 0 | 0 | 0 | 0 | 0 | 0 | 0 | 0 | 0 | 0 | 0
|  |  |  | Model column counter | 0 | counter | 0 | 0 | 1 | 2 | 3 | 4 | 5 | 6 | 7 | 8 | 9 | 10 | 11 | 12 | 13 | 14 | 15 | 16 | 17 | 18 | 19 | 20 | 21 | 22 | 23 | 24 | 25 | 26 | 27 | 28 | 29 | 30 | 31 | 32 | 33 | 34 | 35 | 36 | 37 | 38 | 39 | 40 | 41 | 42 | 43 | 44 | 45 | 46 | 47 | 48 | 49 | 50 | 51 | 52 | 53 | 54 | 55 | 56 | 57 | 58 | 59 | 60 | 61 | 62 | 63 | 64 | 65 | 66 | 67 | 68 | 69 | 70 | 71 | 72 | 73 | 74 | 75 | 76 | 77 | 78 | 79 | 80 | 81 | 82 | 83 | 84 | 85 | 86
|  |  |  | Tax loss due to expire - P90 |  | SOM 000s | 0 |  | 0 | 0 | 0 | 0 | 0 | 0 | 0 | 0 | 0 | 0 | 0 | 0 | 0 | 0 | 0 | 0 | 0 | 0 | 0 | 0 | 0 | 0 | 0 | 0 | 0 | 0 | 0 | 0 | 0 | 0 | 0 | 0 | 0 | 0 | 0 | 0 | 0 | 0 | 0 | 0 | 0 | 0 | 0 | 0 | 0 | 0 | 0 | 0 | 0 | 0 | 0 | 0 | 0 | 0 | 0 | 0 | 0 | 0 | 0 | 0 | 0 | 0 | 0 | 0 | 0 | 0 | 0 | 0 | 0 | 0 | 0 | 0 | 0 | 0 | 0 | 0 | 0 | 0 | 0 | 0 | 0 | 0 | 0 | 0 | 0 | 0
|  |  |  | UZS financials active | 1 | 0 = no, 1 = yes
|  |  |  | Maxmum % of taxable income to be offset against losses c/f | 100% | %
|  |  |  | Taxable profit - P90 | 0 | SOM 000s | 1605976775.7527 | 0 | 0 | 0 | 0 | 0 | 0 | 0 | 0 | 0 | 0 | 0 | 0 | 0 | 0 | 0 | 0 | 0 | 0 | 0 | 0 | 0 | 0 | 0 | 0 | 0 | 0 | 0 | 0 | 0 | 0 | 0 | 0 | 2854454.2012 | 0 | 0 | 0 | 13269451.8999 | 0 | 19318815.9072 | 0 | 26444137.9282 | 0 | 34488126.2624 | 0 | 43408789.9482 | 0 | 54068672.1984 | 0 | 62431411.3849 | 0 | 74819943.2608 | 0 | 86049446.8764 | 0 | 98444774.0592 | 0 | 109286595.9396 | 0 | 125113937.9485 | 0 | 136082340.1352 | 0 | 152363486.1024 | 0 | 170049312.3242 | 0 | 189253417.4485 | 0 | 208229661.9275 | 0 | 0 | 0 | 0 | 0 | 0 | 0 | 0 | 0 | 0 | 0 | 0 | 0 | 0 | 0 | 0 | 0 | 0
|  |  |  | Tax loss balance - P90 BEG | 0 | SOM 000s | 0 | 0 | 0 | 0 | 0 | 0 | 147561245.3671 | 147561245.3671 | 280379161.6967 | 280379161.6967 | 366734005.2973 | 366734005.2973 | 544305974.0028 | 544305974.0028 | 728029276.4175 | 728029276.4175 | 918135337.6026 | 918135337.6026 | 1108154652.9512 | 1108154652.9512 | 1276042699.4018 | 1276042699.4018 | 1443006754.7343 | 1443006754.7343 | 1607259931.0039 | 1607259931.0039 | 1766319387.7591 | 1766319387.7591 | 1848226117.5769 | 1848226117.5769 | 1856080520.7472 | 1856080520.7472 | 1857788819.864 | 1857788819.864 | 1854934365.6628 | 1854934365.6628 | 1871256199.242 | 1871256199.242 | 1857986747.3421 | 1857986747.3421 | 1838667931.4349 | 1838667931.4349 | 1812223793.5067 | 1812223793.5067 | 1777735667.2443 | 1777735667.2443 | 1734326877.2962 | 1734326877.2962 | 1680258205.0978 | 1680258205.0978 | 1617826793.7129 | 1617826793.7129 | 1543006850.4521 | 1543006850.4521 | 1456957403.5756 | 1456957403.5756 | 1358512629.5164 | 1358512629.5164 | 1249226033.5768 | 1249226033.5768 | 1124112095.6283 | 1124112095.6283 | 988029755.4931 | 988029755.4931 | 835666269.3907 | 835666269.3907 | 665616957.0665 | 665616957.0665 | 476363539.618 | 476363539.618 | 268133877.6905 | 268133877.6905 | 268133877.6905 | 268133877.6905 | 268133877.6905 | 268133877.6905 | 268133877.6905 | 268133877.6905 | 268133877.6905 | 268133877.6905 | 268133877.6905 | 268133877.6905 | 268133877.6905 | 268133877.6905 | 268133877.6905 | 268133877.6905 | 268133877.6905 | 268133877.6905
|  |  |  | Tax loss utilised - P90 |  | SOM 000s | 1605976775.7527 |  | 0 | 0 | 0 | 0 | 0 | 0 | 0 | 0 | 0 | 0 | 0 | 0 | 0 | 0 | 0 | 0 | 0 | 0 | 0 | 0 | 0 | 0 | 0 | 0 | 0 | 0 | 0 | 0 | 0 | 0 | 0 | 2854454.2012 | 0 | 0 | 0 | 13269451.8999 | 0 | 19318815.9072 | 0 | 26444137.9282 | 0 | 34488126.2624 | 0 | 43408789.9482 | 0 | 54068672.1984 | 0 | 62431411.3849 | 0 | 74819943.2608 | 0 | 86049446.8764 | 0 | 98444774.0592 | 0 | 109286595.9396 | 0 | 125113937.9485 | 0 | 136082340.1352 | 0 | 152363486.1024 | 0 | 170049312.3242 | 0 | 189253417.4485 | 0 | 208229661.9275 | 0 | 0 | 0 | 0 | 0 | 0 | 0 | 0 | 0 | 0 | 0 | 0 | 0 | 0 | 0 | 0 | 0 | 0
|  |  |  | UZS financials active | 1 | 0 = no, 1 = yes
|  |  |  | Tax loss due to expire - P90 | 0 | SOM 000s | 0 | 0 | 0 | 0 | 0 | 0 | 0 | 0 | 0 | 0 | 0 | 0 | 0 | 0 | 0 | 0 | 0 | 0 | 0 | 0 | 0 | 0 | 0 | 0 | 0 | 0 | 0 | 0 | 0 | 0 | 0 | 0 | 0 | 0 | 0 | 0 | 0 | 0 | 0 | 0 | 0 | 0 | 0 | 0 | 0 | 0 | 0 | 0 | 0 | 0 | 0 | 0 | 0 | 0 | 0 | 0 | 0 | 0 | 0 | 0 | 0 | 0 | 0 | 0 | 0 | 0 | 0 | 0 | 0 | 0 | 0 | 0 | 0 | 0 | 0 | 0 | 0 | 0 | 0 | 0 | 0 | 0 | 0 | 0 | 0 | 0 | 0 | 0
|  |  |  | Utilised tax loss before expiry date balance P90 BEG | 0 | SOM 000s | 0 | 0 | 0 | 0 | 0 | 0 | 0 | 0 | 0 | 0 | 0 | 0 | 0 | 0 | 0 | 0 | 0 | 0 | 0 | 0 | 0 | 0 | 0 | 0 | 0 | 0 | 0 | 0 | 0 | 0 | 0 | 0 | 0 | 0 | 2854454.2012 | 2854454.2012 | 2854454.2012 | 2854454.2012 | 16123906.1011 | 16123906.1011 | 35442722.0082 | 35442722.0082 | 61886859.9365 | 61886859.9365 | 96374986.1989 | 96374986.1989 | 139783776.147 | 139783776.147 | 193852448.3454 | 193852448.3454 | 256283859.7303 | 256283859.7303 | 331103802.9911 | 331103802.9911 | 417153249.8675 | 417153249.8675 | 515598023.9268 | 515598023.9268 | 624884619.8664 | 624884619.8664 | 749998557.8149 | 749998557.8149 | 886080897.9501 | 886080897.9501 | 1038444384.0525 | 1038444384.0525 | 1208493696.3767 | 1208493696.3767 | 1397747113.8252 | 1397747113.8252 | 1605976775.7527 | 1605976775.7527 | 1605976775.7527 | 1605976775.7527 | 1605976775.7527 | 1605976775.7527 | 1605976775.7527 | 1605976775.7527 | 1605976775.7527 | 1605976775.7527 | 1605976775.7527 | 1605976775.7527 | 1605976775.7527 | 1605976775.7527 | 1605976775.7527 | 1605976775.7527 | 1605976775.7527 | 1605976775.7527
|  |  |  | Tax loss utilised - P90 | 0 | SOM 000s | 1605976775.7527 | 0 | 0 | 0 | 0 | 0 | 0 | 0 | 0 | 0 | 0 | 0 | 0 | 0 | 0 | 0 | 0 | 0 | 0 | 0 | 0 | 0 | 0 | 0 | 0 | 0 | 0 | 0 | 0 | 0 | 0 | 0 | 0 | 2854454.2012 | 0 | 0 | 0 | 13269451.8999 | 0 | 19318815.9072 | 0 | 26444137.9282 | 0 | 34488126.2624 | 0 | 43408789.9482 | 0 | 54068672.1984 | 0 | 62431411.3849 | 0 | 74819943.2608 | 0 | 86049446.8764 | 0 | 98444774.0592 | 0 | 109286595.9396 | 0 | 125113937.9485 | 0 | 136082340.1352 | 0 | 152363486.1024 | 0 | 170049312.3242 | 0 | 189253417.4485 | 0 | 208229661.9275 | 0 | 0 | 0 | 0 | 0 | 0 | 0 | 0 | 0 | 0 | 0 | 0 | 0 | 0 | 0 | 0 | 0 | 0
|  |  |  | Tax loss expired - P90 |  | SOM 000s | 0 |  | 0 | 0 | 0 | 0 | 0 | 0 | 0 | 0 | 0 | 0 | 0 | 0 | 0 | 0 | 0 | 0 | 0 | 0 | 0 | 0 | 0 | 0 | 0 | 0 | 0 | 0 | 0 | 0 | 0 | 0 | 0 | 0 | 0 | 0 | 0 | 0 | 0 | 0 | 0 | 0 | 0 | 0 | 0 | 0 | 0 | 0 | 0 | 0 | 0 | 0 | 0 | 0 | 0 | 0 | 0 | 0 | 0 | 0 | 0 | 0 | 0 | 0 | 0 | 0 | 0 | 0 | 0 | 0 | 0 | 0 | 0 | 0 | 0 | 0 | 0 | 0 | 0 | 0 | 0 | 0 | 0 | 0 | 0 | 0 | 0 | 0
|  |  |  | UZS financials active | 1 | 0 = no, 1 = yes
|  |  |  | Utilised tax loss before expiry date balance P90 BEG |  | SOM 000s |  |  | 0 | 0 | 0 | 0 | 0 | 0 | 0 | 0 | 0 | 0 | 0 | 0 | 0 | 0 | 0 | 0 | 0 | 0 | 0 | 0 | 0 | 0 | 0 | 0 | 0 | 0 | 0 | 0 | 0 | 0 | 0 | 0 | 2854454.2012 | 2854454.2012 | 2854454.2012 | 2854454.2012 | 16123906.1011 | 16123906.1011 | 35442722.0082 | 35442722.0082 | 61886859.9365 | 61886859.9365 | 96374986.1989 | 96374986.1989 | 139783776.147 | 139783776.147 | 193852448.3454 | 193852448.3454 | 256283859.7303 | 256283859.7303 | 331103802.9911 | 331103802.9911 | 417153249.8675 | 417153249.8675 | 515598023.9268 | 515598023.9268 | 624884619.8664 | 624884619.8664 | 749998557.8149 | 749998557.8149 | 886080897.9501 | 886080897.9501 | 1038444384.0525 | 1038444384.0525 | 1208493696.3767 | 1208493696.3767 | 1397747113.8252 | 1397747113.8252 | 1605976775.7527 | 1605976775.7527 | 1605976775.7527 | 1605976775.7527 | 1605976775.7527 | 1605976775.7527 | 1605976775.7527 | 1605976775.7527 | 1605976775.7527 | 1605976775.7527 | 1605976775.7527 | 1605976775.7527 | 1605976775.7527 | 1605976775.7527 | 1605976775.7527 | 1605976775.7527 | 1605976775.7527 | 1605976775.7527
|  |  | Add | Tax loss utilised - P90 | 0 | SOM 000s | 1605976775.7527 | 0 | 0 | 0 | 0 | 0 | 0 | 0 | 0 | 0 | 0 | 0 | 0 | 0 | 0 | 0 | 0 | 0 | 0 | 0 | 0 | 0 | 0 | 0 | 0 | 0 | 0 | 0 | 0 | 0 | 0 | 0 | 0 | 2854454.2012 | 0 | 0 | 0 | 13269451.8999 | 0 | 19318815.9072 | 0 | 26444137.9282 | 0 | 34488126.2624 | 0 | 43408789.9482 | 0 | 54068672.1984 | 0 | 62431411.3849 | 0 | 74819943.2608 | 0 | 86049446.8764 | 0 | 98444774.0592 | 0 | 109286595.9396 | 0 | 125113937.9485 | 0 | 136082340.1352 | 0 | 152363486.1024 | 0 | 170049312.3242 | 0 | 189253417.4485 | 0 | 208229661.9275 | 0 | 0 | 0 | 0 | 0 | 0 | 0 | 0 | 0 | 0 | 0 | 0 | 0 | 0 | 0 | 0 | 0 | 0
|  |  | Add | Tax loss expired - P90 | 0 | SOM 000s | 0 | 0 | 0 | 0 | 0 | 0 | 0 | 0 | 0 | 0 | 0 | 0 | 0 | 0 | 0 | 0 | 0 | 0 | 0 | 0 | 0 | 0 | 0 | 0 | 0 | 0 | 0 | 0 | 0 | 0 | 0 | 0 | 0 | 0 | 0 | 0 | 0 | 0 | 0 | 0 | 0 | 0 | 0 | 0 | 0 | 0 | 0 | 0 | 0 | 0 | 0 | 0 | 0 | 0 | 0 | 0 | 0 | 0 | 0 | 0 | 0 | 0 | 0 | 0 | 0 | 0 | 0 | 0 | 0 | 0 | 0 | 0 | 0 | 0 | 0 | 0 | 0 | 0 | 0 | 0 | 0 | 0 | 0 | 0 | 0 | 0 | 0 | 0
|  |  | Less | Tax loss due to expire - P90 | 0 | SOM 000s | 0 | 0 | 0 | 0 | 0 | 0 | 0 | 0 | 0 | 0 | 0 | 0 | 0 | 0 | 0 | 0 | 0 | 0 | 0 | 0 | 0 | 0 | 0 | 0 | 0 | 0 | 0 | 0 | 0 | 0 | 0 | 0 | 0 | 0 | 0 | 0 | 0 | 0 | 0 | 0 | 0 | 0 | 0 | 0 | 0 | 0 | 0 | 0 | 0 | 0 | 0 | 0 | 0 | 0 | 0 | 0 | 0 | 0 | 0 | 0 | 0 | 0 | 0 | 0 | 0 | 0 | 0 | 0 | 0 | 0 | 0 | 0 | 0 | 0 | 0 | 0 | 0 | 0 | 0 | 0 | 0 | 0 | 0 | 0 | 0 | 0 | 0 | 0
|  |  |  | Utilised tax loss before expiry date balance P90 |  | SOM 000s |  |  | 0 | 0 | 0 | 0 | 0 | 0 | 0 | 0 | 0 | 0 | 0 | 0 | 0 | 0 | 0 | 0 | 0 | 0 | 0 | 0 | 0 | 0 | 0 | 0 | 0 | 0 | 0 | 0 | 0 | 0 | 0 | 2854454.2012 | 2854454.2012 | 2854454.2012 | 2854454.2012 | 16123906.1011 | 16123906.1011 | 35442722.0082 | 35442722.0082 | 61886859.9365 | 61886859.9365 | 96374986.1989 | 96374986.1989 | 139783776.147 | 139783776.147 | 193852448.3454 | 193852448.3454 | 256283859.7303 | 256283859.7303 | 331103802.9911 | 331103802.9911 | 417153249.8675 | 417153249.8675 | 515598023.9268 | 515598023.9268 | 624884619.8664 | 624884619.8664 | 749998557.8149 | 749998557.8149 | 886080897.9501 | 886080897.9501 | 1038444384.0525 | 1038444384.0525 | 1208493696.3767 | 1208493696.3767 | 1397747113.8252 | 1397747113.8252 | 1605976775.7527 | 1605976775.7527 | 1605976775.7527 | 1605976775.7527 | 1605976775.7527 | 1605976775.7527 | 1605976775.7527 | 1605976775.7527 | 1605976775.7527 | 1605976775.7527 | 1605976775.7527 | 1605976775.7527 | 1605976775.7527 | 1605976775.7527 | 1605976775.7527 | 1605976775.7527 | 1605976775.7527 | 1605976775.7527 | 1605976775.7527
|  |  |  | UZS financials active | 1 | 0 = no, 1 = yes
|  |  |  | Tax loss balance - P90 BEG |  | SOM 000s |  |  | 0 | 0 | 0 | 0 | 147561245.3671 | 147561245.3671 | 280379161.6967 | 280379161.6967 | 366734005.2973 | 366734005.2973 | 544305974.0028 | 544305974.0028 | 728029276.4175 | 728029276.4175 | 918135337.6026 | 918135337.6026 | 1108154652.9512 | 1108154652.9512 | 1276042699.4018 | 1276042699.4018 | 1443006754.7343 | 1443006754.7343 | 1607259931.0039 | 1607259931.0039 | 1766319387.7591 | 1766319387.7591 | 1848226117.5769 | 1848226117.5769 | 1856080520.7472 | 1856080520.7472 | 1857788819.864 | 1857788819.864 | 1854934365.6628 | 1854934365.6628 | 1871256199.242 | 1871256199.242 | 1857986747.3421 | 1857986747.3421 | 1838667931.4349 | 1838667931.4349 | 1812223793.5067 | 1812223793.5067 | 1777735667.2443 | 1777735667.2443 | 1734326877.2962 | 1734326877.2962 | 1680258205.0978 | 1680258205.0978 | 1617826793.7129 | 1617826793.7129 | 1543006850.4521 | 1543006850.4521 | 1456957403.5756 | 1456957403.5756 | 1358512629.5164 | 1358512629.5164 | 1249226033.5768 | 1249226033.5768 | 1124112095.6283 | 1124112095.6283 | 988029755.4931 | 988029755.4931 | 835666269.3907 | 835666269.3907 | 665616957.0665 | 665616957.0665 | 476363539.618 | 476363539.618 | 268133877.6905 | 268133877.6905 | 268133877.6905 | 268133877.6905 | 268133877.6905 | 268133877.6905 | 268133877.6905 | 268133877.6905 | 268133877.6905 | 268133877.6905 | 268133877.6905 | 268133877.6905 | 268133877.6905 | 268133877.6905 | 268133877.6905 | 268133877.6905 | 268133877.6905 | 268133877.6905
|  |  | Add | Tax losses - P90 | 0 | SOM 000s | 1874110653.4432 | 0 | 0 | 0 | 0 | 147561245.3671 | 0 | 132817916.3295 | 0 | 86354843.6007 | 0 | 177571968.7055 | 0 | 183723302.4146 | 0 | 190106061.1852 | 0 | 190019315.3486 | 0 | 167888046.4506 | 0 | 166964055.3326 | 0 | 164253176.2695 | 0 | 159059456.7552 | 0 | 81906729.8178 | 0 | 7854403.1703 | 0 | 1708299.1168 | 0 | 0 | 0 | 16321833.5791 | 0 | 0 | 0 | 0 | 0 | 0 | 0 | 0 | 0 | 0 | 0 | 0 | 0 | 0 | 0 | 0 | 0 | 0 | 0 | 0 | 0 | 0 | 0 | 0 | 0 | 0 | 0 | 0 | 0 | 0 | 0 | 0 | 0 | 0 | 0 | 0 | 0 | 0 | 0 | 0 | 0 | 0 | 0 | 0 | 0 | 0 | 0 | 0 | 0 | 0 | 0 | 0
|  |  | Less | Tax loss utilised - P90 | 0 | SOM 000s | 1605976775.7527 | 0 | 0 | 0 | 0 | 0 | 0 | 0 | 0 | 0 | 0 | 0 | 0 | 0 | 0 | 0 | 0 | 0 | 0 | 0 | 0 | 0 | 0 | 0 | 0 | 0 | 0 | 0 | 0 | 0 | 0 | 0 | 0 | 2854454.2012 | 0 | 0 | 0 | 13269451.8999 | 0 | 19318815.9072 | 0 | 26444137.9282 | 0 | 34488126.2624 | 0 | 43408789.9482 | 0 | 54068672.1984 | 0 | 62431411.3849 | 0 | 74819943.2608 | 0 | 86049446.8764 | 0 | 98444774.0592 | 0 | 109286595.9396 | 0 | 125113937.9485 | 0 | 136082340.1352 | 0 | 152363486.1024 | 0 | 170049312.3242 | 0 | 189253417.4485 | 0 | 208229661.9275 | 0 | 0 | 0 | 0 | 0 | 0 | 0 | 0 | 0 | 0 | 0 | 0 | 0 | 0 | 0 | 0 | 0 | 0
|  |  | Less | Tax loss expired - P90 | 0 | SOM 000s | 0 | 0 | 0 | 0 | 0 | 0 | 0 | 0 | 0 | 0 | 0 | 0 | 0 | 0 | 0 | 0 | 0 | 0 | 0 | 0 | 0 | 0 | 0 | 0 | 0 | 0 | 0 | 0 | 0 | 0 | 0 | 0 | 0 | 0 | 0 | 0 | 0 | 0 | 0 | 0 | 0 | 0 | 0 | 0 | 0 | 0 | 0 | 0 | 0 | 0 | 0 | 0 | 0 | 0 | 0 | 0 | 0 | 0 | 0 | 0 | 0 | 0 | 0 | 0 | 0 | 0 | 0 | 0 | 0 | 0 | 0 | 0 | 0 | 0 | 0 | 0 | 0 | 0 | 0 | 0 | 0 | 0 | 0 | 0 | 0 | 0 | 0 | 0
|  |  |  | Tax loss balance - P90 |  | SOM 000s |  |  | 0 | 0 | 0 | 147561245.3671 | 147561245.3671 | 280379161.6967 | 280379161.6967 | 366734005.2973 | 366734005.2973 | 544305974.0028 | 544305974.0028 | 728029276.4175 | 728029276.4175 | 918135337.6026 | 918135337.6026 | 1108154652.9512 | 1108154652.9512 | 1276042699.4018 | 1276042699.4018 | 1443006754.7343 | 1443006754.7343 | 1607259931.0039 | 1607259931.0039 | 1766319387.7591 | 1766319387.7591 | 1848226117.5769 | 1848226117.5769 | 1856080520.7472 | 1856080520.7472 | 1857788819.864 | 1857788819.864 | 1854934365.6628 | 1854934365.6628 | 1871256199.242 | 1871256199.242 | 1857986747.3421 | 1857986747.3421 | 1838667931.4349 | 1838667931.4349 | 1812223793.5067 | 1812223793.5067 | 1777735667.2443 | 1777735667.2443 | 1734326877.2962 | 1734326877.2962 | 1680258205.0978 | 1680258205.0978 | 1617826793.7129 | 1617826793.7129 | 1543006850.4521 | 1543006850.4521 | 1456957403.5756 | 1456957403.5756 | 1358512629.5164 | 1358512629.5164 | 1249226033.5768 | 1249226033.5768 | 1124112095.6283 | 1124112095.6283 | 988029755.4931 | 988029755.4931 | 835666269.3907 | 835666269.3907 | 665616957.0665 | 665616957.0665 | 476363539.618 | 476363539.618 | 268133877.6905 | 268133877.6905 | 268133877.6905 | 268133877.6905 | 268133877.6905 | 268133877.6905 | 268133877.6905 | 268133877.6905 | 268133877.6905 | 268133877.6905 | 268133877.6905 | 268133877.6905 | 268133877.6905 | 268133877.6905 | 268133877.6905 | 268133877.6905 | 268133877.6905 | 268133877.6905 | 268133877.6905
Corporate tax paid - P90
|  |  |  | Corporate tax payment lag - periods | 0 | periods
|  |  |  | Corporate tax payable balance - P90 BEG | 0 | USD 000s | 0 | 0 | 0 | 0 | 0 | 0 | 0 | 0 | 0 | 0 | 0 | 0 | 0 | 0 | 0 | 0 | 0 | 0 | 0 | 0 | 0 | 0 | 0 | 0 | 0 | 0 | 0 | 0 | 0 | 0 | 0 | 0 | 0 | 0 | 0 | 0 | 0 | 0 | 0 | 0 | 0 | 0 | 0 | 0 | 0 | 0 | 0 | 0 | 0 | 0 | 0 | 0 | 0 | 0 | 0 | 0 | 0 | 0 | 0 | 0 | 0 | 0 | 0 | 0 | 0 | 0 | 0 | 0 | 0 | 0 | 0 | 0 | 0 | 0 | 0 | 0 | 0 | 0 | 0 | 0 | 0 | 0 | 0 | 0 | 0 | 0 | 0 | 0
|  |  |  | Corporate tax due POS - fixed - P90 | 0 | USD 000s | 0 | 0 | 0 | 0 | 0 | 0 | 0 | 0 | 0 | 0 | 0 | 0 | 0 | 0 | 0 | 0 | 0 | 0 | 0 | 0 | 0 | 0 | 0 | 0 | 0 | 0 | 0 | 0 | 0 | 0 | 0 | 0 | 0 | 0 | 0 | 0 | 0 | 0 | 0 | 0 | 0 | 0 | 0 | 0 | 0 | 0 | 0 | 0 | 0 | 0 | 0 | 0 | 0 | 0 | 0 | 0 | 0 | 0 | 0 | 0 | 0 | 0 | 0 | 0 | 0 | 0 | 0 | 0 | 0 | 0 | 0 | 0 | 0 | 0 | 0 | 0 | 0 | 0 | 0 | 0 | 0 | 0 | 0 | 0 | 0 | 0 | 0 | 0
|  |  |  | Model column counter | 0 | counter | 0 | 0 | 1 | 2 | 3 | 4 | 5 | 6 | 7 | 8 | 9 | 10 | 11 | 12 | 13 | 14 | 15 | 16 | 17 | 18 | 19 | 20 | 21 | 22 | 23 | 24 | 25 | 26 | 27 | 28 | 29 | 30 | 31 | 32 | 33 | 34 | 35 | 36 | 37 | 38 | 39 | 40 | 41 | 42 | 43 | 44 | 45 | 46 | 47 | 48 | 49 | 50 | 51 | 52 | 53 | 54 | 55 | 56 | 57 | 58 | 59 | 60 | 61 | 62 | 63 | 64 | 65 | 66 | 67 | 68 | 69 | 70 | 71 | 72 | 73 | 74 | 75 | 76 | 77 | 78 | 79 | 80 | 81 | 82 | 83 | 84 | 85 | 86
|  |  |  | End of operations period flag | 0 | flag | 1 | 0 | 0 | 0 | 0 | 0 | 0 | 0 | 0 | 0 | 0 | 0 | 0 | 0 | 0 | 0 | 0 | 0 | 0 | 0 | 0 | 0 | 0 | 0 | 0 | 0 | 0 | 0 | 0 | 0 | 0 | 0 | 0 | 0 | 0 | 0 | 0 | 0 | 0 | 0 | 0 | 0 | 0 | 0 | 0 | 0 | 0 | 0 | 0 | 0 | 0 | 0 | 0 | 0 | 0 | 0 | 0 | 0 | 0 | 0 | 0 | 0 | 0 | 0 | 0 | 0 | 0 | 0 | 0 | 1 | 0 | 0 | 0 | 0 | 0 | 0 | 0 | 0 | 0 | 0 | 0 | 0 | 0 | 0 | 0 | 0 | 0 | 0
|  |  |  | Full post operation period flag | 0 | flag | 18 | 0 | 0 | 0 | 0 | 0 | 0 | 0 | 0 | 0 | 0 | 0 | 0 | 0 | 0 | 0 | 0 | 0 | 0 | 0 | 0 | 0 | 0 | 0 | 0 | 0 | 0 | 0 | 0 | 0 | 0 | 0 | 0 | 0 | 0 | 0 | 0 | 0 | 0 | 0 | 0 | 0 | 0 | 0 | 0 | 0 | 0 | 0 | 0 | 0 | 0 | 0 | 0 | 0 | 0 | 0 | 0 | 0 | 0 | 0 | 0 | 0 | 0 | 0 | 0 | 0 | 0 | 0 | 0 | 0 | 1 | 1 | 1 | 1 | 1 | 1 | 1 | 1 | 1 | 1 | 1 | 1 | 1 | 1 | 1 | 1 | 1 | 1
|  |  |  | Corporate tax paid - P90 POS |  | USD 000s | 0 |  | 0 | 0 | 0 | 0 | 0 | 0 | 0 | 0 | 0 | 0 | 0 | 0 | 0 | 0 | 0 | 0 | 0 | 0 | 0 | 0 | 0 | 0 | 0 | 0 | 0 | 0 | 0 | 0 | 0 | 0 | 0 | 0 | 0 | 0 | 0 | 0 | 0 | 0 | 0 | 0 | 0 | 0 | 0 | 0 | 0 | 0 | 0 | 0 | 0 | 0 | 0 | 0 | 0 | 0 | 0 | 0 | 0 | 0 | 0 | 0 | 0 | 0 | 0 | 0 | 0 | 0 | 0 | 0 | 0 | 0 | 0 | 0 | 0 | 0 | 0 | 0 | 0 | 0 | 0 | 0 | 0 | 0 | 0 | 0 | 0 | 0
|  |  |  | Corporate tax paid - P90 |  | USD 000s | 0 |  | 0 | 0 | 0 | 0 | 0 | 0 | 0 | 0 | 0 | 0 | 0 | 0 | 0 | 0 | 0 | 0 | 0 | 0 | 0 | 0 | 0 | 0 | 0 | 0 | 0 | 0 | 0 | 0 | 0 | 0 | 0 | 0 | 0 | 0 | 0 | 0 | 0 | 0 | 0 | 0 | 0 | 0 | 0 | 0 | 0 | 0 | 0 | 0 | 0 | 0 | 0 | 0 | 0 | 0 | 0 | 0 | 0 | 0 | 0 | 0 | 0 | 0 | 0 | 0 | 0 | 0 | 0 | 0 | 0 | 0 | 0 | 0 | 0 | 0 | 0 | 0 | 0 | 0 | 0 | 0 | 0 | 0 | 0 | 0 | 0 | 0
|  |  |  | Corporate tax payable balance - P90 BEG |  | USD 000s |  |  | 0 | 0 | 0 | 0 | 0 | 0 | 0 | 0 | 0 | 0 | 0 | 0 | 0 | 0 | 0 | 0 | 0 | 0 | 0 | 0 | 0 | 0 | 0 | 0 | 0 | 0 | 0 | 0 | 0 | 0 | 0 | 0 | 0 | 0 | 0 | 0 | 0 | 0 | 0 | 0 | 0 | 0 | 0 | 0 | 0 | 0 | 0 | 0 | 0 | 0 | 0 | 0 | 0 | 0 | 0 | 0 | 0 | 0 | 0 | 0 | 0 | 0 | 0 | 0 | 0 | 0 | 0 | 0 | 0 | 0 | 0 | 0 | 0 | 0 | 0 | 0 | 0 | 0 | 0 | 0 | 0 | 0 | 0 | 0 | 0 | 0
|  |  | Add | Corporate tax due POS - fixed - P90 | 0 | USD 000s | 0 | 0 | 0 | 0 | 0 | 0 | 0 | 0 | 0 | 0 | 0 | 0 | 0 | 0 | 0 | 0 | 0 | 0 | 0 | 0 | 0 | 0 | 0 | 0 | 0 | 0 | 0 | 0 | 0 | 0 | 0 | 0 | 0 | 0 | 0 | 0 | 0 | 0 | 0 | 0 | 0 | 0 | 0 | 0 | 0 | 0 | 0 | 0 | 0 | 0 | 0 | 0 | 0 | 0 | 0 | 0 | 0 | 0 | 0 | 0 | 0 | 0 | 0 | 0 | 0 | 0 | 0 | 0 | 0 | 0 | 0 | 0 | 0 | 0 | 0 | 0 | 0 | 0 | 0 | 0 | 0 | 0 | 0 | 0 | 0 | 0 | 0 | 0
|  |  | Less | Corporate tax paid - P90 POS | 0 | USD 000s | 0 | 0 | 0 | 0 | 0 | 0 | 0 | 0 | 0 | 0 | 0 | 0 | 0 | 0 | 0 | 0 | 0 | 0 | 0 | 0 | 0 | 0 | 0 | 0 | 0 | 0 | 0 | 0 | 0 | 0 | 0 | 0 | 0 | 0 | 0 | 0 | 0 | 0 | 0 | 0 | 0 | 0 | 0 | 0 | 0 | 0 | 0 | 0 | 0 | 0 | 0 | 0 | 0 | 0 | 0 | 0 | 0 | 0 | 0 | 0 | 0 | 0 | 0 | 0 | 0 | 0 | 0 | 0 | 0 | 0 | 0 | 0 | 0 | 0 | 0 | 0 | 0 | 0 | 0 | 0 | 0 | 0 | 0 | 0 | 0 | 0 | 0 | 0
|  |  |  | Corporate tax payable balance - P90 |  | USD 000s |  |  | 0 | 0 | 0 | 0 | 0 | 0 | 0 | 0 | 0 | 0 | 0 | 0 | 0 | 0 | 0 | 0 | 0 | 0 | 0 | 0 | 0 | 0 | 0 | 0 | 0 | 0 | 0 | 0 | 0 | 0 | 0 | 0 | 0 | 0 | 0 | 0 | 0 | 0 | 0 | 0 | 0 | 0 | 0 | 0 | 0 | 0 | 0 | 0 | 0 | 0 | 0 | 0 | 0 | 0 | 0 | 0 | 0 | 0 | 0 | 0 | 0 | 0 | 0 | 0 | 0 | 0 | 0 | 0 | 0 | 0 | 0 | 0 | 0 | 0 | 0 | 0 | 0 | 0 | 0 | 0 | 0 | 0 | 0 | 0 | 0 | 0
Deferred tax liability - P90
|  |  |  | UZS financials active | 1 | 0 = no, 1 = yes
|  |  |  | USD to Som exchange rate curve | 0 | Som / USD | 0 | 0 | 11000 | 11000 | 11000 | 11000 | 11000 | 11110.1644 | 11333.8142 | 11536.1195 | 11713.159 | 11892.9154 | 12069.5429 | 12248.7935 | 12430.7063 | 12615.3207 | 12802.677 | 12992.8157 | 13185.7783 | 13381.6067 | 13580.3435 | 13782.0317 | 13986.7154 | 14194.4389 | 14405.2474 | 14619.1867 | 14836.3033 | 15056.6445 | 15280.258 | 15507.1925 | 15737.4973 | 15971.2226 | 16208.4189 | 16449.138 | 16693.4322 | 16941.3544 | 17192.9587 | 17448.2997 | 17707.4328 | 17970.4145 | 18237.3018 | 18508.1529 | 18783.0264 | 19061.9823 | 19345.081 | 19632.3842 | 19923.9542 | 20219.8546 | 20520.1494 | 20824.9041 | 21134.1849 | 21448.0589 | 21766.5944 | 22089.8607 | 22417.9279 | 22750.8675 | 23088.7516 | 23431.6539 | 23779.6487 | 24132.8118 | 24491.2199 | 24854.9509 | 25224.0839 | 25598.699 | 25978.8777 | 26364.7026 | 26756.2576 | 27153.6277 | 27556.8994 | 27966.1603 | 27966.1603 | 27966.1603 | 27966.1603 | 27966.1603 | 27966.1603 | 27966.1603 | 27966.1603 | 27966.1603 | 27966.1603 | 27966.1603 | 27966.1603 | 27966.1603 | 27966.1603 | 27966.1603 | 27966.1603 | 27966.1603 | 27966.1603 | 27966.1603
|  |  |  | Tax losses - P90 | 0 | SOM 000s | 1874110653.4432 | 0 | 0 | 0 | 0 | 147561245.3671 | 0 | 132817916.3295 | 0 | 86354843.6007 | 0 | 177571968.7055 | 0 | 183723302.4146 | 0 | 190106061.1852 | 0 | 190019315.3486 | 0 | 167888046.4506 | 0 | 166964055.3326 | 0 | 164253176.2695 | 0 | 159059456.7552 | 0 | 81906729.8178 | 0 | 7854403.1703 | 0 | 1708299.1168 | 0 | 0 | 0 | 16321833.5791 | 0 | 0 | 0 | 0 | 0 | 0 | 0 | 0 | 0 | 0 | 0 | 0 | 0 | 0 | 0 | 0 | 0 | 0 | 0 | 0 | 0 | 0 | 0 | 0 | 0 | 0 | 0 | 0 | 0 | 0 | 0 | 0 | 0 | 0 | 0 | 0 | 0 | 0 | 0 | 0 | 0 | 0 | 0 | 0 | 0 | 0 | 0 | 0 | 0 | 0 | 0 | 0
|  |  |  | Tax losses - P90 - USD |  | USD 000s | 146608.948 |  | 0 | 0 | 0 | 13414.6587 | 0 | 11954.631 | 0 | 7485.6058 | 0 | 14930.9032 | 0 | 14999.2979 | 0 | 15069.4592 | 0 | 14624.9527 | 0 | 12546.18 | 0 | 12114.6184 | 0 | 11571.6569 | 0 | 10880.1851 | 0 | 5439.906 | 0 | 506.5007 | 0 | 106.9611 | 0 | 0 | 0 | 963.4314 | 0 | 0 | 0 | 0 | 0 | 0 | 0 | 0 | 0 | 0 | 0 | 0 | 0 | 0 | 0 | 0 | 0 | 0 | 0 | 0 | 0 | 0 | 0 | 0 | 0 | 0 | 0 | 0 | 0 | 0 | 0 | 0 | 0 | 0 | 0 | 0 | 0 | 0 | 0 | 0 | 0 | 0 | 0 | 0 | 0 | 0 | 0 | 0 | 0 | 0 | 0 | 0
|  |  |  | Corporate tax rate | 15% | %
|  |  |  | Tax losses - P90 - USD | 0 | USD 000s | 146608.948 | 0 | 0 | 0 | 0 | 13414.6587 | 0 | 11954.631 | 0 | 7485.6058 | 0 | 14930.9032 | 0 | 14999.2979 | 0 | 15069.4592 | 0 | 14624.9527 | 0 | 12546.18 | 0 | 12114.6184 | 0 | 11571.6569 | 0 | 10880.1851 | 0 | 5439.906 | 0 | 506.5007 | 0 | 106.9611 | 0 | 0 | 0 | 963.4314 | 0 | 0 | 0 | 0 | 0 | 0 | 0 | 0 | 0 | 0 | 0 | 0 | 0 | 0 | 0 | 0 | 0 | 0 | 0 | 0 | 0 | 0 | 0 | 0 | 0 | 0 | 0 | 0 | 0 | 0 | 0 | 0 | 0 | 0 | 0 | 0 | 0 | 0 | 0 | 0 | 0 | 0 | 0 | 0 | 0 | 0 | 0 | 0 | 0 | 0 | 0 | 0
|  |  |  | Tax impact of tax losses - P90 |  | USD 000s | 21991.3422 |  | 0 | 0 | 0 | 2012.1988 | 0 | 1793.1947 | 0 | 1122.8409 | 0 | 2239.6355 | 0 | 2249.8947 | 0 | 2260.4189 | 0 | 2193.7429 | 0 | 1881.927 | 0 | 1817.1928 | 0 | 1735.7485 | 0 | 1632.0278 | 0 | 815.9859 | 0 | 75.9751 | 0 | 16.0442 | 0 | 0 | 0 | 144.5147 | 0 | 0 | 0 | 0 | 0 | 0 | 0 | 0 | 0 | 0 | 0 | 0 | 0 | 0 | 0 | 0 | 0 | 0 | 0 | 0 | 0 | 0 | 0 | 0 | 0 | 0 | 0 | 0 | 0 | 0 | 0 | 0 | 0 | 0 | 0 | 0 | 0 | 0 | 0 | 0 | 0 | 0 | 0 | 0 | 0 | 0 | 0 | 0 | 0 | 0 | 0 | 0
|  |  |  | UZS financials active | 1 | 0 = no, 1 = yes
|  |  |  | Tax impact of difference in depreciable balance | 0 | USD 000s | 550918.764 | 0 | 0 | 0 | 0 | 0 | 0 | 0 | 0 | 0 | 4774.6415 | 5595.7817 | 6416.9218 | 7238.062 | 8059.2022 | 8880.3424 | 9701.4825 | 10522.6227 | 11343.7629 | 12164.9031 | 12986.0432 | 13807.1834 | 14628.3236 | 15449.4638 | 16270.6039 | 17091.7441 | 17912.8843 | 17455.2265 | 16997.5688 | 16539.911 | 16082.2533 | 15624.5955 | 15166.9378 | 14709.28 | 14251.6223 | 13793.9646 | 13336.3068 | 12878.6491 | 12420.9913 | 11963.3336 | 11505.6758 | 11048.0181 | 10590.3603 | 10132.7026 | 9675.0448 | 9217.3871 | 8759.7293 | 8341.3249 | 7962.1738 | 7583.0226 | 7203.8715 | 6824.7204 | 6445.5692 | 6066.4181 | 5687.267 | 5308.1158 | 4928.9647 | 4549.8136 | 4170.6624 | 3791.5113 | 3412.3602 | 3033.209 | 2654.0579 | 2274.9068 | 1895.7557 | 1516.6045 | 1137.4534 | 758.3023 | 379.1511 | -1.69e-11 | 0 | 0 | 0 | 0 | 0 | 0 | 0 | 0 | 0 | 0 | 0 | 0 | 0 | 0 | 0 | 0 | 0 | 0
|  |  | less: | Tax impact of tax losses - P90 | 0 | USD 000s | 21991.3422 | 0 | 0 | 0 | 0 | 2012.1988 | 0 | 1793.1947 | 0 | 1122.8409 | 0 | 2239.6355 | 0 | 2249.8947 | 0 | 2260.4189 | 0 | 2193.7429 | 0 | 1881.927 | 0 | 1817.1928 | 0 | 1735.7485 | 0 | 1632.0278 | 0 | 815.9859 | 0 | 75.9751 | 0 | 16.0442 | 0 | 0 | 0 | 144.5147 | 0 | 0 | 0 | 0 | 0 | 0 | 0 | 0 | 0 | 0 | 0 | 0 | 0 | 0 | 0 | 0 | 0 | 0 | 0 | 0 | 0 | 0 | 0 | 0 | 0 | 0 | 0 | 0 | 0 | 0 | 0 | 0 | 0 | 0 | 0 | 0 | 0 | 0 | 0 | 0 | 0 | 0 | 0 | 0 | 0 | 0 | 0 | 0 | 0 | 0 | 0 | 0
|  |  |  | Movement in deferred tax liability / (asset) - target - P90 |  | USD 000s | 0 |  | 0 | 0 | 0 | 0 | 0 | 0 | 0 | 0 | 0 | 0 | 0 | 0 | 0 | 0 | 0 | 0 | 0 | 0 | 0 | 0 | 0 | 0 | 0 | 0 | 0 | 0 | 0 | 0 | 0 | 0 | 0 | 0 | 0 | 0 | 0 | 0 | 0 | 0 | 0 | 0 | 0 | 0 | 0 | 0 | 0 | 0 | 0 | 0 | 0 | 0 | 0 | 0 | 0 | 0 | 0 | 0 | 0 | 0 | 0 | 0 | 0 | 0 | 0 | 0 | 0 | 0 | 0 | 0 | 0 | 0 | 0 | 0 | 0 | 0 | 0 | 0 | 0 | 0 | 0 | 0 | 0 | 0 | 0 | 0 | 0 | 0
|  |  |  | Movement in deferred tax liability / (asset) - target - P90 | 0 | USD 000s | 0 | 0 | 0 | 0 | 0 | 0 | 0 | 0 | 0 | 0 | 0 | 0 | 0 | 0 | 0 | 0 | 0 | 0 | 0 | 0 | 0 | 0 | 0 | 0 | 0 | 0 | 0 | 0 | 0 | 0 | 0 | 0 | 0 | 0 | 0 | 0 | 0 | 0 | 0 | 0 | 0 | 0 | 0 | 0 | 0 | 0 | 0 | 0 | 0 | 0 | 0 | 0 | 0 | 0 | 0 | 0 | 0 | 0 | 0 | 0 | 0 | 0 | 0 | 0 | 0 | 0 | 0 | 0 | 0 | 0 | 0 | 0 | 0 | 0 | 0 | 0 | 0 | 0 | 0 | 0 | 0 | 0 | 0 | 0 | 0 | 0 | 0 | 0
|  |  |  | Deferred tax liability / (asset) BEG - P90 | 0 | USD 000s | 0 | 0 | 0 | 0 | 0 | 0 | 0 | 0 | 0 | 0 | 0 | 0 | 0 | 0 | 0 | 0 | 0 | 0 | 0 | 0 | 0 | 0 | 0 | 0 | 0 | 0 | 0 | 0 | 0 | 0 | 0 | 0 | 0 | 0 | 0 | 0 | 0 | 0 | 0 | 0 | 0 | 0 | 0 | 0 | 0 | 0 | 0 | 0 | 0 | 0 | 0 | 0 | 0 | 0 | 0 | 0 | 0 | 0 | 0 | 0 | 0 | 0 | 0 | 0 | 0 | 0 | 0 | 0 | 0 | 0 | 0 | 0 | 0 | 0 | 0 | 0 | 0 | 0 | 0 | 0 | 0 | 0 | 0 | 0 | 0 | 0 | 0 | 0
|  |  |  | Movement in deferred tax liability / (asset) balance - P90 |  | USD 000s | 0 |  | 0 | 0 | 0 | 0 | 0 | 0 | 0 | 0 | 0 | 0 | 0 | 0 | 0 | 0 | 0 | 0 | 0 | 0 | 0 | 0 | 0 | 0 | 0 | 0 | 0 | 0 | 0 | 0 | 0 | 0 | 0 | 0 | 0 | 0 | 0 | 0 | 0 | 0 | 0 | 0 | 0 | 0 | 0 | 0 | 0 | 0 | 0 | 0 | 0 | 0 | 0 | 0 | 0 | 0 | 0 | 0 | 0 | 0 | 0 | 0 | 0 | 0 | 0 | 0 | 0 | 0 | 0 | 0 | 0 | 0 | 0 | 0 | 0 | 0 | 0 | 0 | 0 | 0 | 0 | 0 | 0 | 0 | 0 | 0 | 0 | 0
|  |  |  | Deferred tax liability / (asset) BEG - P90 |  | USD 000s |  |  | 0 | 0 | 0 | 0 | 0 | 0 | 0 | 0 | 0 | 0 | 0 | 0 | 0 | 0 | 0 | 0 | 0 | 0 | 0 | 0 | 0 | 0 | 0 | 0 | 0 | 0 | 0 | 0 | 0 | 0 | 0 | 0 | 0 | 0 | 0 | 0 | 0 | 0 | 0 | 0 | 0 | 0 | 0 | 0 | 0 | 0 | 0 | 0 | 0 | 0 | 0 | 0 | 0 | 0 | 0 | 0 | 0 | 0 | 0 | 0 | 0 | 0 | 0 | 0 | 0 | 0 | 0 | 0 | 0 | 0 | 0 | 0 | 0 | 0 | 0 | 0 | 0 | 0 | 0 | 0 | 0 | 0 | 0 | 0 | 0 | 0
|  |  |  | Movement in deferred tax liability / (asset) balance - P90 | 0 | USD 000s | 0 | 0 | 0 | 0 | 0 | 0 | 0 | 0 | 0 | 0 | 0 | 0 | 0 | 0 | 0 | 0 | 0 | 0 | 0 | 0 | 0 | 0 | 0 | 0 | 0 | 0 | 0 | 0 | 0 | 0 | 0 | 0 | 0 | 0 | 0 | 0 | 0 | 0 | 0 | 0 | 0 | 0 | 0 | 0 | 0 | 0 | 0 | 0 | 0 | 0 | 0 | 0 | 0 | 0 | 0 | 0 | 0 | 0 | 0 | 0 | 0 | 0 | 0 | 0 | 0 | 0 | 0 | 0 | 0 | 0 | 0 | 0 | 0 | 0 | 0 | 0 | 0 | 0 | 0 | 0 | 0 | 0 | 0 | 0 | 0 | 0 | 0 | 0
|  |  |  | Deferred tax liability / (asset) - P90 |  | USD 000s |  |  | 0 | 0 | 0 | 0 | 0 | 0 | 0 | 0 | 0 | 0 | 0 | 0 | 0 | 0 | 0 | 0 | 0 | 0 | 0 | 0 | 0 | 0 | 0 | 0 | 0 | 0 | 0 | 0 | 0 | 0 | 0 | 0 | 0 | 0 | 0 | 0 | 0 | 0 | 0 | 0 | 0 | 0 | 0 | 0 | 0 | 0 | 0 | 0 | 0 | 0 | 0 | 0 | 0 | 0 | 0 | 0 | 0 | 0 | 0 | 0 | 0 | 0 | 0 | 0 | 0 | 0 | 0 | 0 | 0 | 0 | 0 | 0 | 0 | 0 | 0 | 0 | 0 | 0 | 0 | 0 | 0 | 0 | 0 | 0 | 0 | 0
Corporate tax expense
|  |  |  | Corporate tax due POS - fixed - P90 | 0 | USD 000s | 0 | 0 | 0 | 0 | 0 | 0 | 0 | 0 | 0 | 0 | 0 | 0 | 0 | 0 | 0 | 0 | 0 | 0 | 0 | 0 | 0 | 0 | 0 | 0 | 0 | 0 | 0 | 0 | 0 | 0 | 0 | 0 | 0 | 0 | 0 | 0 | 0 | 0 | 0 | 0 | 0 | 0 | 0 | 0 | 0 | 0 | 0 | 0 | 0 | 0 | 0 | 0 | 0 | 0 | 0 | 0 | 0 | 0 | 0 | 0 | 0 | 0 | 0 | 0 | 0 | 0 | 0 | 0 | 0 | 0 | 0 | 0 | 0 | 0 | 0 | 0 | 0 | 0 | 0 | 0 | 0 | 0 | 0 | 0 | 0 | 0 | 0 | 0
|  |  |  | Movement in deferred tax liability / (asset) balance - P90 | 0 | USD 000s | 0 | 0 | 0 | 0 | 0 | 0 | 0 | 0 | 0 | 0 | 0 | 0 | 0 | 0 | 0 | 0 | 0 | 0 | 0 | 0 | 0 | 0 | 0 | 0 | 0 | 0 | 0 | 0 | 0 | 0 | 0 | 0 | 0 | 0 | 0 | 0 | 0 | 0 | 0 | 0 | 0 | 0 | 0 | 0 | 0 | 0 | 0 | 0 | 0 | 0 | 0 | 0 | 0 | 0 | 0 | 0 | 0 | 0 | 0 | 0 | 0 | 0 | 0 | 0 | 0 | 0 | 0 | 0 | 0 | 0 | 0 | 0 | 0 | 0 | 0 | 0 | 0 | 0 | 0 | 0 | 0 | 0 | 0 | 0 | 0 | 0 | 0 | 0
|  |  |  | Corporate tax expense POS - calc - P90 |  | USD 000s | 0 |  | 0 | 0 | 0 | 0 | 0 | 0 | 0 | 0 | 0 | 0 | 0 | 0 | 0 | 0 | 0 | 0 | 0 | 0 | 0 | 0 | 0 | 0 | 0 | 0 | 0 | 0 | 0 | 0 | 0 | 0 | 0 | 0 | 0 | 0 | 0 | 0 | 0 | 0 | 0 | 0 | 0 | 0 | 0 | 0 | 0 | 0 | 0 | 0 | 0 | 0 | 0 | 0 | 0 | 0 | 0 | 0 | 0 | 0 | 0 | 0 | 0 | 0 | 0 | 0 | 0 | 0 | 0 | 0 | 0 | 0 | 0 | 0 | 0 | 0 | 0 | 0 | 0 | 0 | 0 | 0 | 0 | 0 | 0 | 0 | 0 | 0
|  |  |  | Corporate tax expense POS - fixed - P90 | 0 | USD 000s | 17757.4116 | 0 | 0 | 0 | 0 | 0 | 0 | 0 | 0 | 0 | 0 | 0 | 0 | 0 | 0 | 0 | 0 | 0 | 0 | 0 | 0 | 0 | 0 | 0 | 0 | 0 | 0 | 0 | 0 | 0 | 0 | 0 | 0 | 0 | 0 | 0 | 0 | 0 | 0 | 0 | 0 | 0 | 0 | 0 | 0 | 0 | 0 | 0 | 0 | 0 | 0 | 0 | 0 | 0 | 0 | 0 | 0 | 0 | 0 | 0 | 0 | 0 | 0 | 0 | 0 | 0 | 0 | 0 | 0 | 0 | 0 | 0 | 0 | 0 | 0 | 0 | 0 | 0 | 0 | 0 | 0 | 0 | 0 | 0 | 0 | 0 | 0 | 0
|  |  |  | Corporate tax expense - P90 |  | USD 000s | 0 |  | 0 | 0 | 0 | 0 | 0 | 0 | 0 | 0 | 0 | 0 | 0 | 0 | 0 | 0 | 0 | 0 | 0 | 0 | 0 | 0 | 0 | 0 | 0 | 0 | 0 | 0 | 0 | 0 | 0 | 0 | 0 | 0 | 0 | 0 | 0 | 0 | 0 | 0 | 0 | 0 | 0 | 0 | 0 | 0 | 0 | 0 | 0 | 0 | 0 | 0 | 0 | 0 | 0 | 0 | 0 | 0 | 0 | 0 | 0 | 0 | 0 | 0 | 0 | 0 | 0 | 0 | 0 | 0 | 0 | 0 | 0 | 0 | 0 | 0 | 0 | 0 | 0 | 0 | 0 | 0 | 0 | 0 | 0 | 0 | 0 | 0
PROFIT UNDER FIXED ASSET ACCOUNTING WITH IFRIC12 ACTIVE
|  |  |  | Pre-operations energy charge treated as revenue | 0 | USD 000s | 19452.0951 | 0 | 0 | 0 | 0 | 0 | 0 | 6319.2143 | 6813.6665 | 6319.2143 | 0 | 0 | 0 | 0 | 0 | 0 | 0 | 0 | 0 | 0 | 0 | 0 | 0 | 0 | 0 | 0 | 0 | 0 | 0 | 0 | 0 | 0 | 0 | 0 | 0 | 0 | 0 | 0 | 0 | 0 | 0 | 0 | 0 | 0 | 0 | 0 | 0 | 0 | 0 | 0 | 0 | 0 | 0 | 0 | 0 | 0% | 0% | 0% | 0% | 0% | 0% | 0% | 0% | 0% | 0% | 0% | 0% | 0% | 0% | 0% | 0% | 0% | 0% | 0% | 0% | 0% | 0% | 0% | 0% | 0% | 0% | 0% | 0% | 0% | 0% | 0% | 0% | 0%
|  |  |  | Energy charge | 0 | USD 000s | 382751.5575 | 0 | 0 | 0 | 0 | 0 | 0 | 0 | 0 | 0 | 6813.6665 | 6319.2143 | 6801.5469 | 6307.9742 | 6789.2897 | 6296.6065 | 6776.8605 | 6285.0793 | 6764.3282 | 6273.4563 | 6751.6811 | 6261.7271 | 6738.8277 | 6249.8064 | 6725.8023 | 6237.7262 | 6712.6737 | 6225.5503 | 6699.4419 | 6213.2787 | 6686.0725 | 6200.8795 | 6672.6229 | 6188.4058 | 6659.0127 | 6175.7833 | 6645.2764 | 6163.0438 | 6631.3795 | 6150.1555 | 6617.3795 | 6137.1714 | 6603.2419 | 6124.0597 | 6588.9552 | 6110.8098 | 6574.4966 | 6097.4003 | 6559.9232 | 6083.8846 | 6545.2008 | 6070.2306 | 6530.3409 | 6056.4489 | 6515.3662 | 6042.561 | 6500.2311 | 6028.5241 | 6484.9927 | 6014.3916 | 6469.697 | 6000.2059 | 6454.2408 | 5985.8713 | 6438.6355 | 5971.3985 | 6422.8812 | 5956.7874 | 6407.0008 | 5942.0593 | 0 | 0 | 0 | 0 | 0 | 0 | 0 | 0 | 0 | 0 | 0 | 0 | 0 | 0 | 0 | 0 | 0 | 0
|  |  |  | Operating costs accrued | 0 | USD 000s | -76841.7102 | 0 | 0 | 0 | 0 | 0 | 0 | -452.025 | -452.025 | -452.025 | -422.1286 | -419.0007 | -362.5757 | -359.6305 | -624.9096 | -622.1194 | -628.3504 | -625.7087 | -633.3222 | -630.8228 | -738.424 | -736.0608 | -776.544 | -774.3111 | -761.7448 | -759.6368 | -777.9469 | -1384.9273 | -1470.0431 | -1461.2617 | -1399.7078 | -1391.1816 | -1414.8911 | -1406.6126 | -2133.6433 | -2125.6054 | -1386.4348 | -1378.6304 | -1398.602 | -1391.0244 | -1406.5405 | -1399.183 | -1410.7474 | -1403.6037 | -1418.6229 | -1411.6867 | -1430.391 | -1423.6564 | -1498.143 | -1491.604 | -1447.3824 | -1441.0334 | -1450.8312 | -1444.6667 | -1451.7611 | -1445.7757 | -1509.7769 | -1503.9654 | -1483.4665 | -1477.8238 | -1583.7835 | -1578.3048 | -1596.077 | -1590.7574 | -1609.1362 | -1603.9712 | -1622.961 | -1617.9461 | -1670.5513 | -1665.6821 | 0 | 0 | 0 | 0 | 0 | 0 | 0 | 0 | 0 | 0 | 0 | 0 | 0 | 0 | 0 | 0 | 0 | 0
|  |  |  | Total agent bank fee - operations | 0 | USD 000s | -1140 | 0 | 0 | 0 | 0 | 0 | 0 | 0 | 0 | 0 | -60 | 0 | -60 | 0 | -60 | 0 | -60 | 0 | -60 | 0 | -60 | 0 | -60 | 0 | -60 | 0 | -60 | 0 | -60 | 0 | -60 | 0 | -60 | 0 | -60 | 0 | -60 | 0 | -60 | 0 | -60 | 0 | -60 | 0 | -60 | 0 | -60 | 0 | 0 | 0 | 0 | 0 | 0 | 0 | 0 | 0 | 0 | 0 | 0 | 0 | 0 | 0 | 0 | 0 | 0 | 0 | 0 | 0 | 0 | 0 | 0 | 0 | 0 | 0 | 0 | 0 | 0 | 0 | 0 | 0 | 0 | 0 | 0 | 0 | 0 | 0 | 0 | 0
|  |  |  | DSRA LC fee | 0 | USD 000s | -461.3039 | 0 | 0 | 0 | 0 | 0 | 0 | 0 | 0 | 0 | -15.8371 | -15.6396 | -15.546 | -14.931 | -15.1383 | -14.935 | -15.0406 | -14.738 | -14.8094 | -14.3774 | -14.4944 | -14.14 | -14.2986 | -14.0802 | -14.1325 | -12.9963 | -12.2168 | -11.8349 | -12.005 | -11.811 | -11.9118 | -11.6748 | -10.903 | -9.6979 | -10.4531 | -11.1837 | -11.4677 | -11.2418 | -11.3968 | -11.2475 | -11.3456 | -11.1371 | -11.2925 | -11.0789 | -11.2254 | -8.3508 | -2.6935 | 0 | 0 | 0 | 0 | 0 | 0 | 0 | 0 | 0 | 0 | 0 | 0 | 0 | 0 | 0 | 0 | 0 | 0 | 0 | 0 | 0 | 0 | 0 | 0 | 0 | 0 | 0 | 0 | 0 | 0 | 0 | 0 | 0 | 0 | 0 | 0 | 0 | 0 | 0 | 0 | 0
|  |  |  | ADB Loan interest | 0 | USD 000s | -17528.7721 | 0 | 0 | 0 | 0 | 0 | 0 | 0 | 0 | 0 | -635.7729 | -823.7588 | -822.1292 | -792.2279 | -790.5347 | -767.2339 | -762.2642 | -730.8726 | -724.5112 | -692.3425 | -683.9844 | -652.2597 | -643.4851 | -612.5397 | -596.2064 | -560.686 | -544.5543 | -508.2333 | -494.7936 | -463.305 | -448.5557 | -418.4804 | -398.5551 | -365.4133 | -345.5194 | -316.7325 | -300.4603 | -269.6458 | -252.1152 | -225.4834 | -204.737 | -176.2946 | -154.5358 | -125.4383 | -101.3235 | -71.5487 | -44.9485 | -7.2893 | 0 | 0 | 0 | 0 | 0 | 0 | 0 | 0 | 0 | 0 | 0 | 0 | 0 | 0 | 0 | 0 | 0 | 0 | 0 | 0 | 0 | 0 | 0 | 0 | 0 | 0 | 0 | 0 | 0 | 0 | 0 | 0 | 0 | 0 | 0 | 0 | 0 | 0 | 0 | 0
|  |  |  | EBRD Loan interest | 0 | USD 000s | -23013.276 | 0 | 0 | 0 | 0 | 0 | 0 | 0 | 0 | 0 | -834.6972 | -1081.5012 | -1079.3617 | -1040.1047 | -1037.8817 | -1007.2904 | -1000.7658 | -959.5523 | -951.2005 | -908.9667 | -897.9934 | -856.3425 | -844.8224 | -804.1946 | -782.7509 | -736.1167 | -714.9376 | -667.2522 | -649.6075 | -608.2666 | -588.9024 | -549.4169 | -523.2573 | -479.7459 | -453.6276 | -415.8336 | -394.4701 | -354.0142 | -330.9985 | -296.034 | -268.7963 | -231.4547 | -202.8879 | -164.6862 | -133.0262 | -93.9353 | -59.0123 | -9.5701 | 0 | 0 | 0 | 0 | 0 | 0 | 0 | 0 | 0 | 0 | 0 | 0 | 0 | 0 | 0 | 0 | 0 | 0 | 0 | 0 | 0 | 0 | 0 | 0 | 0 | 0 | 0 | 0 | 0 | 0 | 0 | 0 | 0 | 0 | 0 | 0 | 0 | 0 | 0 | 0
|  |  |  | AIIB loan interest | 0 | USD 000s | -13511.7618 | 0 | 0 | 0 | 0 | 0 | 0 | 0 | 0 | 0 | -490.0749 | -634.9807 | -633.7246 | -610.6757 | -609.3705 | -591.4094 | -587.5786 | -563.381 | -558.4774 | -533.6807 | -527.238 | -502.7835 | -496.0197 | -472.166 | -459.5757 | -432.1955 | -419.7606 | -391.7631 | -381.4034 | -357.1309 | -345.7617 | -322.5786 | -307.2195 | -281.6727 | -266.3379 | -244.148 | -231.6048 | -207.852 | -194.3388 | -173.8101 | -157.8181 | -135.8938 | -119.1214 | -96.692 | -78.1036 | -55.1521 | -34.6478 | -5.6189 | 0 | 0 | 0 | 0 | 0 | 0 | 0 | 0 | 0 | 0 | 0 | 0 | 0 | 0 | 0 | 0 | 0 | 0 | 0 | 0 | 0 | 0 | 0 | 0 | 0 | 0 | 0 | 0 | 0 | 0 | 0 | 0 | 0 | 0 | 0 | 0 | 0 | 0 | 0 | 0
|  |  |  | EIB interest | 0 | USD 000s | -12507.6535 | 0 | 0 | 0 | 0 | 0 | 0 | 0 | 0 | 0 | -454.5759 | -587.9513 | -586.8793 | -565.8101 | -564.6971 | -548.2049 | -544.6824 | -522.3675 | -517.7153 | -494.7699 | -488.7108 | -466.0921 | -459.7205 | -437.6632 | -425.8648 | -400.4886 | -388.8107 | -362.9006 | -353.1255 | -330.6723 | -319.9476 | -298.4642 | -284.0896 | -260.4559 | -246.0889 | -225.4793 | -213.6436 | -191.6696 | -179.0078 | -160.0439 | -145.1566 | -124.9488 | -109.3798 | -88.7778 | -71.5534 | -50.5294 | -31.6152 | -5.0993 | 0 | 0 | 0 | 0 | 0 | 0 | 0 | 0 | 0 | 0 | 0 | 0 | 0 | 0 | 0 | 0 | 0 | 0 | 0 | 0 | 0 | 0 | 0 | 0 | 0 | 0 | 0 | 0 | 0 | 0 | 0 | 0 | 0 | 0 | 0 | 0 | 0 | 0 | 0 | 0
|  |  |  | Shareholder loan interest expense | 0 | USD 000s | -54001.139 | 0 | 0 | 0 | 0 | 0 | 0 | 0 | 0 | 0 | -1621.8011 | -977.2679 | -977.6849 | -976.5667 | -976.7552 | -976.4217 | -977.4631 | -986.5161 | -996.4783 | -1005.7191 | -1015.8713 | -1025.4321 | -1035.9384 | -1052.6759 | -1070.2178 | -1087.6178 | -1105.833 | -1123.9234 | -1143.1496 | -1162.3048 | -1182.3367 | -1202.2473 | -1223.0334 | -1243.7462 | -1265.3685 | -1287.2264 | -1310.0988 | -1324.0663 | -1326.3792 | -1327.2957 | -1329.6809 | -1330.7304 | -1333.313 | -1334.5075 | -1337.2358 | -1338.5864 | -1341.3973 | -1342.6718 | -1301.4021 | -1208.8093 | -1122.3184 | -1024.9554 | -932.9495 | -831.0904 | -734.6776 | -628.2666 | -527.1624 | -417.1609 | -312.5892 | -197.281 | -86.9164 | 0 | 0 | 0 | 0 | 0 | 0 | 0 | 0 | 0 | 0 | 0 | 0 | 0 | 0 | 0 | 0 | 0 | 0 | 0 | 0 | 0 | 0 | 0 | 0 | 0 | 0 | 0
|  |  |  | GB Refi facility upfront fee paid | 0 | USD 000s | 0 | 0 | 0 | 0 | 0 | 0 | 0 | 0 | 0 | 0 | 0 | 0 | 0 | 0 | 0 | 0 | 0 | 0 | 0 | 0 | 0 | 0 | 0 | 0 | 0 | 0 | 0 | 0 | 0 | 0 | 0 | 0 | 0 | 0 | 0 | 0 | 0 | 0 | 0 | 0 | 0 | 0 | 0 | 0 | 0 | 0 | 0 | 0 | 0 | 0 | 0 | 0 | 0 | 0 | 0 | 0 | 0 | 0 | 0 | 0 | 0 | 0 | 0 | 0 | 0 | 0 | 0 | 0 | 0 | 0 | 0 | 0 | 0 | 0 | 0 | 0 | 0 | 0 | 0 | 0 | 0 | 0 | 0 | 0 | 0 | 0 | 0 | 0
|  |  |  | GB Refi debt interest | 0 | USD 000s | 0 | 0 | 0 | 0 | 0 | 0 | 0 | 0 | 0 | 0 | 0 | 0 | 0 | 0 | 0 | 0 | 0 | 0 | 0 | 0 | 0 | 0 | 0 | 0 | 0 | 0 | 0 | 0 | 0 | 0 | 0 | 0 | 0 | 0 | 0 | 0 | 0 | 0 | 0 | 0 | 0 | 0 | 0 | 0 | 0 | 0 | 0 | 0 | 0 | 0 | 0 | 0 | 0 | 0 | 0 | 0 | 0 | 0 | 0 | 0 | 0 | 0 | 0 | 0 | 0 | 0 | 0 | 0 | 0 | 0 | 0 | 0 | 0 | 0 | 0 | 0 | 0 | 0 | 0 | 0 | 0 | 0 | 0 | 0 | 0 | 0 | 0 | 0
|  |  |  | Tax depreciation | 0 | USD 000s | 126790.6817 | 0 | 0 | 0 | 0 | 0 | 0 | 7326.7516 | 7182.1731 | 7056.2215 | 6949.5697 | 6844.5299 | 6744.3661 | 6645.668 | 6548.4143 | 6452.5839 | 6358.1558 | 6265.1096 | 6173.4251 | 6083.0823 | 5994.0616 | 5906.3436 | 5819.9093 | 5734.7399 | 5650.8169 | 5568.122 | 5486.6373 | 0 | 0 | 0 | 0 | 0 | 0 | 0 | 0 | 0 | 0 | 0 | 0 | 0 | 0 | 0 | 0 | 0 | 0 | 0 | 0 | 0 | 0 | 0 | 0 | 0 | 0 | 0 | 0 | 0 | 0 | 0 | 0 | 0 | 0 | 0 | 0 | 0 | 0 | 0 | 0 | 0 | 0 | 0 | 0 | 0 | 0 | 0 | 0 | 0 | 0 | 0 | 0 | 0 | 0 | 0 | 0 | 0 | 0 | 0 | 0 | 0
|  |  |  | Adjusted net profit for FAA tax calculation under IFRIC12 - P50 |  | USD 000s | 76407.3544 |  | 0 | 0 | 0 | 0 | 0 | -1459.5623 | -820.5315 | -1189.0322 | -4670.7908 | -5065.4159 | -4480.7206 | -4697.6404 | -4438.4117 | -4683.5922 | -4157.4404 | -4383.1666 | -3865.6112 | -4090.3053 | -3669.0967 | -3897.7273 | -3411.9102 | -3652.5643 | -3095.5074 | -3320.1335 | -2798.0234 | 1774.7155 | 2135.3142 | 1818.5263 | 2328.9489 | 2006.8357 | 2450.6739 | 2141.0613 | 1877.9739 | 1549.5744 | 2737.0962 | 2425.9237 | 2878.5412 | 2565.2164 | 3033.3046 | 2727.529 | 3201.9642 | 2899.2754 | 3377.8644 | 3081.0203 | 3569.7909 | 3303.4946 | 3760.3781 | 3383.4713 | 3975.5 | 3604.2417 | 4146.5601 | 3780.6918 | 4328.9276 | 3968.5187 | 4463.2917 | 4107.3978 | 4688.937 | 4339.2867 | 4798.9971 | 4421.9011 | 4858.1639 | 4395.1139 | 4829.4993 | 4367.4272 | 4799.9202 | 4338.8413 | 4736.4494 | 4276.3773 | 0 | 0 | 0 | 0 | 0 | 0 | 0 | 0 | 0 | 0 | 0 | 0 | 0 | 0 | 0 | 0 | 0 | 0
|  |  |  | Pre-operations energy charge treated as revenue | 0 | USD 000s | 19452.0951 | 0 | 0 | 0 | 0 | 0 | 0 | 6319.2143 | 6813.6665 | 6319.2143 | 0 | 0 | 0 | 0 | 0 | 0 | 0 | 0 | 0 | 0 | 0 | 0 | 0 | 0 | 0 | 0 | 0 | 0 | 0 | 0 | 0 | 0 | 0 | 0 | 0 | 0 | 0 | 0 | 0 | 0 | 0 | 0 | 0 | 0 | 0 | 0 | 0 | 0 | 0 | 0 | 0 | 0 | 0 | 0 | 0 | 0% | 0% | 0% | 0% | 0% | 0% | 0% | 0% | 0% | 0% | 0% | 0% | 0% | 0% | 0% | 0% | 0% | 0% | 0% | 0% | 0% | 0% | 0% | 0% | 0% | 0% | 0% | 0% | 0% | 0% | 0% | 0% | 0%
|  |  |  | Energy charge - P90 | 0 | USD 000s | 367484.8112 | 0 | 0 | 0 | 0 | 0 | 0 | 0 | 0 | 0 | 6573.2468 | 6096.2412 | 6559.327 | 6083.3316 | 6545.2582 | 6070.2837 | 6531.0747 | 6057.1295 | 6516.7765 | 6043.869 | 6502.3408 | 6030.4808 | 6487.8134 | 6017.0075 | 6473.2171 | 6003.4705 | 6458.5062 | 5989.8271 | 6443.6462 | 5976.0455 | 6428.6486 | 5962.1363 | 6413.5364 | 5948.1207 | 6398.298 | 5933.9882 | 6382.8877 | 5919.6961 | 6367.3627 | 5905.2977 | 6351.746 | 5890.8142 | 6335.9916 | 5876.2032 | 6320.157 | 5861.5177 | 6304.2307 | 5846.7471 | 6288.1783 | 5831.8595 | 6271.9309 | 5816.7912 | 6255.5689 | 5801.6165 | 6239.1381 | 5786.378 | 6222.627 | 5771.0651 | 6206.1044 | 5755.7416 | 6189.5819 | 5740.418 | 6173.0593 | 5725.0945 | 6156.5368 | 5709.7709 | 6140.0142 | 5694.4474 | 6123.4917 | 5679.1238 | 0 | 0 | 0 | 0 | 0 | 0 | 0 | 0 | 0 | 0 | 0 | 0 | 0 | 0 | 0 | 0 | 0 | 0
|  |  |  | Operating costs accrued | 0 | USD 000s | -76841.7102 | 0 | 0 | 0 | 0 | 0 | 0 | -452.025 | -452.025 | -452.025 | -422.1286 | -419.0007 | -362.5757 | -359.6305 | -624.9096 | -622.1194 | -628.3504 | -625.7087 | -633.3222 | -630.8228 | -738.424 | -736.0608 | -776.544 | -774.3111 | -761.7448 | -759.6368 | -777.9469 | -1384.9273 | -1470.0431 | -1461.2617 | -1399.7078 | -1391.1816 | -1414.8911 | -1406.6126 | -2133.6433 | -2125.6054 | -1386.4348 | -1378.6304 | -1398.602 | -1391.0244 | -1406.5405 | -1399.183 | -1410.7474 | -1403.6037 | -1418.6229 | -1411.6867 | -1430.391 | -1423.6564 | -1498.143 | -1491.604 | -1447.3824 | -1441.0334 | -1450.8312 | -1444.6667 | -1451.7611 | -1445.7757 | -1509.7769 | -1503.9654 | -1483.4665 | -1477.8238 | -1583.7835 | -1578.3048 | -1596.077 | -1590.7574 | -1609.1362 | -1603.9712 | -1622.961 | -1617.9461 | -1670.5513 | -1665.6821 | 0 | 0 | 0 | 0 | 0 | 0 | 0 | 0 | 0 | 0 | 0 | 0 | 0 | 0 | 0 | 0 | 0 | 0
|  |  |  | Total agent bank fee - operations | 0 | USD 000s | -1140 | 0 | 0 | 0 | 0 | 0 | 0 | 0 | 0 | 0 | -60 | 0 | -60 | 0 | -60 | 0 | -60 | 0 | -60 | 0 | -60 | 0 | -60 | 0 | -60 | 0 | -60 | 0 | -60 | 0 | -60 | 0 | -60 | 0 | -60 | 0 | -60 | 0 | -60 | 0 | -60 | 0 | -60 | 0 | -60 | 0 | -60 | 0 | 0 | 0 | 0 | 0 | 0 | 0 | 0 | 0 | 0 | 0 | 0 | 0 | 0 | 0 | 0 | 0 | 0 | 0 | 0 | 0 | 0 | 0 | 0 | 0 | 0 | 0 | 0 | 0 | 0 | 0 | 0 | 0 | 0 | 0 | 0 | 0 | 0 | 0 | 0 | 0
|  |  |  | DSRA LC fee | 0 | USD 000s | -461.3039 | 0 | 0 | 0 | 0 | 0 | 0 | 0 | 0 | 0 | -15.8371 | -15.6396 | -15.546 | -14.931 | -15.1383 | -14.935 | -15.0406 | -14.738 | -14.8094 | -14.3774 | -14.4944 | -14.14 | -14.2986 | -14.0802 | -14.1325 | -12.9963 | -12.2168 | -11.8349 | -12.005 | -11.811 | -11.9118 | -11.6748 | -10.903 | -9.6979 | -10.4531 | -11.1837 | -11.4677 | -11.2418 | -11.3968 | -11.2475 | -11.3456 | -11.1371 | -11.2925 | -11.0789 | -11.2254 | -8.3508 | -2.6935 | 0 | 0 | 0 | 0 | 0 | 0 | 0 | 0 | 0 | 0 | 0 | 0 | 0 | 0 | 0 | 0 | 0 | 0 | 0 | 0 | 0 | 0 | 0 | 0 | 0 | 0 | 0 | 0 | 0 | 0 | 0 | 0 | 0 | 0 | 0 | 0 | 0 | 0 | 0 | 0 | 0
|  |  |  | ADB Loan interest | 0 | USD 000s | -17528.7721 | 0 | 0 | 0 | 0 | 0 | 0 | 0 | 0 | 0 | -635.7729 | -823.7588 | -822.1292 | -792.2279 | -790.5347 | -767.2339 | -762.2642 | -730.8726 | -724.5112 | -692.3425 | -683.9844 | -652.2597 | -643.4851 | -612.5397 | -596.2064 | -560.686 | -544.5543 | -508.2333 | -494.7936 | -463.305 | -448.5557 | -418.4804 | -398.5551 | -365.4133 | -345.5194 | -316.7325 | -300.4603 | -269.6458 | -252.1152 | -225.4834 | -204.737 | -176.2946 | -154.5358 | -125.4383 | -101.3235 | -71.5487 | -44.9485 | -7.2893 | 0 | 0 | 0 | 0 | 0 | 0 | 0 | 0 | 0 | 0 | 0 | 0 | 0 | 0 | 0 | 0 | 0 | 0 | 0 | 0 | 0 | 0 | 0 | 0 | 0 | 0 | 0 | 0 | 0 | 0 | 0 | 0 | 0 | 0 | 0 | 0 | 0 | 0 | 0 | 0
|  |  |  | EBRD Loan interest | 0 | USD 000s | -23013.276 | 0 | 0 | 0 | 0 | 0 | 0 | 0 | 0 | 0 | -834.6972 | -1081.5012 | -1079.3617 | -1040.1047 | -1037.8817 | -1007.2904 | -1000.7658 | -959.5523 | -951.2005 | -908.9667 | -897.9934 | -856.3425 | -844.8224 | -804.1946 | -782.7509 | -736.1167 | -714.9376 | -667.2522 | -649.6075 | -608.2666 | -588.9024 | -549.4169 | -523.2573 | -479.7459 | -453.6276 | -415.8336 | -394.4701 | -354.0142 | -330.9985 | -296.034 | -268.7963 | -231.4547 | -202.8879 | -164.6862 | -133.0262 | -93.9353 | -59.0123 | -9.5701 | 0 | 0 | 0 | 0 | 0 | 0 | 0 | 0 | 0 | 0 | 0 | 0 | 0 | 0 | 0 | 0 | 0 | 0 | 0 | 0 | 0 | 0 | 0 | 0 | 0 | 0 | 0 | 0 | 0 | 0 | 0 | 0 | 0 | 0 | 0 | 0 | 0 | 0 | 0 | 0
|  |  |  | AIIB loan interest | 0 | USD 000s | -13511.7618 | 0 | 0 | 0 | 0 | 0 | 0 | 0 | 0 | 0 | -490.0749 | -634.9807 | -633.7246 | -610.6757 | -609.3705 | -591.4094 | -587.5786 | -563.381 | -558.4774 | -533.6807 | -527.238 | -502.7835 | -496.0197 | -472.166 | -459.5757 | -432.1955 | -419.7606 | -391.7631 | -381.4034 | -357.1309 | -345.7617 | -322.5786 | -307.2195 | -281.6727 | -266.3379 | -244.148 | -231.6048 | -207.852 | -194.3388 | -173.8101 | -157.8181 | -135.8938 | -119.1214 | -96.692 | -78.1036 | -55.1521 | -34.6478 | -5.6189 | 0 | 0 | 0 | 0 | 0 | 0 | 0 | 0 | 0 | 0 | 0 | 0 | 0 | 0 | 0 | 0 | 0 | 0 | 0 | 0 | 0 | 0 | 0 | 0 | 0 | 0 | 0 | 0 | 0 | 0 | 0 | 0 | 0 | 0 | 0 | 0 | 0 | 0 | 0 | 0
|  |  |  | EIB interest | 0 | USD 000s | -12507.6535 | 0 | 0 | 0 | 0 | 0 | 0 | 0 | 0 | 0 | -454.5759 | -587.9513 | -586.8793 | -565.8101 | -564.6971 | -548.2049 | -544.6824 | -522.3675 | -517.7153 | -494.7699 | -488.7108 | -466.0921 | -459.7205 | -437.6632 | -425.8648 | -400.4886 | -388.8107 | -362.9006 | -353.1255 | -330.6723 | -319.9476 | -298.4642 | -284.0896 | -260.4559 | -246.0889 | -225.4793 | -213.6436 | -191.6696 | -179.0078 | -160.0439 | -145.1566 | -124.9488 | -109.3798 | -88.7778 | -71.5534 | -50.5294 | -31.6152 | -5.0993 | 0 | 0 | 0 | 0 | 0 | 0 | 0 | 0 | 0 | 0 | 0 | 0 | 0 | 0 | 0 | 0 | 0 | 0 | 0 | 0 | 0 | 0 | 0 | 0 | 0 | 0 | 0 | 0 | 0 | 0 | 0 | 0 | 0 | 0 | 0 | 0 | 0 | 0 | 0 | 0
|  |  |  | GB Refi facility upfront fee paid | 0 | USD 000s | 0 | 0 | 0 | 0 | 0 | 0 | 0 | 0 | 0 | 0 | 0 | 0 | 0 | 0 | 0 | 0 | 0 | 0 | 0 | 0 | 0 | 0 | 0 | 0 | 0 | 0 | 0 | 0 | 0 | 0 | 0 | 0 | 0 | 0 | 0 | 0 | 0 | 0 | 0 | 0 | 0 | 0 | 0 | 0 | 0 | 0 | 0 | 0 | 0 | 0 | 0 | 0 | 0 | 0 | 0 | 0 | 0 | 0 | 0 | 0 | 0 | 0 | 0 | 0 | 0 | 0 | 0 | 0 | 0 | 0 | 0 | 0 | 0 | 0 | 0 | 0 | 0 | 0 | 0 | 0 | 0 | 0 | 0 | 0 | 0 | 0 | 0 | 0
|  |  |  | GB Refi debt interest | 0 | USD 000s | 0 | 0 | 0 | 0 | 0 | 0 | 0 | 0 | 0 | 0 | 0 | 0 | 0 | 0 | 0 | 0 | 0 | 0 | 0 | 0 | 0 | 0 | 0 | 0 | 0 | 0 | 0 | 0 | 0 | 0 | 0 | 0 | 0 | 0 | 0 | 0 | 0 | 0 | 0 | 0 | 0 | 0 | 0 | 0 | 0 | 0 | 0 | 0 | 0 | 0 | 0 | 0 | 0 | 0 | 0 | 0 | 0 | 0 | 0 | 0 | 0 | 0 | 0 | 0 | 0 | 0 | 0 | 0 | 0 | 0 | 0 | 0 | 0 | 0 | 0 | 0 | 0 | 0 | 0 | 0 | 0 | 0 | 0 | 0 | 0 | 0 | 0 | 0
|  |  |  | Shareholder loan interest expense - P90 | 0 | USD 000s | -87772.8794 | 0 | 0 | 0 | 0 | 0 | 0 | 0 | 0 | 0 | -1621.8011 | -1662.3461 | -1703.9048 | -1746.5024 | -1790.1649 | -1834.9191 | -1880.792 | -1927.8118 | -1184.8693 | -1204.9303 | -1225.8742 | -1246.8396 | -1268.7346 | -1297.4883 | -1327.0434 | -1357.0995 | -1387.9815 | -1419.4001 | -1451.9801 | -1485.1707 | -1519.2793 | -1553.9683 | -1589.5907 | -1625.8632 | -1663.1208 | -1701.3586 | -1740.7049 | -1771.9149 | -1791.5839 | -1810.6482 | -1831.3153 | -1851.4634 | -1873.3003 | -1894.5922 | -1917.5967 | -1940.0925 | -1964.2513 | -1987.7699 | -1968.9725 | -1899.7782 | -1836.941 | -1764.1904 | -1697.0806 | -1621.1088 | -1550.897 | -1471.7116 | -1398.1783 | -1316.8066 | -1241.2431 | -1156.0377 | -1076.1893 | -989.6315 | -908.5228 | -818.4878 | -733.7997 | -640.1304 | -551.7016 | -454.2325 | -361.8936 | -261.2762 | 0 | 0 | 0 | 0 | 0 | 0 | 0 | 0 | 0 | 0 | 0 | 0 | 0 | 0 | 0 | 0 | 0 | 0
|  |  |  | Tax depreciation | 0 | USD 000s | 126790.6817 | 0 | 0 | 0 | 0 | 0 | 0 | 7326.7516 | 7182.1731 | 7056.2215 | 6949.5697 | 6844.5299 | 6744.3661 | 6645.668 | 6548.4143 | 6452.5839 | 6358.1558 | 6265.1096 | 6173.4251 | 6083.0823 | 5994.0616 | 5906.3436 | 5819.9093 | 5734.7399 | 5650.8169 | 5568.122 | 5486.6373 | 0 | 0 | 0 | 0 | 0 | 0 | 0 | 0 | 0 | 0 | 0 | 0 | 0 | 0 | 0 | 0 | 0 | 0 | 0 | 0 | 0 | 0 | 0 | 0 | 0 | 0 | 0 | 0 | 0 | 0 | 0 | 0 | 0 | 0 | 0 | 0 | 0 | 0 | 0 | 0 | 0 | 0 | 0 | 0 | 0 | 0 | 0 | 0 | 0 | 0 | 0 | 0 | 0 | 0 | 0 | 0 | 0 | 0 | 0 | 0 | 0
|  |  |  | Adjusted net profit for FAA tax calculation under IFRIC12 - P90 |  | USD 000s | 27368.8678 |  | 0 | 0 | 0 | 0 | 0 | -1459.5623 | -820.5315 | -1189.0322 | -4911.2106 | -5973.4672 | -5449.1604 | -5692.2186 | -5495.853 | -5768.4123 | -5306.5552 | -5552.412 | -4301.5538 | -4519.1038 | -4128.4399 | -4350.3811 | -3895.7208 | -4130.1755 | -3604.9182 | -3823.8709 | -3334.3394 | 1243.5156 | 1570.6881 | 1258.4272 | 1734.5824 | 1416.3715 | 1825.0301 | 1518.6592 | 1219.507 | 893.647 | 2044.1015 | 1734.7274 | 2149.3197 | 1837.0062 | 2266.0366 | 1960.4388 | 2394.7266 | 2091.3341 | 2528.7054 | 2230.2221 | 2676.671 | 2407.7432 | 2821.0628 | 2440.4773 | 2987.6075 | 2611.5674 | 3107.657 | 2735.841 | 3236.48 | 2868.8908 | 3314.6718 | 2950.2931 | 3481.3948 | 3121.88 | 3529.6091 | 3172.4818 | 3668.4596 | 3315.8493 | 3813.6008 | 3465.6693 | 3965.3516 | 3622.2688 | 4091.0468 | 3752.1655 | 0 | 0 | 0 | 0 | 0 | 0 | 0 | 0 | 0 | 0 | 0 | 0 | 0 | 0 | 0 | 0 | 0 | 0
PROPERTY AND LAND TAX
Property tax
|  |  |  | REPU % of PV plant asset | 95% | %
|  |  |  | REPU % of Spare 2 asset | 100% | %
|  |  |  | REPU % of Spare 3 asset | 100% | %
|  |  |  | REPU % of Spare 4 asset | 100% | %
|  |  |  | REPU % of Spare 5 asset | 100% | %
|  |  |  | REPU % of Other non current asset | 100% | %
|  |  |  | PV asset costs for tax balance BEG | 0 | USD 000s | 0 | 0 | 0 | 0 | 0 | 0 | 0 | 144198.494 | 136988.5693 | 129778.6446 | 122568.7199 | 115358.7952 | 108148.8705 | 100938.9458 | 93729.0211 | 86519.0964 | 79309.1717 | 72099.247 | 64889.3223 | 57679.3976 | 50469.4729 | 43259.5482 | 36049.6235 | 28839.6988 | 21629.7741 | 14419.8494 | 7209.9247 | 0 | 0 | 0 | 0 | 0 | 0 | 0 | 0 | 0 | 0 | 0 | 0 | 0 | 0 | 0 | 0 | 0 | 0 | 0 | 0 | 0 | 0 | 0 | 0 | 0 | 0 | 0 | 0 | 0 | 0 | 0 | 0 | 0 | 0 | 0 | 0 | 0 | 0 | 0 | 0 | 0 | 0 | 0 | 0 | 0 | 0 | 0 | 0 | 0 | 0 | 0 | 0 | 0 | 0 | 0 | 0 | 0 | 0 | 0 | 0 | 0
|  |  |  | Spare 2 asset costs for tax balance BEG | 0 | USD 000s | 0 | 0 | 0 | 0 | 0 | 0 | 0 | 0 | 0 | 0 | 0 | 0 | 0 | 0 | 0 | 0 | 0 | 0 | 0 | 0 | 0 | 0 | 0 | 0 | 0 | 0 | 0 | 0 | 0 | 0 | 0 | 0 | 0 | 0 | 0 | 0 | 0 | 0 | 0 | 0 | 0 | 0 | 0 | 0 | 0 | 0 | 0 | 0 | 0 | 0 | 0 | 0 | 0 | 0 | 0 | 0 | 0 | 0 | 0 | 0 | 0 | 0 | 0 | 0 | 0 | 0 | 0 | 0 | 0 | 0 | 0 | 0 | 0 | 0 | 0 | 0 | 0 | 0 | 0 | 0 | 0 | 0 | 0 | 0 | 0 | 0 | 0 | 0